## QPL
DESIGNLIGHTS CONSORTIUM (DLC) |  |  |  | Language/Langue:
QUALIFED PRODUCTS LIST (QPL) |  |  |  | English
**This list is for the use of sponsors of the DesignLights Consortium (DLC) in operation of their commercial lighting programs. The QPL is updated regularly. Please refer to the date last updated, below, and check www.designlights.org to ensure you are using the most current version.
NOTES: (1) White rows represent product models that actual test reports were evaluated. Gray rows represent the corresponding family models, of a particular model number, which test reports were not evaluated. (2) "X" in the model number represents wildcard characters for multiple product variations. In these cases, all variations are considered approved. This is done to save space on the QPL.
Last Updated: | 2016-10-09 | By: www.designlights.org
DLC Product Code | Manufacturer Name | Brand Name | Model Number | Category | General Application | Primary Use | Classification | Parent Product | Measured Light Output (lm) | Measured Luminaire Efficacy (lm/W) | Measured Wattage (W) | Total Harmonic Distortion (THD) | Measured Power Factor | Measured CCT (K) | Measured CRI | Warranty (years) | Rated Lifetime (hours) | Date Qualified | Dimming Status | Dimming Type | Has Intergated Controls | Notes | Technical Requirements Version Number | Rated Light Output (lm) | Rated Luminaire Efficacy (lm/W) | Rated Wattage (W) | Total Harmonic Distortion (THD) | Rated Power Factor | Rated CCT (K) | Rated CRI
P1FPVHSJ | #1 Advance LEDs | #1 Advance LEDs | USA-FC-120W | Outdoor Luminaires | Mid Output | Parking Garage Luminaires | Standard | TRUE | 8843.85 | 73.77 | 119.89 | 14.9 | 0.911 | 5218 | 74.8 | 5 | 50000 | 1/30/2015 12:00:00 AM | Not Yet Verified | Not Yet Verified | Not Yet Verified |  | 2.1 | 8843.85 | 73.77 | 120 | 14 | 0.9 | 5000 | 75
PJFKAHXR | #1 Advance LEDs | #1 Advance LEDs | USA-PG-100W | Outdoor Luminaires | Mid Output | Parking Garage Luminaires | Standard | TRUE | 7576.32 | 76.823 | 98.62 | 14.4 | 0.912 | 5166 | 75.2 | 5 | 50000 | 1/30/2015 12:00:00 AM | Not Yet Verified | Not Yet Verified | Not Yet Verified |  | 2.1 | 7576.32 | 76.82 | 100 | 14 | 0.9 | 5000 | 75
P9T94QTX | 1 Source LED | 1 SOURCE LED | CNP01A-48W-L-3000K | Outdoor Luminaires | Low Output | Parking Garage Luminaires | Standard | TRUE | 4018.69 | 86.39 | 46.52 | 13.9 | 0.969 | 2976 | 84.8 | 5 | 50000 | 4/7/2016 12:00:00 AM | Not Dimmable | Not Dimmable | No |  | 3 | 3900 | 82 | 48 | 13.9 | 0.969 | 3000 | 80
PZRQYEGH | 1 Source LED | 1 SOURCE LED | CNP01A-48W-L-3500K | Outdoor Luminaires | Low Output | Parking Garage Luminaires | Standard | FALSE | [9 empty] | 4/7/2016 12:00:00 AM | Not Dimmable | Not Dimmable | No |  |  | 4000 | 83 | 48 | 13.9 | 0.969 | 3500 | 80
P2XC91TF | 1 Source LED | 1 SOURCE LED | CNP01A-48W-L-5000K | Outdoor Luminaires | Low Output | Parking Garage Luminaires | Standard | FALSE | [9 empty] | 4/7/2016 12:00:00 AM | Not Dimmable | Not Dimmable | No |  |  | 4200 | 87 | 48 | 13.9 | 0.969 | 5000 | 80
PU4RD7QD | 1 Source LED | 1 SOURCE LED | CNP01A-48W-L-4000K | Outdoor Luminaires | Low Output | Parking Garage Luminaires | Standard | FALSE | [9 empty] | 4/7/2016 12:00:00 AM | Not Dimmable | Not Dimmable | No |  |  | 4100 | 84 | 48 | 13.9 | 0.969 | 4000 | 80
PT56CYZ2 | 1 Source LED | 1 SOURCE LED | CNP01A-48W-L-5500K | Outdoor Luminaires | Low Output | Parking Garage Luminaires | Standard | FALSE | [9 empty] | 4/7/2016 12:00:00 AM | Not Dimmable | Not Dimmable | No |  |  | 4300 | 90 | 48 | 13.9 | 0.969 | 5500 | 80
PJJ3XQM1 | 1 Source LED | 1 SOURCE LED | CNP01A-60W-L-3000K | Outdoor Luminaires | Mid Output | Parking Garage Luminaires | Standard | TRUE | 5122.01 | 82.57 | 62.03 | 15.9 | 0.951 | 2995 | 83.8 | 5 | 50000 | 4/7/2016 12:00:00 AM | Not Dimmable | Not Dimmable | Not Yet Verified |  | 2.1 | 5000 | 82 | 60 | 15.9 | 0.951 | 3000 | 80
P1JAX3NH | 1 Source LED | 1 SOURCE LED | CNP01A-60W-L-4000K | Outdoor Luminaires | Mid Output | Parking Garage Luminaires | Standard | FALSE | [9 empty] | 4/7/2016 12:00:00 AM | Not Dimmable | Not Dimmable | Not Yet Verified |  |  | 5200 | 84 | 60 | 15.9 | 0.951 | 4000 | 80
PGETHDBG | 1 Source LED | 1 SOURCE LED | CNP01A-60W-L-5000K | Outdoor Luminaires | Mid Output | Parking Garage Luminaires | Standard | FALSE | [9 empty] | 4/7/2016 12:00:00 AM | Not Dimmable | Not Dimmable | Not Yet Verified |  |  | 5400 | 87 | 60 | 15.9 | 0.951 | 5000 | 80
P575YARF | 1 Source LED | 1 SOURCE LED | CNP01A-60W-L-5500K | Outdoor Luminaires | Mid Output | Parking Garage Luminaires | Standard | FALSE | [9 empty] | 4/7/2016 12:00:00 AM | Not Dimmable | Not Dimmable | Not Yet Verified |  |  | 5600 | 90 | 60 | 15.9 | 0.951 | 5500 | 80
PWUVRTRK | 1 Source LED | 1 SOURCE LED | CNP01A-80W-L-3000k | Outdoor Luminaires | Mid Output | Parking Garage Luminaires | Standard | TRUE | 6499.03 | 81.12 | 80.12 | 14.2 | 0.9603 | 3023 | 83.4 | 5 | 50000 | 4/7/2016 12:00:00 AM | Not Dimmable | Not Dimmable | Not Yet Verified |  | 2.1 | 6400 | 81 | 80 | 14.2 | 0.9603 | 3000 | 80
PZN5UYVP | 1 Source LED | 1 SOURCE LED | CNP01A-80W-L-5500K | Outdoor Luminaires | Mid Output | Parking Garage Luminaires | Standard | FALSE | [9 empty] | 4/7/2016 12:00:00 AM | Not Dimmable | Not Dimmable | Not Yet Verified |  |  | 7100 | 90 | 80 | 14.2 | 0.9603 | 5500 | 80
PUXSTDPA | 1 Source LED | 1 SOURCE LED | CNP01A-80W-L-4000K | Outdoor Luminaires | Mid Output | Parking Garage Luminaires | Standard | FALSE | [9 empty] | 4/7/2016 12:00:00 AM | Not Dimmable | Not Dimmable | Not Yet Verified |  |  | 6800 | 85 | 80 | 14.2 | 0.9603 | 4000 | 80
PPCN8F8M | 1 Source LED | 1 SOURCE LED | CNP01A-80W-L-5000K | Outdoor Luminaires | Mid Output | Parking Garage Luminaires | Standard | FALSE | [9 empty] | 4/7/2016 12:00:00 AM | Not Dimmable | Not Dimmable | Not Yet Verified |  |  | 7000 | 87 | 80 | 14.2 | 0.9603 | 5000 | 80
PJ7KRYWB | ABBlighting | ABBLighting | LSPKG35501 | Outdoor Luminaires | Low Output | Parking Garage Luminaires | Standard | TRUE | 3935.8 | 106.8 | 36.85 | 7.98 | 0.9528 | 4912 | 82.3 | 5 | 50000 | 7/20/2016 12:00:00 AM | Dimmable | Continuous Below 10 | No |  | 4 | 4000 | 111.1 | 36 | 7.89 | 0.95 | 5000 | 75
P2Z6G1X5 | ABBlighting | ABBLighting | LSPKG3550[1,4,5]‐[ALL motion sensor or photocontrol] | Outdoor Luminaires | Low Output | Parking Garage Luminaires | Standard | FALSE | [9 empty] | 7/20/2016 12:00:00 AM | Dimmable | Continuous Below 10 | Yes |  |  | 4000 | 111.1 | 36 | 7.89 | 0.95 | 5000 | 75
PGD9G6UD | ABBlighting | ABBlighting | LSPKG65501 | Outdoor Luminaires | Mid Output | Parking Garage Luminaires | Standard | TRUE | 7710.04 | 111.6 | 69.09 | 13.79 | 0.9542 | 4799 | 81.8 | 5 | 50000 | 8/3/2016 12:00:00 AM | Dimmable | Continuous Below 10 | Not Yet Verified |  | 4 | 7800 | 120 | 65 | 13.79 | 0.95 | 5000 | 75
PGBGPECE | ABBlighting | ABBlighting | LSPKG6550[1,4,5]‐[ALL motion sensor or photocontrol] | Outdoor Luminaires | Mid Output | Parking Garage Luminaires | Standard | FALSE | [9 empty] | 8/3/2016 12:00:00 AM | Dimmable | Continuous Below 10 | Yes |  |  | 7800 | 120 | 65 | 13.79 | 0.95 | 5000 | 75
PDMH57YQ | ABBlighting | ABBlighting | ABBPKG70501 | Outdoor Luminaires | Mid Output | Parking Garage Luminaires | Standard | TRUE | 6159.7 | 94.3 | 65.32 | 16.14 | 0.9383 | 5112 | 78.5 | 5 | 50000 | 6/23/2015 12:00:00 AM | Not Dimmable | Not Dimmable | Not Yet Verified |  | 2.1 | 6300 | 90 | 70 | 20 | 0.9 | 5000 | 70
PRWCWUAZ | ABBlighting | ABBlighting | ABPKG40LED50 | Outdoor Luminaires | Low Output | Parking Garage Luminaires | Standard | TRUE | 3597.7 | 102.5 | 35.1 | 9.55 | 0.9465 | 4902 | 78 | 5 | 50000 | 6/23/2015 12:00:00 AM | Not Dimmable | Not Dimmable | Not Yet Verified |  | 2.1 | 3600 | 90 | 40 | 20 | 0.9 | 5000 | 70
PACW5CKD | ABBlighting | ABBlighting | ABBPKG55501 | Outdoor Luminaires | Low Output | Parking Garage Luminaires | Standard | TRUE | 4732.7 | 95.7 | 49.44 | 15.46 | 0.954 | 4947 | 78.4 | 5 | 50000 | 6/23/2015 12:00:00 AM | Not Dimmable | Not Dimmable | Not Yet Verified |  | 2.1 | 4800 | 88 | 55 | 20 | 0.9 | 5000 | 70
PX9XQ3BF | ABBlighting | ABBlighting | ABPKG40LED50-MS | Outdoor Luminaires | Low Output | Parking Garage Luminaires | Standard | TRUE | 3590.6 | 97.6 | 36.8 | 14.89 | 0.8891 | 5019 | 77.9 | 5 | 250000 | 1/11/2016 12:00:00 AM | Dimmable | Continuous Below 10 | No |  | 3 | 3597 | 98.7 | 38 | 20 | 0.9 | 5000 | 70
PSWFU9JV | ABBlighting | ABBlighting | ABPKG40LED50-[ALL motion sensor or photocontrol] | Outdoor Luminaires | Low Output | Parking Garage Luminaires | Standard | FALSE | [9 empty] | 1/11/2016 12:00:00 AM | Dimmable | Continuous Below 10 | Yes |  |  | 3597 | 98.7 | 38 | 20 | 0.9 | 5000 | 70
P7GUTJ4W | ABBlighting | ABBlighting | ABBPKG55501-MS | Outdoor Luminaires | Low Output | Parking Garage Luminaires | Standard | TRUE | 4651.4 | 89.3 | 52.07 | 12.27 | 0.9033 | 5046 | 78.3 | 5 | 250000 | 1/11/2016 12:00:00 AM | Dimmable | Continuous Below 10 | No |  | 3 | 4668 | 91 | 52 | 20 | 0.9 | 5000 | 70
PNND5T6V | ABBlighting | ABBlighting | ABBPKG55501-[ALL motion sensor or photocontrol] | Outdoor Luminaires | Low Output | Parking Garage Luminaires | Standard | FALSE | [9 empty] | 1/11/2016 12:00:00 AM | Dimmable | Continuous Below 10 | Yes |  |  | 4668 | 91 | 52 | 20 | 0.9 | 5000 | 70
PS2DDZK7 | ABBlighting | ABBlighting | LSPKG3550[1,4,5]-[ALL motion sensor or photocontrol] | Outdoor Luminaires | Mid Output | Parking Garage Luminaires | Premium | TRUE | 4528.7 | 130.8 | 34.61 | 8.01 | 0.9453 | 5008 | 82.4 | 5 | 50000 | 10/4/2016 12:00:00 AM | Not Dimmable | Not Dimmable | Yes |  | 4 | 4533.1 | 133.1 | 34.06 | 8.05 | 0.95 | 5008 | 82.4
P1GAP8YJ | ABBlighting | ABBlighting | LSPKG6550[1,4,5]‐[ALL motion sensor or photocontrol] | Outdoor Luminaires | Mid Output | Parking Garage Luminaires | Premium | TRUE | 9172.5 | 136 | 67.46 | 14.03 | 0.9531 | 5064 | 82.7 | 5 | 50000 | 10/4/2016 12:00:00 AM | Not Dimmable | Not Dimmable | Yes |  | 4 | 9213.8 | 135.2 | 68.16 | 14.03 | 0.95 | 5064 | 82.7
P9P3R6FE | ACE LED LLC | Ace-LED | ACEPL-300W-30K | Outdoor Luminaires | High Output | Parking Garage Luminaires | Standard | TRUE | 27360 | 93.51 | 292.6 | 10.84 | 0.951 | 3124 | 74.4 | 5 | 50000 | 8/28/2015 12:00:00 AM | Not Dimmable | Not Dimmable | Not Yet Verified |  | 2.1 | 27360 | 93.51 | 292.6 | 11 | 0.95 | 3000 | 74.4
PCNA7ERF | ACE LED LLC | Ace-LED | ACEPL-300W-35K | Outdoor Luminaires | High Output | Parking Garage Luminaires | Standard | FALSE | [9 empty] | 8/28/2015 12:00:00 AM | Not Dimmable | Not Dimmable | Not Yet Verified |  |  | 27360 | 93.51 | 292.6 | 11 | 0.95 | 3500 | 74.4
PG6AEGDC | ACE LED LLC | Ace-LED | ACEPL-300W-40K | Outdoor Luminaires | High Output | Parking Garage Luminaires | Standard | FALSE | [9 empty] | 8/28/2015 12:00:00 AM | Not Dimmable | Not Dimmable | Not Yet Verified |  |  | 27360 | 93.51 | 292.6 | 11 | 0.95 | 4000 | 74.4
P9V63SSE | ACE LED LLC | Ace-LED | ACEPL-300W-45K | Outdoor Luminaires | High Output | Parking Garage Luminaires | Standard | FALSE | [9 empty] | 8/28/2015 12:00:00 AM | Not Dimmable | Not Dimmable | Not Yet Verified |  |  | 27360 | 93.51 | 292.6 | 11 | 0.95 | 4500 | 74.4
PN83QB7B | ACE LED LLC | Ace-LED | ACEPL-300W-50K | Outdoor Luminaires | High Output | Parking Garage Luminaires | Standard | FALSE | [9 empty] | 8/28/2015 12:00:00 AM | Not Dimmable | Not Dimmable | Not Yet Verified |  |  | 29002 | 98.85 | 293.4 | 10 | 0.93 | 5000 | 71.9
PEK168UR | ACE LED LLC | ACE-LED | ACEPL-100W-30K-XX-XXX-XXX | Outdoor Luminaires | Mid Output | Parking Garage Luminaires | Standard | TRUE | 9315.1 | 95.44 | 97.6 | 13.62 | 0.93 | 3115 | 74.4 | 5 | 50000 | 10/28/2015 12:00:00 AM | Not Dimmable | Not Dimmable | Not Yet Verified |  | 2.1 | 9315.1 | 95.44 | 97.6 | 13.62 | 0.93 | 3000 | 74.4
PRCY78SA | ACE LED LLC | ACE-LED | ACEPL-100W-40K-XX-XXX-XXX | Outdoor Luminaires | Mid Output | Parking Garage Luminaires | Standard | FALSE | [9 empty] | 10/28/2015 12:00:00 AM | Not Dimmable | Not Dimmable | Not Yet Verified |  |  | 9315.1 | 95.44 | 97.6 | 13.62 | 0.93 | 4000 | 74.4
PD83WJZ6 | ACE LED LLC | ACE-LED | ACEPL-100W-45K-XX-XXX-XXX | Outdoor Luminaires | Mid Output | Parking Garage Luminaires | Standard | FALSE | [9 empty] | 10/28/2015 12:00:00 AM | Not Dimmable | Not Dimmable | Not Yet Verified |  |  | 9315.1 | 95.44 | 97.6 | 13.62 | 0.93 | 4500 | 74.4
PGGVNW5X | ACE LED LLC | ACE-LED | ACEPL-100W-35K-XX-XXX-XXX | Outdoor Luminaires | Mid Output | Parking Garage Luminaires | Standard | FALSE | [9 empty] | 10/28/2015 12:00:00 AM | Not Dimmable | Not Dimmable | Not Yet Verified |  |  | 9315.1 | 95.44 | 97.6 | 13.62 | 0.93 | 3500 | 74.4
PWCVEHXH | ACE LED LLC | ACE-LED | ACEPL-100W-50K-XX-XXX-XXX | Outdoor Luminaires | Mid Output | Parking Garage Luminaires | Standard | FALSE | [9 empty] | 10/28/2015 12:00:00 AM | Not Dimmable | Not Dimmable | Not Yet Verified |  |  | 9780 | 100.28 | 97.53 | 13.24 | 0.924 | 5000 | 75
P000000KX | Acuity Brands Lighting | Lithonia Lighting | KACM LED 1 49B350/40K SR3 XXXXX XX XXX XXXXXX | Outdoor Luminaires | Low Output | Parking Garage Luminaires | Standard | TRUE | 4789 | 82.71 | 57.9 | 12.9 | 1 | 3959 | 65.7 | 5 | 60000 | 8/2/2011 12:00:00 AM | Not Yet Verified | Not Yet Verified | Not Yet Verified |  | 1.6 | 4663 | 80 | 58 |  | 0.9 | 4000 | 68
P000000L1 | Acuity Brands Lighting | Lithonia Lighting | KACM LED 1 49B530/40K SR3 XXXXX XX XXX XXXXXX | Outdoor Luminaires | Mid Output | Parking Garage Luminaires | Standard | TRUE | 6369 | 75.51 | 84.7 | 8.9 | 0.992 | 4015 | 66 | 5 | 60000 | 8/2/2011 12:00:00 AM | Not Yet Verified | Not Yet Verified | Not Yet Verified |  | 1.6 | 6208 | 73 | 85 |  | 0.9 | 4000 | 68
P000000SH | Acuity Brands Lighting | Lithonia Lighting | KACM LED 1 63B350/30K SR5 XXXXX XXX XXX XXXXXX | Outdoor Luminaires | Mid Output | Parking Garage Luminaires | Standard | TRUE | 5334 | 73.28 | 72.79 | 10.5 | 0.91 | 3070 | 84 | 5 | 60000 | 12/12/2011 12:00:00 AM | Not Yet Verified | Not Yet Verified | Not Yet Verified |  | 2.1 |  |  |  |  | 0.9 | 5000
P000000SB | Acuity Brands Lighting | Lithonia Lighting | KACM LED 1 49B350/50K SR3 XXXXX XXX XXX XXXXXX | Outdoor Luminaires | Mid Output | Parking Garage Luminaires | Standard | TRUE | 5236 | 88.49 | 59.17 | 10.5 | 0.91 | 4849 | 66.4 | 5 | 60000 | 12/12/2011 12:00:00 AM | Not Yet Verified | Not Yet Verified | Not Yet Verified |  | 2.1 |  |  |  |  | 0.9 | 5000
P000000KY | Acuity Brands Lighting | Lithonia Lighting | KACM LED 1 49B350/40K SR5 XXXXX XX XXX XXXXXX | Outdoor Luminaires | Low Output | Parking Garage Luminaires | Standard | FALSE | [9 empty] | 8/2/2011 12:00:00 AM | Not Yet Verified | Not Yet Verified | Not Yet Verified |  |  | 4943 | 85 | 58 |  | 0.9 | 4000 | 68
P000000L3 | Acuity Brands Lighting | Lithonia Lighting | KACM LED 1 63B530/40K SR3 XXXXX XX XXX XXXXXX | Outdoor Luminaires | Mid Output | Parking Garage Luminaires | Standard | FALSE | [9 empty] | 8/2/2011 12:00:00 AM | Not Yet Verified | Not Yet Verified | Not Yet Verified |  |  | 8606 | 79 | 108 |  | 0.9 | 4000 | 68
P000000L0 | Acuity Brands Lighting | Lithonia Lighting | KACM LED 1 63B350/40K SR5 XXXXX XX XXX XXXXXX | Outdoor Luminaires | Mid Output | Parking Garage Luminaires | Standard | FALSE | [9 empty] | 8/2/2011 12:00:00 AM | Not Yet Verified | Not Yet Verified | Not Yet Verified |  |  | 6698 | 92 | 73 |  | 0.9 | 4000 | 68
P000000L4 | Acuity Brands Lighting | Lithonia Lighting | KACM LED 1 63B530/40K SR5 XXXXX XX XXX XXXXXX | Outdoor Luminaires | Mid Output | Parking Garage Luminaires | Standard | FALSE | [9 empty] | 8/2/2011 12:00:00 AM | Not Yet Verified | Not Yet Verified | Not Yet Verified |  |  | 8941 | 83 | 108 |  | 0.9 | 4000 | 68
P000000KZ | Acuity Brands Lighting | Lithonia Lighting | KACM LED 1 63B350/40K SR3 XXXXX XX XXX XXXXXX | Outdoor Luminaires | Mid Output | Parking Garage Luminaires | Standard | FALSE | [9 empty] | 8/2/2011 12:00:00 AM | Not Yet Verified | Not Yet Verified | Not Yet Verified |  |  | 6513 | 89 | 73 |  | 0.9 | 4000 | 68
P000000YP | Acuity Brands Lighting | Lithonia Lighting | DSXSC LED 2 10B350/40K ASY XXXXX XXX XXXXXXXX XXXXX | Outdoor Luminaires | Low Output | Parking Garage Luminaires | Standard | TRUE | 2257.8 | 87.17 | 25.9 | 11.62 | 0.934 | 3909 | 71.3 | 5 | 50000 | 10/22/2012 12:00:00 AM | Not Yet Verified | Not Yet Verified | Not Yet Verified |  | 1.7 | 2264 | 91 | 25 |  | 0.9 | 4000 | 70
P000000YQ | Acuity Brands Lighting | Lithonia Lighting | DSXSC LED 3 10B700/40K ASY XXXXX XXX XXXXXXXX XXXXX | Outdoor Luminaires | Mid Output | Parking Garage Luminaires | Standard | TRUE | 5944.3 | 80.11 | 74.2 | 11.62 | 0.934 | 3946 | 71.5 | 5 | 50000 | 10/22/2012 12:00:00 AM | Not Yet Verified | Not Yet Verified | Not Yet Verified |  | 1.7 | 5849 | 79 | 74 |  | 0.9 | 4000 | 70
P000000ZD | Acuity Brands Lighting | Lithonia Lighting | DSXSC LED 3 10B700/50K T5R XXXXX XXX XXXXXXXX XXXXX | Outdoor Luminaires | Mid Output | Parking Garage Luminaires | Standard | TRUE | 6673.2 | 89.57 | 74.5 | 11.62 | 0.934 | 4957 | 67.7 | 5 | 50000 | 10/22/2012 12:00:00 AM | Not Yet Verified | Not Yet Verified | Not Yet Verified |  | 1.7 | 6647 | 90 | 74 |  | 0.9 | 5000 | 65
P000000ZY | Acuity Brands Lighting | Lithonia Lighting | DSXSC LED 3 10B700/50K T5M XXXXX XXX XXXXXXXX XXXXX | Outdoor Luminaires | Mid Output | Parking Garage Luminaires | Standard | FALSE | [9 empty] | 10/22/2012 12:00:00 AM | Not Yet Verified | Not Yet Verified | Not Yet Verified |  |  | 6538 | 88 | 74 |  | 0.9 | 5000 | 65
P000000ZZ | Acuity Brands Lighting | Lithonia Lighting | DSXSC LED 3 10B700/50K T5W XXXXX XXX XXXXXXXX XXXXX | Outdoor Luminaires | Mid Output | Parking Garage Luminaires | Standard | FALSE | [9 empty] | 10/22/2012 12:00:00 AM | Not Yet Verified | Not Yet Verified | Not Yet Verified |  |  | 6546 | 88 | 74 |  | 0.9 | 5000 | 65
P00000100 | Acuity Brands Lighting | Lithonia Lighting | DSXSC LED 3 10B700/50K ASY XXXXX XXX XXXXXXXX XXXXX | Outdoor Luminaires | Mid Output | Parking Garage Luminaires | Standard | FALSE | [9 empty] | 10/22/2012 12:00:00 AM | Not Yet Verified | Not Yet Verified | Not Yet Verified |  |  | 6647 | 90 | 74 |  | 0.9 | 5000 | 65
P000000YX | Acuity Brands Lighting | Lithonia Lighting | DSXSC LED 2 10B530/40K ASY XXXXX XXX XXXXXXXX XXXXX | Outdoor Luminaires | Low Output | Parking Garage Luminaires | Standard | FALSE | [9 empty] | 10/22/2012 12:00:00 AM | Not Yet Verified | Not Yet Verified | Not Yet Verified |  |  | 3139 | 85 | 37 |  | 0.9 | 4000 | 70
P000000YZ | Acuity Brands Lighting | Lithonia Lighting | DSXSC LED 2 10B700/40K T5W XXXXX XXX XXXXXXXX XXXXX | Outdoor Luminaires | Low Output | Parking Garage Luminaires | Standard | FALSE | [9 empty] | 10/22/2012 12:00:00 AM | Not Yet Verified | Not Yet Verified | Not Yet Verified |  |  | 4110 | 81 | 51 |  | 0.9 | 4000 | 70
P000000Z3 | Acuity Brands Lighting | Lithonia Lighting | DSXSC LED 3 10B350/40K T5W XXXXX XXX XXXXXXXX XXXXX | Outdoor Luminaires | Low Output | Parking Garage Luminaires | Standard | FALSE | [9 empty] | 10/22/2012 12:00:00 AM | Not Yet Verified | Not Yet Verified | Not Yet Verified |  |  | 3440 | 98 | 35 |  | 0.9 | 4000 | 70
P000000Z5 | Acuity Brands Lighting | Lithonia Lighting | DSXSC LED 3 10B350/40K ASY XXXXX XXX XXXXXXXX XXXXX | Outdoor Luminaires | Low Output | Parking Garage Luminaires | Standard | FALSE | [9 empty] | 10/22/2012 12:00:00 AM | Not Yet Verified | Not Yet Verified | Not Yet Verified |  |  | 3329 | 95 | 35 |  | 0.9 | 4000 | 70
P000000Z6 | Acuity Brands Lighting | Lithonia Lighting | DSXSC LED 3 10B530/40K T5M XXXXX XXX XXXXXXXX XXXXX | Outdoor Luminaires | Low Output | Parking Garage Luminaires | Standard | FALSE | [9 empty] | 10/22/2012 12:00:00 AM | Not Yet Verified | Not Yet Verified | Not Yet Verified |  |  | 4764 | 90 | 53 |  | 0.9 | 4000 | 70
P000000Z8 | Acuity Brands Lighting | Lithonia Lighting | DSXSC LED 3 10B530/40K T5R XXXXX XXX XXXXXXXX XXXXX | Outdoor Luminaires | Low Output | Parking Garage Luminaires | Standard | FALSE | [9 empty] | 10/22/2012 12:00:00 AM | Not Yet Verified | Not Yet Verified | Not Yet Verified |  |  | 4843 | 91 | 53 |  | 0.9 | 4000 | 70
P000000ZE | Acuity Brands Lighting | Lithonia Lighting | DSXSC LED 2 10B350/50K T5M XXXXX XXX XXXXXXXX XXXXX | Outdoor Luminaires | Low Output | Parking Garage Luminaires | Standard | FALSE | [9 empty] | 10/22/2012 12:00:00 AM | Not Yet Verified | Not Yet Verified | Not Yet Verified |  |  | 2531 | 101 | 25 |  | 0.9 | 5000 | 65
P000000ZH | Acuity Brands Lighting | Lithonia Lighting | DSXSC LED 2 10B350/50K ASY XXXXX XXX XXXXXXXX XXXXX | Outdoor Luminaires | Low Output | Parking Garage Luminaires | Standard | FALSE | [9 empty] | 10/22/2012 12:00:00 AM | Not Yet Verified | Not Yet Verified | Not Yet Verified |  |  | 2452 | 98 | 25 |  | 0.9 | 5000 | 65
P000000ZK | Acuity Brands Lighting | Lithonia Lighting | DSXSC LED 2 10B530/50K T5R XXXXX XXX XXXXXXXX XXXXX | Outdoor Luminaires | Low Output | Parking Garage Luminaires | Standard | FALSE | [9 empty] | 10/22/2012 12:00:00 AM | Not Yet Verified | Not Yet Verified | Not Yet Verified |  |  | 3568 | 96 | 37 |  | 0.9 | 5000 | 65
P000000ZM | Acuity Brands Lighting | Lithonia Lighting | DSXSC LED 2 10B700/50K T5M XXXXX XXX XXXXXXXX XXXXX | Outdoor Luminaires | Low Output | Parking Garage Luminaires | Standard | FALSE | [9 empty] | 10/22/2012 12:00:00 AM | Not Yet Verified | Not Yet Verified | Not Yet Verified |  |  | 4446 | 87 | 51 |  | 0.9 | 5000 | 65
P000000ZS | Acuity Brands Lighting | Lithonia Lighting | DSXSC LED 3 10B350/50K T5R XXXXX XXX XXXXXXXX XXXXX | Outdoor Luminaires | Low Output | Parking Garage Luminaires | Standard | FALSE | [9 empty] | 10/22/2012 12:00:00 AM | Not Yet Verified | Not Yet Verified | Not Yet Verified |  |  | 3783 | 108 | 35 |  | 0.9 | 5000 | 65
P000000ZA | Acuity Brands Lighting | Lithonia Lighting | DSXSC LED 3 10B700/40K T5M XXXXX XXX XXXXXXXX XXXXX | Outdoor Luminaires | Mid Output | Parking Garage Luminaires | Standard | FALSE | [9 empty] | 10/22/2012 12:00:00 AM | Not Yet Verified | Not Yet Verified | Not Yet Verified |  |  | 6036 | 82 | 74 |  | 0.9 | 4000 | 70
P000000Z9 | Acuity Brands Lighting | Lithonia Lighting | DSXSC LED 3 10B530/40K ASY XXXXX XXX XXXXXXXX XXXXX | Outdoor Luminaires | Low Output | Parking Garage Luminaires | Standard | FALSE | [9 empty] | 10/22/2012 12:00:00 AM | Not Yet Verified | Not Yet Verified | Not Yet Verified |  |  | 4616 | 87 | 53 |  | 0.9 | 4000 | 70
P000000ZG | Acuity Brands Lighting | Lithonia Lighting | DSXSC LED 2 10B350/50K T5R XXXXX XXX XXXXXXXX XXXXX | Outdoor Luminaires | Low Output | Parking Garage Luminaires | Standard | FALSE | [9 empty] | 10/22/2012 12:00:00 AM | Not Yet Verified | Not Yet Verified | Not Yet Verified |  |  | 2573 | 103 | 25 |  | 0.9 | 5000 | 65
P000000YT | Acuity Brands Lighting | Lithonia Lighting | DSXSC LED 2 10B350/40K T5R XXXXX XXX XXXXXXXX XXXXX | Outdoor Luminaires | Low Output | Parking Garage Luminaires | Standard | FALSE | [9 empty] | 10/22/2012 12:00:00 AM | Not Yet Verified | Not Yet Verified | Not Yet Verified |  |  | 2375 | 95 | 25 |  | 0.9 | 4000 | 70
P000000Z4 | Acuity Brands Lighting | Lithonia Lighting | DSXSC LED 3 10B350/40K T5R XXXXX XXX XXXXXXXX XXXXX | Outdoor Luminaires | Low Output | Parking Garage Luminaires | Standard | FALSE | [9 empty] | 10/22/2012 12:00:00 AM | Not Yet Verified | Not Yet Verified | Not Yet Verified |  |  | 3493 | 98 | 35 |  | 0.9 | 4000 | 70
P000000ZT | Acuity Brands Lighting | Lithonia Lighting | DSXSC LED 3 10B350/50K ASY XXXXX XXX XXXXXXXX XXXXX | Outdoor Luminaires | Low Output | Parking Garage Luminaires | Standard | FALSE | [9 empty] | 10/22/2012 12:00:00 AM | Not Yet Verified | Not Yet Verified | Not Yet Verified |  |  | 3606 | 103 | 35 |  | 0.9 | 5000 | 65
P000000YR | Acuity Brands Lighting | Lithonia Lighting | DSXSC LED 2 10B350/40K T5M XXXXX XXX XXXXXXXX XXXXX | Outdoor Luminaires | Low Output | Parking Garage Luminaires | Standard | FALSE | [9 empty] | 10/22/2012 12:00:00 AM | Not Yet Verified | Not Yet Verified | Not Yet Verified |  |  | 2336 | 93 | 25 |  | 0.9 | 4000 | 70
P000000YS | Acuity Brands Lighting | Lithonia Lighting | DSXSC LED 2 10B350/40K T5W XXXXX XXX XXXXXXXX XXXXX | Outdoor Luminaires | Low Output | Parking Garage Luminaires | Standard | FALSE | [9 empty] | 10/22/2012 12:00:00 AM | Not Yet Verified | Not Yet Verified | Not Yet Verified |  |  | 2339 | 94 | 25 |  | 0.9 | 4000 | 70
P000000YV | Acuity Brands Lighting | Lithonia Lighting | DSXSC LED 2 10B530/40K T5W XXXXX XXX XXXXXXXX XXXXX | Outdoor Luminaires | Low Output | Parking Garage Luminaires | Standard | FALSE | [9 empty] | 10/22/2012 12:00:00 AM | Not Yet Verified | Not Yet Verified | Not Yet Verified |  |  | 3244 | 88 | 37 |  | 0.9 | 4000 | 70
P000000ZI | Acuity Brands Lighting | Lithonia Lighting | DSXSC LED 2 10B530/50K T5M XXXXX XXX XXXXXXXX XXXXX | Outdoor Luminaires | Low Output | Parking Garage Luminaires | Standard | FALSE | [9 empty] | 10/22/2012 12:00:00 AM | Not Yet Verified | Not Yet Verified | Not Yet Verified |  |  | 3509 | 95 | 37 |  | 0.9 | 5000 | 65
P000000ZO | Acuity Brands Lighting | Lithonia Lighting | DSXSC LED 2 10B700/50K T5R XXXXX XXX XXXXXXXX XXXXX | Outdoor Luminaires | Low Output | Parking Garage Luminaires | Standard | FALSE | [9 empty] | 10/22/2012 12:00:00 AM | Not Yet Verified | Not Yet Verified | Not Yet Verified |  |  | 4521 | 89 | 51 |  | 0.9 | 5000 | 65
P000000YW | Acuity Brands Lighting | Lithonia Lighting | DSXSC LED 2 10B530/40K T5R XXXXX XXX XXXXXXXX XXXXX | Outdoor Luminaires | Low Output | Parking Garage Luminaires | Standard | FALSE | [9 empty] | 10/22/2012 12:00:00 AM | Not Yet Verified | Not Yet Verified | Not Yet Verified |  |  | 3294 | 89 | 37 |  | 0.9 | 4000 | 70
P000000YY | Acuity Brands Lighting | Lithonia Lighting | DSXSC LED 2 10B700/40K T5M XXXXX XXX XXXXXXXX XXXXX | Outdoor Luminaires | Low Output | Parking Garage Luminaires | Standard | FALSE | [9 empty] | 10/22/2012 12:00:00 AM | Not Yet Verified | Not Yet Verified | Not Yet Verified |  |  | 4105 | 80 | 51 |  | 0.9 | 4000 | 70
P000000Z1 | Acuity Brands Lighting | Lithonia Lighting | DSXSC LED 2 10B700/40K ASY XXXXX XXX XXXXXXXX XXXXX | Outdoor Luminaires | Low Output | Parking Garage Luminaires | Standard | FALSE | [9 empty] | 10/22/2012 12:00:00 AM | Not Yet Verified | Not Yet Verified | Not Yet Verified |  |  | 3978 | 78 | 51 |  | 0.9 | 4000 | 70
P000000Z2 | Acuity Brands Lighting | Lithonia Lighting | DSXSC LED 3 10B350/40K T5M XXXXX XXX XXXXXXXX XXXXX | Outdoor Luminaires | Low Output | Parking Garage Luminaires | Standard | FALSE | [9 empty] | 10/22/2012 12:00:00 AM | Not Yet Verified | Not Yet Verified | Not Yet Verified |  |  | 3435 | 98 | 35 |  | 0.9 | 4000 | 70
P000000ZF | Acuity Brands Lighting | Lithonia Lighting | DSXSC LED 2 10B350/50K T5W XXXXX XXX XXXXXXXX XXXXX | Outdoor Luminaires | Low Output | Parking Garage Luminaires | Standard | FALSE | [9 empty] | 10/22/2012 12:00:00 AM | Not Yet Verified | Not Yet Verified | Not Yet Verified |  |  | 2534 | 101 | 25 |  | 0.9 | 5000 | 65
P000000ZP | Acuity Brands Lighting | Lithonia Lighting | DSXSC LED 2 10B700/50K ASY XXXXX XXX XXXXXXXX XXXXX | Outdoor Luminaires | Low Output | Parking Garage Luminaires | Standard | FALSE | [9 empty] | 10/22/2012 12:00:00 AM | Not Yet Verified | Not Yet Verified | Not Yet Verified |  |  | 4308 | 84 | 51 |  | 0.9 | 5000 | 65
P000000ZR | Acuity Brands Lighting | Lithonia Lighting | DSXSC LED 3 10B350/50K T5W XXXXX XXX XXXXXXXX XXXXX | Outdoor Luminaires | Low Output | Parking Garage Luminaires | Standard | FALSE | [9 empty] | 10/22/2012 12:00:00 AM | Not Yet Verified | Not Yet Verified | Not Yet Verified |  |  | 3726 | 106 | 35 |  | 0.9 | 5000 | 65
P000000ZV | Acuity Brands Lighting | Lithonia Lighting | DSXSC LED 3 10B353/50K T5W XXXXX XXX XXXXXXXX XXXXX | Outdoor Luminaires | Mid Output | Parking Garage Luminaires | Standard | FALSE | [9 empty] | 10/22/2012 12:00:00 AM | Not Yet Verified | Not Yet Verified | Not Yet Verified |  |  | 5166 | 97 | 53 |  | 0.9 | 5000 | 65
P000000ZW | Acuity Brands Lighting | Lithonia Lighting | DSXSC LED 3 10B530/50K T5R XXXXX XXX XXXXXXXX XXXXX | Outdoor Luminaires | Mid Output | Parking Garage Luminaires | Standard | FALSE | [9 empty] | 10/22/2012 12:00:00 AM | Not Yet Verified | Not Yet Verified | Not Yet Verified |  |  | 5246 | 99 | 53 |  | 0.9 | 5000 | 65
P000000Z7 | Acuity Brands Lighting | Lithonia Lighting | DSXSC LED 3 10B530/40K T5W XXXXX XXX XXXXXXXX XXXXX | Outdoor Luminaires | Low Output | Parking Garage Luminaires | Standard | FALSE | [9 empty] | 10/22/2012 12:00:00 AM | Not Yet Verified | Not Yet Verified | Not Yet Verified |  |  | 4769 | 90 | 53 |  | 0.9 | 4000 | 70
P000000ZN | Acuity Brands Lighting | Lithonia Lighting | DSXSC LED 2 10B700/50K T5W XXXXX XXX XXXXXXXX XXXXX | Outdoor Luminaires | Low Output | Parking Garage Luminaires | Standard | FALSE | [9 empty] | 10/22/2012 12:00:00 AM | Not Yet Verified | Not Yet Verified | Not Yet Verified |  |  | 4452 | 87 | 51 |  | 0.9 | 5000 | 65
P000000ZU | Acuity Brands Lighting | Lithonia Lighting | DSXSC LED 3 10B530/50K T5M XXXXX XXX XXXXXXXX XXXXX | Outdoor Luminaires | Mid Output | Parking Garage Luminaires | Standard | FALSE | [9 empty] | 10/22/2012 12:00:00 AM | Not Yet Verified | Not Yet Verified | Not Yet Verified |  |  | 5160 | 97 | 53 |  | 0.9 | 5000 | 65
P000000YU | Acuity Brands Lighting | Lithonia Lighting | DSXSC LED 2 10B530/40K T5M XXXXX XXX XXXXXXXX XXXXX | Outdoor Luminaires | Low Output | Parking Garage Luminaires | Standard | FALSE | [9 empty] | 10/22/2012 12:00:00 AM | Not Yet Verified | Not Yet Verified | Not Yet Verified |  |  | 3240 | 88 | 37 |  | 0.9 | 4000 | 70
P000000ZX | Acuity Brands Lighting | Lithonia Lighting | DSXSC LED 3 10B530/50K ASY XXXXX XXX XXXXXXXX XXXXX | Outdoor Luminaires | Mid Output | Parking Garage Luminaires | Standard | FALSE | [9 empty] | 10/22/2012 12:00:00 AM | Not Yet Verified | Not Yet Verified | Not Yet Verified |  |  | 5000 | 94 | 53 |  | 0.9 | 5000 | 65
P000000Z0 | Acuity Brands Lighting | Lithonia Lighting | DSXSC LED 2 10B700/40K T5R XXXXX XXX XXXXXXXX XXXXX | Outdoor Luminaires | Low Output | Parking Garage Luminaires | Standard | FALSE | [9 empty] | 10/22/2012 12:00:00 AM | Not Yet Verified | Not Yet Verified | Not Yet Verified |  |  | 4174 | 82 | 51 |  | 0.9 | 4000 | 70
P000000ZJ | Acuity Brands Lighting | Lithonia Lighting | DSXSC LED 2 10B530/50K T5W XXXXX XXX XXXXXXXX XXXXX | Outdoor Luminaires | Low Output | Parking Garage Luminaires | Standard | FALSE | [9 empty] | 10/22/2012 12:00:00 AM | Not Yet Verified | Not Yet Verified | Not Yet Verified |  |  | 3513 | 95 | 37 |  | 0.9 | 5000 | 65
P000000ZL | Acuity Brands Lighting | Lithonia Lighting | DSXSC LED 2 10 B530/50K ASY XXXXX XXX XXXXXXXX XXXXX | Outdoor Luminaires | Low Output | Parking Garage Luminaires | Standard | FALSE | [9 empty] | 10/22/2012 12:00:00 AM | Not Yet Verified | Not Yet Verified | Not Yet Verified |  |  | 3400 | 92 | 37 |  | 0.9 | 5000 | 65
P000000ZQ | Acuity Brands Lighting | Lithonia Lighting | DSXSC LED 3 10B350/50K T5M XXXXX XXX XXXXXXXX XXXXX | Outdoor Luminaires | Low Output | Parking Garage Luminaires | Standard | FALSE | [9 empty] | 10/22/2012 12:00:00 AM | Not Yet Verified | Not Yet Verified | Not Yet Verified |  |  | 3721 | 106 | 35 |  | 0.9 | 5000 | 65
P000000ZB | Acuity Brands Lighting | Lithonia Lighting | DSXSC LED 3 10B700/40K T5W XXXXX XXX XXXXXXXX XXXXX | Outdoor Luminaires | Mid Output | Parking Garage Luminaires | Standard | FALSE | [9 empty] | 10/22/2012 12:00:00 AM | Not Yet Verified | Not Yet Verified | Not Yet Verified |  |  | 6043 | 82 | 74 |  | 0.9 | 4000 | 70
P000000ZC | Acuity Brands Lighting | Lithonia Lighting | DSXSC LED 3 10B700/40K T5R XXXXX XXX XXXXXXXX XXXXX | Outdoor Luminaires | Mid Output | Parking Garage Luminaires | Standard | FALSE | [9 empty] | 10/22/2012 12:00:00 AM | Not Yet Verified | Not Yet Verified | Not Yet Verified |  |  | 6137 | 83 | 74 |  | 0.9 | 4000 | 70
P000001HI | Acuity Brands Lighting | Lithonia Lighting | DSXPGT LED 6 10B700/40K ASY XXXXX XXX XXXXXXXX XXXXX | Outdoor Luminaires | High Output | Parking Garage Luminaires | Standard | TRUE | 11888 | 80.86 | 147.03 | 8.77 | 0.894 | 4027 | 73 | 5 | 100000 | 11/15/2012 12:00:00 AM | Not Yet Verified | Not Yet Verified | Not Yet Verified |  | 1.7 | 11888 | 80.9 | 147 |  |  | 4000 | 73.4
P000001HX | Acuity Brands Lighting | Lithonia Lighting | DSXPGT LED 6 10B700/50K T5M XXXXX XXX XXXXXXXX XXXXX | Outdoor Luminaires | High Output | Parking Garage Luminaires | Standard | TRUE | 12951 | 89.06 | 145.42 | 8.77 | 0.894 | 5002 | 67 | 5 | 100000 | 11/15/2012 12:00:00 AM | Not Yet Verified | Not Yet Verified | Not Yet Verified |  | 1.7 | 12537 | 86.2 | 145.4 |  |  | 5000 | 67.4
P000001HH | Acuity Brands Lighting | Lithonia Lighting | DSXPGT LED 4 10B530/40K ASY XXXXX XXX XXXXXXXX XXXXX | Outdoor Luminaires | Mid Output | Parking Garage Luminaires | Standard | TRUE | 6727 | 91.52 | 73.5 | 8.77 | 0.894 | 3982 | 73 | 5 | 100000 | 11/15/2012 12:00:00 AM | Not Yet Verified | Not Yet Verified | Not Yet Verified |  | 1.7 | 6727 | 91.5 | 73.5 |  |  | 4000 | 73.3
P000001HY | Acuity Brands Lighting | Lithonia Lighting | DSXPGT LED 4 10B530/50K T5R XXXXX XXX XXXXXXXX XXXXX | Outdoor Luminaires | Mid Output | Parking Garage Luminaires | Standard | FALSE | [9 empty] | 11/15/2012 12:00:00 AM | Not Yet Verified | Not Yet Verified | Not Yet Verified |  |  | 7077 | 96.4 | 73.5 |  |  | 5000 | 67.3
P000001I2 | Acuity Brands Lighting | Lithonia Lighting | DSXPGT LED 6 10B530/50K T5R XXXXX XXX XXXXXXXX XXXXX | Outdoor Luminaires | High Output | Parking Garage Luminaires | Standard | FALSE | [9 empty] | 11/15/2012 12:00:00 AM | Not Yet Verified | Not Yet Verified | Not Yet Verified |  |  | 10465 | 95.4 | 109.7 |  |  | 5000 | 67.3
P000001I6 | Acuity Brands Lighting | Lithonia Lighting | DSXPGT LED 4 10B700/50K T5R XXXXX XXX XXXXXXXX XXXXX | Outdoor Luminaires | Mid Output | Parking Garage Luminaires | Standard | FALSE | [9 empty] | 11/15/2012 12:00:00 AM | Not Yet Verified | Not Yet Verified | Not Yet Verified |  |  | 8692 | 85.8 | 101.4 |  |  | 5000 | 67.4
P000001I7 | Acuity Brands Lighting | Lithonia Lighting | DSXPGT LED 4 10B700/50K T5M XXXXX XXX XXXXXXXX XXXXX | Outdoor Luminaires | Mid Output | Parking Garage Luminaires | Standard | FALSE | [9 empty] | 11/15/2012 12:00:00 AM | Not Yet Verified | Not Yet Verified | Not Yet Verified |  |  | 8979 | 88.6 | 101.4 |  |  | 5000 | 67.4
P000001IC | Acuity Brands Lighting | Lithonia Lighting | DSXPGT LED 6 10B700/50K ASY XXXXX XXX XXXXXXXX XXXXX | Outdoor Luminaires | High Output | Parking Garage Luminaires | Standard | FALSE | [9 empty] | 11/15/2012 12:00:00 AM | Not Yet Verified | Not Yet Verified | Not Yet Verified |  |  | 12053 | 81.6 | 147.7 |  |  | 5000 | 67.5
P000001HK | Acuity Brands Lighting | Lithonia Lighting | DSXPGT LED 4 10B530/40K T5M XXXXX XXX XXXXXXXX XXXXX | Outdoor Luminaires | Mid Output | Parking Garage Luminaires | Standard | FALSE | [9 empty] | 11/15/2012 12:00:00 AM | Not Yet Verified | Not Yet Verified | Not Yet Verified |  |  | 7205 | 98.1 | 73.5 |  |  | 4000 | 73.4
P000001HM | Acuity Brands Lighting | Lithonia Lighting | DSXPGT LED 6 10B530/40K T5R XXXXX XXX XXXXXXXX XXXXX | Outdoor Luminaires | High Output | Parking Garage Luminaires | Standard | FALSE | [9 empty] | 11/15/2012 12:00:00 AM | Not Yet Verified | Not Yet Verified | Not Yet Verified |  |  | 10294 | 93.8 | 109.7 |  |  | 4000 | 73.4
P000001HN | Acuity Brands Lighting | Lithonia Lighting | DSXPGT LED 6 10B530/40K T5M XXXXX XXX XXXXXXXX XXXXX | Outdoor Luminaires | High Output | Parking Garage Luminaires | Standard | FALSE | [9 empty] | 11/15/2012 12:00:00 AM | Not Yet Verified | Not Yet Verified | Not Yet Verified |  |  | 10654 | 97.1 | 109.7 |  |  | 4000 | 73.4
P000001HP | Acuity Brands Lighting | Lithonia Lighting | DSXPGT LED 6 10B530/40K ASY XXXXX XXX XXXXXXXX XXXXX | Outdoor Luminaires | Mid Output | Parking Garage Luminaires | Standard | FALSE | [9 empty] | 11/15/2012 12:00:00 AM | Not Yet Verified | Not Yet Verified | Not Yet Verified |  |  | 9944 | 90.8 | 109.5 |  |  | 4000 | 73.4
P000001HV | Acuity Brands Lighting | Lithonia Lighting | DSXPGT LED 6 10B700/40K T5M XXXXX XXX XXXXXXXX XXXXX | Outdoor Luminaires | High Output | Parking Garage Luminaires | Standard | FALSE | [9 empty] | 11/15/2012 12:00:00 AM | Not Yet Verified | Not Yet Verified | Not Yet Verified |  |  | 12333 | 83 | 148.5 |  |  | 4000 | 73.4
P000001HW | Acuity Brands Lighting | Lithonia Lighting | DSXPGT LED 6 10B700/40K T5W XXXXX XXX XXXXXXXX XXXXX | Outdoor Luminaires | High Output | Parking Garage Luminaires | Standard | FALSE | [9 empty] | 11/15/2012 12:00:00 AM | Not Yet Verified | Not Yet Verified | Not Yet Verified |  |  | 12763 | 86.6 | 147.3 |  |  | 4000 | 73.2
P000001HJ | Acuity Brands Lighting | Lithonia Lighting | DSXPGT LED 4 10B530/40K T5R XXXXX XXX XXXXXXXX XXXXX | Outdoor Luminaires | Mid Output | Parking Garage Luminaires | Standard | FALSE | [9 empty] | 11/15/2012 12:00:00 AM | Not Yet Verified | Not Yet Verified | Not Yet Verified |  |  | 6962 | 94.8 | 73.5 |  |  | 4000 | 73.4
P000001HQ | Acuity Brands Lighting | Lithonia Lighting | DSXPGT LED 4 10B700/40K T5R XXXXX XXX XXXXXXXX XXXXX | Outdoor Luminaires | Mid Output | Parking Garage Luminaires | Standard | FALSE | [9 empty] | 11/15/2012 12:00:00 AM | Not Yet Verified | Not Yet Verified | Not Yet Verified |  |  | 8550 | 84.4 | 101.4 |  |  | 4000 | 73.4
P000001HU | Acuity Brands Lighting | Lithonia Lighting | DSXPGT LED 6 10B700/40K T5R XXXXX XXX XXXXXXXX XXXXX | Outdoor Luminaires | High Output | Parking Garage Luminaires | Standard | FALSE | [9 empty] | 11/15/2012 12:00:00 AM | Not Yet Verified | Not Yet Verified | Not Yet Verified |  |  | 12349 | 83.5 | 147.9 |  |  | 4000 | 73.4
P000001I0 | Acuity Brands Lighting | Lithonia Lighting | DSXPGT LED 4 10B530/50K T5W XXXXX XXX XXXXXXXX XXXXX | Outdoor Luminaires | Mid Output | Parking Garage Luminaires | Standard | FALSE | [9 empty] | 11/15/2012 12:00:00 AM | Not Yet Verified | Not Yet Verified | Not Yet Verified |  |  | 7087 | 96.5 | 73.5 |  |  | 5000 | 67.3
P000001I1 | Acuity Brands Lighting | Lithonia Lighting | DSXPGT LED 4 10B530/50K ASY XXXXX XXX XXXXXXXX XXXXX | Outdoor Luminaires | Mid Output | Parking Garage Luminaires | Standard | FALSE | [9 empty] | 11/15/2012 12:00:00 AM | Not Yet Verified | Not Yet Verified | Not Yet Verified |  |  | 6788 | 92.5 | 73.4 |  |  | 5000 | 67.2
P000001HS | Acuity Brands Lighting | Lithonia Lighting | DSXPGT LED 4 10B700/40K T5W XXXXX XXX XXXXXXXX XXXXX | Outdoor Luminaires | Mid Output | Parking Garage Luminaires | Standard | FALSE | [9 empty] | 11/15/2012 12:00:00 AM | Not Yet Verified | Not Yet Verified | Not Yet Verified |  |  | 8561 | 84.5 | 101.4 |  |  | 4000 | 73.4
P000001HL | Acuity Brands Lighting | Lithonia Lighting | DSXPGT LED 4 10B530/40K T5W XXXXX XXX XXXXXXXX XXXXX | Outdoor Luminaires | Mid Output | Parking Garage Luminaires | Standard | FALSE | [9 empty] | 11/15/2012 12:00:00 AM | Not Yet Verified | Not Yet Verified | Not Yet Verified |  |  | 6971 | 94.9 | 73.5 |  |  | 4000 | 73.4
P000001HO | Acuity Brands Lighting | Lithonia Lighting | DSXPGT LED 6 10B530/40K T5W XXXXX XXX XXXXXXXX XXXXX | Outdoor Luminaires | High Output | Parking Garage Luminaires | Standard | FALSE | [9 empty] | 11/15/2012 12:00:00 AM | Not Yet Verified | Not Yet Verified | Not Yet Verified |  |  | 10308 | 94 | 109.7 |  |  | 4000 | 73.4
P000001HR | Acuity Brands Lighting | Lithonia Lighting | DSXPGT LED 4 10B700/40K T5M XXXXX XXX XXXXXXXX XXXXX | Outdoor Luminaires | Mid Output | Parking Garage Luminaires | Standard | FALSE | [9 empty] | 11/15/2012 12:00:00 AM | Not Yet Verified | Not Yet Verified | Not Yet Verified |  |  | 8849 | 87.3 | 101.4 |  |  | 4000 | 73.4
P000001HT | Acuity Brands Lighting | Lithonia Lighting | DSXPGT LED 4 10B700/40K ASY XXXXX XXX XXXXXXXX XXXXX | Outdoor Luminaires | Mid Output | Parking Garage Luminaires | Standard | FALSE | [9 empty] | 11/15/2012 12:00:00 AM | Not Yet Verified | Not Yet Verified | Not Yet Verified |  |  | 8213 | 81.5 | 100.8 |  |  | 4000 | 73.3
P000001HZ | Acuity Brands Lighting | Lithonia Lighting | DSXPGT LED 4 10B530/50K T5M XXXXX XXX XXXXXXXX XXXXX | Outdoor Luminaires | Mid Output | Parking Garage Luminaires | Standard | FALSE | [9 empty] | 11/15/2012 12:00:00 AM | Not Yet Verified | Not Yet Verified | Not Yet Verified |  |  | 7311 | 99.5 | 73.5 |  |  | 5000 | 67.3
P000001I3 | Acuity Brands Lighting | Lithonia Lighting | DSXPGT LED 6 10B530/50K T5M XXXXX XXX XXXXXXXX XXXXX | Outdoor Luminaires | High Output | Parking Garage Luminaires | Standard | FALSE | [9 empty] | 11/15/2012 12:00:00 AM | Not Yet Verified | Not Yet Verified | Not Yet Verified |  |  | 10811 | 98.5 | 109.7 |  |  | 5000 | 67.3
P000001I4 | Acuity Brands Lighting | Lithonia Lighting | DSXPGT LED 6 10B530/50K T5W XXXXX XXX XXXXXXXX XXXXX | Outdoor Luminaires | High Output | Parking Garage Luminaires | Standard | FALSE | [9 empty] | 11/15/2012 12:00:00 AM | Not Yet Verified | Not Yet Verified | Not Yet Verified |  |  | 10478 | 95.5 | 109.7 |  |  | 5000 | 67.3
P000001I5 | Acuity Brands Lighting | Lithonia Lighting | DSXPGT LED 6 10B530/50K ASY XXXXX XXX XXXXXXXX XXXXX | Outdoor Luminaires | High Output | Parking Garage Luminaires | Standard | FALSE | [9 empty] | 11/15/2012 12:00:00 AM | Not Yet Verified | Not Yet Verified | Not Yet Verified |  |  | 10040 | 91.4 | 109.9 |  |  | 5000 | 67.4
P000001I8 | Acuity Brands Lighting | Lithonia Lighting | DSXPGT LED 4 10B700/50K T5W XXXXX XXX XXXXXXXX XXXXX | Outdoor Luminaires | Mid Output | Parking Garage Luminaires | Standard | FALSE | [9 empty] | 11/15/2012 12:00:00 AM | Not Yet Verified | Not Yet Verified | Not Yet Verified |  |  | 8703 | 85.9 | 101.4 |  |  | 5000 | 67.4
P000001I9 | Acuity Brands Lighting | Lithonia Lighting | DSXPGT LED 4 10B700/50K ASY XXXXX XXX XXXXXXXX XXXXX | Outdoor Luminaires | Mid Output | Parking Garage Luminaires | Standard | FALSE | [9 empty] | 11/15/2012 12:00:00 AM | Not Yet Verified | Not Yet Verified | Not Yet Verified |  |  | 8386 | 82.3 | 101.9 |  |  | 5000 | 67.3
P000001IB | Acuity Brands Lighting | Lithonia Lighting | DSXPGT LED 6 10B700/50K T5W XXXXX XXX XXXXXXXX XXXXX | Outdoor Luminaires | High Output | Parking Garage Luminaires | Standard | FALSE | [9 empty] | 11/15/2012 12:00:00 AM | Not Yet Verified | Not Yet Verified | Not Yet Verified |  |  | 12951 | 88.1 | 147 |  |  | 5000 | 67.4
P000001IA | Acuity Brands Lighting | Lithonia Lighting | DSXPGT LED 6 10B700/50K T5R XXXXX XXX XXXXXXXX XXXXX | Outdoor Luminaires | High Output | Parking Garage Luminaires | Standard | FALSE | [9 empty] | 11/15/2012 12:00:00 AM | Not Yet Verified | Not Yet Verified | Not Yet Verified |  |  | 12553 | 85.4 | 147 |  |  | 5000 | 67.4
P0000026D | Acuity Brands Lighting | Tersen | TLROC15/TLRPG15 72LED 350mA 56K SYM XXX XXXXXXX XXXXXX XXX | Outdoor Luminaires | Mid Output | Parking Garage Luminaires | Standard | TRUE | 8050 | 97.8 | 82.3 | 12.7 | 1 | 5783 | 72.9 | 5 | 60000 | 8/17/2011 12:00:00 AM | Not Yet Verified | Not Yet Verified | Not Yet Verified |  | 1.6
P0000026B | Acuity Brands Lighting | Tersen | TLROC15/TLRPG15 72LED 220mA 41K SYM XXX XXXXXXX XXXXXX XXX | Outdoor Luminaires | Mid Output | Parking Garage Luminaires | Standard | TRUE | 5469 | 100.1 | 54.66 | 15.5 | 0.993 | 3890 | 65.8 | 5 | 60000 | 8/17/2011 12:00:00 AM | Not Yet Verified | Not Yet Verified | Not Yet Verified |  | 1.6
P0000026F | Acuity Brands Lighting | Tersen | TLROC15/TLRPG15 72LED 220mA 41K ASM XXX XXXXXXX XXXXXX XXX | Outdoor Luminaires | Mid Output | Parking Garage Luminaires | Standard | TRUE | 5285 | 90.93 | 58.12 | 15.5 | 0.92 | 4267 | 66.7 | 5 | 60000 | 9/22/2011 12:00:00 AM | Not Yet Verified | Not Yet Verified | Not Yet Verified |  | 1.6
P000002EP | Acuity Brands Lighting | Tersen | TLROC40 72LED700MA56KR3 XXXXXXXXXXXXXXXXXXXX | Outdoor Luminaires | High Output | Parking Garage Luminaires | Standard | TRUE | 12478 | 77.7 | 160.49 |  |  | 5633 | 68.6 | 5 | 60000 | 2/7/2013 12:00:00 AM | Not Yet Verified | Not Yet Verified | Not Yet Verified |  | 1.6 | [5 empty] | 5600
P000002DP | Acuity Brands Lighting | Tersen | TLROC40 72LED700MA41KR3 XXXXXXXXXXXXXXXXXXXX | Outdoor Luminaires | High Output | Parking Garage Luminaires | Standard | TRUE | 12482 | 77.52 | 161.01 |  |  | 4186 | 68.2 | 5 | 60000 | 2/7/2013 12:00:00 AM | Not Yet Verified | Not Yet Verified | Not Yet Verified |  | 1.6 | [5 empty] | 4100
P000001Q7 | Acuity Brands Lighting | Lithonia Lighting | DSXPG LED 30C 530 30K ASY XXXXX XXX XXXXXXXX XXXXX | Outdoor Luminaires | Low Output | Parking Garage Luminaires | Standard | TRUE | 4148 | 80.14 | 51.76 | 13.5 | 0.88 | 2986 | 84 | 5 | 100000 | 5/6/2013 12:00:00 AM | Not Yet Verified | Not Yet Verified | Not Yet Verified |  | 1.7 | 4147 | 80.12 | 51.76 |  |  | 3000 | 84.8
P000002VX | Acuity Brands Lighting | Lithonia Lighting | DSXPG LED 20C 350 30K T5R XXXXX XXX XXXXXXXX XXXXX | Outdoor Luminaires | Low Output | Parking Garage Luminaires | Standard | TRUE | 2056 | 87.77 | 23.42 | 23.8 | 0.88 | 2995 | 85 | 5 | 100000 | 12/30/2013 12:00:00 AM | Not Yet Verified | Not Yet Verified | Not Yet Verified |  | 2.1 | 2055 | 87.82 | 23.4 |  |  | 2995 | 84.95
P000001R6 | Acuity Brands Lighting | Lithonia Lighting | DSXPG LED 20C 1000 40K ASY XXXXX XXX XXXXXXXX XXXXX | Outdoor Luminaires | Mid Output | Parking Garage Luminaires | Standard | TRUE | 6208 | 85.43 | 72.67 | 23.8 | 0.88 | 4044 | 74 | 5 | 100000 | 5/6/2013 12:00:00 AM | Not Yet Verified | Not Yet Verified | Not Yet Verified |  | 2.1 | 5378.43 | 72.49 | 74.2 |  |  | 4000 | 73.5
P000001RA | Acuity Brands Lighting | Lithonia Lighting | DSXPG LED 10C 1000 50K ASY XXXXX XXX XXXXXXXX XXXXX | Outdoor Luminaires | Low Output | Parking Garage Luminaires | Standard | TRUE | 3184 | 82.93 | 38.39 | 23.8 | 0.88 | 5149 | 70 | 5 | 100000 | 5/6/2013 12:00:00 AM | Not Yet Verified | Not Yet Verified | Not Yet Verified |  | 1.7 | 3183 | 82.91 | 38.39 |  |  | 5000 | 70
P000001R9 | Acuity Brands Lighting | Lithonia Lighting | DSXPG LED 30C 1000 40K ASY XXXXX XXX XXXXXXXX XXXXX | Outdoor Luminaires | Mid Output | Parking Garage Luminaires | Standard | FALSE | [9 empty] | 5/6/2013 12:00:00 AM | Not Yet Verified | Not Yet Verified | Not Yet Verified |  |  | 7865.26 | 73.37 | 107.2 |  |  | 4000 | 73.5
P000001RC | Acuity Brands Lighting | Lithonia Lighting | DSXPG LED 30C 530 50K T5M XXXXX XXX XXXXXXXX XXXXX | Outdoor Luminaires | Mid Output | Parking Garage Luminaires | Standard | FALSE | [9 empty] | 5/6/2013 12:00:00 AM | Not Yet Verified | Not Yet Verified | Not Yet Verified |  |  | 5798 | 111.93 | 51.8 |  |  | 5000 | 69.2
P000001RM | Acuity Brands Lighting | Lithonia Lighting | DSXPG LED 30C 700 50K ASY XXXXX XXX XXXXXXXX XXXXX | Outdoor Luminaires | Mid Output | Parking Garage Luminaires | Standard | FALSE | [9 empty] | 5/6/2013 12:00:00 AM | Not Yet Verified | Not Yet Verified | Not Yet Verified |  |  | 6736.24 | 100.09 | 67.3 |  |  | 5000 | 69.4
P000001RQ | Acuity Brands Lighting | Lithonia Lighting | DSXPG LED 20C 1000 50K T5M XXXXX XXX XXXXXXXX XXXXX | Outdoor Luminaires | Mid Output | Parking Garage Luminaires | Standard | FALSE | [9 empty] | 5/6/2013 12:00:00 AM | Not Yet Verified | Not Yet Verified | Not Yet Verified |  |  | 6334.8 | 85.37 | 74.2 |  |  | 5000 | 70
P000001RS | Acuity Brands Lighting | Lithonia Lighting | DSXPG LED 30C 1000 50K T5R XXXXX XXX XXXXXXXX XXXXX | Outdoor Luminaires | Mid Output | Parking Garage Luminaires | Standard | FALSE | [9 empty] | 5/6/2013 12:00:00 AM | Not Yet Verified | Not Yet Verified | Not Yet Verified |  |  | 9108.8 | 84.97 | 107.2 |  |  | 5000 | 70
P000001QA | Acuity Brands Lighting | Lithonia Lighting | DSXPG LED 30C 530 30K T5M XXXXX XXX XXXXXXXX XXXXX | Outdoor Luminaires | Low Output | Parking Garage Luminaires | Standard | FALSE | [9 empty] | 5/6/2013 12:00:00 AM | Not Yet Verified | Not Yet Verified | Not Yet Verified |  |  | 4353.5 | 84.04 | 51.8 |  |  | 3000 | 84.75
P000001QR | Acuity Brands Lighting | Lithonia Lighting | DSXPG LED 30C 530 40K ASY XXXXX XXX XXXXXXXX XXXXX | Outdoor Luminaires | Low Output | Parking Garage Luminaires | Standard | FALSE | [9 empty] | 5/6/2013 12:00:00 AM | Not Yet Verified | Not Yet Verified | Not Yet Verified |  |  | 4922.61 | 95.03 | 51.8 |  |  | 4000 | 73.5
P000001QW | Acuity Brands Lighting | Lithonia Lighting | DSXPG LED 20C 700 40K T5M XXXXX XXX XXXXXXXX XXXXX | Outdoor Luminaires | Low Output | Parking Garage Luminaires | Standard | FALSE | [9 empty] | 5/6/2013 12:00:00 AM | Not Yet Verified | Not Yet Verified | Not Yet Verified |  |  | 4202 | 92.35 | 45.5 |  |  | 4000 | 73.2
P000001R2 | Acuity Brands Lighting | Lithonia Lighting | DSXPG LED 10C 1000 40K T5M XXXXX XXX XXXXXXXX XXXXX | Outdoor Luminaires | Low Output | Parking Garage Luminaires | Standard | FALSE | [9 empty] | 5/6/2013 12:00:00 AM | Not Yet Verified | Not Yet Verified | Not Yet Verified |  |  | 2978.3 | 76.96 | 38.7 |  |  | 4000 | 73.5
P000001QE | Acuity Brands Lighting | Lithonia Lighting | DSXPG LED 30C 700 30K T5R XXXXX XXX XXXXXXXX XXXXX | Outdoor Luminaires | Mid Output | Parking Garage Luminaires | Standard | FALSE | [9 empty] | 5/6/2013 12:00:00 AM | Not Yet Verified | Not Yet Verified | Not Yet Verified |  |  | 5221 | 77.58 | 67.3 |  |  | 3000 | 84.6
P000001QP | Acuity Brands Lighting | Lithonia Lighting | DSXPG LED 30C 530 40K T5R XXXXX XXX XXXXXXXX XXXXX | Outdoor Luminaires | Mid Output | Parking Garage Luminaires | Standard | FALSE | [9 empty] | 5/6/2013 12:00:00 AM | Not Yet Verified | Not Yet Verified | Not Yet Verified |  |  | 5081.2 | 98.09 | 51.8 |  |  | 4000 | 73.5
P000001R0 | Acuity Brands Lighting | Lithonia Lighting | DSXPG LED 30C 700 40K ASY XXXXX XXX XXXXXXXX XXXXX | Outdoor Luminaires | Mid Output | Parking Garage Luminaires | Standard | FALSE | [9 empty] | 5/6/2013 12:00:00 AM | Not Yet Verified | Not Yet Verified | Not Yet Verified |  |  | 6003.99 | 89.21 | 67.3 |  |  | 4000 | 73.2
P000002W9 | Acuity Brands Lighting | Lithonia Lighting | DSXPG LED 30C 350 40K T5M XXXXX XXX XXXXXXXX XXXXX | Outdoor Luminaires | Low Output | Parking Garage Luminaires | Standard | FALSE | [9 empty] | 12/30/2013 12:00:00 AM | Not Yet Verified | Not Yet Verified | Not Yet Verified |  |  | 3682.3 | 106.12 | 34.7 |  |  | 3974 | 73.4
P000002WL | Acuity Brands Lighting | Lithonia Lighting | DSXPG LED 20C 530 30K ASY XXXXX XXX XXXXXXXX XXXXX | Outdoor Luminaires | Low Output | Parking Garage Luminaires | Standard | FALSE | [9 empty] | 12/30/2013 12:00:00 AM | Not Yet Verified | Not Yet Verified | Not Yet Verified |  |  | 2741 | 78.95 | 34.72 |  |  | 2974 | 84.7
P000002W0 | Acuity Brands Lighting | Lithonia Lighting | DSXPG LED 20C 350 30K T5M XXXXX XXX XXXXXXXX XXXXX | Outdoor Luminaires | Low Output | Parking Garage Luminaires | Standard | FALSE | [9 empty] | 12/30/2013 12:00:00 AM | Not Yet Verified | Not Yet Verified | Not Yet Verified |  |  | 2148 | 92.59 | 23.2 |  |  | 2976 | 85.2
P000002W5 | Acuity Brands Lighting | Lithonia Lighting | DSXPG LED 30C 350 30K T5R XXXXX XXX XXXXXXXX XXXXX | Outdoor Luminaires | Low Output | Parking Garage Luminaires | Standard | FALSE | [9 empty] | 12/30/2013 12:00:00 AM | Not Yet Verified | Not Yet Verified | Not Yet Verified |  |  | 3050.2 | 87.9 | 34.7 |  |  | 2975 | 84.95
P000001RT | Acuity Brands Lighting | Lithonia Lighting | DSXPG LED 30C 1000 50K T5M XXXXX XXX XXXXXXXX XXXXX | Outdoor Luminaires | Mid Output | Parking Garage Luminaires | Standard | FALSE | [9 empty] | 5/6/2013 12:00:00 AM | Not Yet Verified | Not Yet Verified | Not Yet Verified |  |  | 9263.9 | 86.42 | 107.2 |  |  | 5000 | 70
P000001R1 | Acuity Brands Lighting | Lithonia Lighting | DSXPG LED 10C 1000 40K T5R XXXXX XXX XXXXXXXX XXXXX | Outdoor Luminaires | Low Output | Parking Garage Luminaires | Standard | FALSE | [9 empty] | 5/6/2013 12:00:00 AM | Not Yet Verified | Not Yet Verified | Not Yet Verified |  |  | 2928.4 | 75.67 | 38.7 |  |  | 4000 | 73.5
P000001R8 | Acuity Brands Lighting | Lithonia Lighting | DSXPG LED 30C 1000 40K T5M XXXXX XXX XXXXXXXX XXXXX | Outdoor Luminaires | Mid Output | Parking Garage Luminaires | Standard | FALSE | [9 empty] | 5/6/2013 12:00:00 AM | Not Yet Verified | Not Yet Verified | Not Yet Verified |  |  | 8256.9 | 77.02 | 107.2 |  |  | 4000 | 73.5
P000001QZ | Acuity Brands Lighting | Lithonia Lighting | DSXPG LED 30C 700 40K T5M XXXXX XXX XXXXXXXX XXXXX | Outdoor Luminaires | Mid Output | Parking Garage Luminaires | Standard | FALSE | [9 empty] | 5/6/2013 12:00:00 AM | Not Yet Verified | Not Yet Verified | Not Yet Verified |  |  | 6302.9 | 93.65 | 67.3 |  |  | 4000 | 73.2
P000001QB | Acuity Brands Lighting | Lithonia Lighting | DSXPG LED 20C 700 30K T5R XXXXX XXX XXXXXXXX XXXXX | Outdoor Luminaires | Low Output | Parking Garage Luminaires | Standard | FALSE | [9 empty] | 5/6/2013 12:00:00 AM | Not Yet Verified | Not Yet Verified | Not Yet Verified |  |  | 3480.6 | 76.5 | 45.5 |  |  | 3000 | 84.6
P000001QC | Acuity Brands Lighting | Lithonia Lighting | DSXPG LED 20C 700 30K T5M XXXXX XXX XXXXXXXX XXXXX | Outdoor Luminaires | Low Output | Parking Garage Luminaires | Standard | FALSE | [9 empty] | 5/6/2013 12:00:00 AM | Not Yet Verified | Not Yet Verified | Not Yet Verified |  |  | 3539.9 | 77.8 | 45.5 |  |  | 3000 | 84.6
P000001RF | Acuity Brands Lighting | Lithonia Lighting | DSXPG LED 10C 700 50K T5M XXXXX XXX XXXXXXXX XXXXX | Outdoor Luminaires | Low Output | Parking Garage Luminaires | Standard | FALSE | [9 empty] | 5/6/2013 12:00:00 AM | Not Yet Verified | Not Yet Verified | Not Yet Verified |  |  | 2448.5 | 96.02 | 25.5 |  |  | 5000 | 69.4
P000001RI | Acuity Brands Lighting | Lithonia Lighting | DSXPG LED 20C 700 50K T5M XXXXX XXX XXXXXXXX XXXXX | Outdoor Luminaires | Low Output | Parking Garage Luminaires | Standard | FALSE | [9 empty] | 5/6/2013 12:00:00 AM | Not Yet Verified | Not Yet Verified | Not Yet Verified |  |  | 4714.4 | 103.61 | 45.5 |  |  | 5000 | 69.4
P000001RJ | Acuity Brands Lighting | Lithonia Lighting | DSXPG LED 20C 700 50K ASY XXXXX XXX XXXXXXXX XXXXX | Outdoor Luminaires | Low Output | Parking Garage Luminaires | Standard | FALSE | [9 empty] | 5/6/2013 12:00:00 AM | Not Yet Verified | Not Yet Verified | Not Yet Verified |  |  | 4490.83 | 98.7 | 45.5 |  |  | 5000 | 69.4
P000002W8 | Acuity Brands Lighting | Lithonia Lighting | DSXPG LED 30C 350 30K T5M XXXXX XXX XXXXXXXX XXXXX | Outdoor Luminaires | Low Output | Parking Garage Luminaires | Standard | FALSE | [9 empty] | 12/30/2013 12:00:00 AM | Not Yet Verified | Not Yet Verified | Not Yet Verified |  |  | 3102.1 | 89.4 | 34.7 |  |  | 2975 | 84.95
P000002W1 | Acuity Brands Lighting | Lithonia Lighting | DSXPG LED 20C 350 40K T5M XXXXX XXX XXXXXXXX XXXXX | Outdoor Luminaires | Low Output | Parking Garage Luminaires | Standard | FALSE | [9 empty] | 12/30/2013 12:00:00 AM | Not Yet Verified | Not Yet Verified | Not Yet Verified |  |  | 2432.5 | 103.07 | 23.6 |  |  | 3974 | 73.4
P000002W2 | Acuity Brands Lighting | Lithonia Lighting | DSXPG LED 20C 350 50K T5M XXXXX XXX XXXXXXXX XXXXX | Outdoor Luminaires | Low Output | Parking Garage Luminaires | Standard | FALSE | [9 empty] | 12/30/2013 12:00:00 AM | Not Yet Verified | Not Yet Verified | Not Yet Verified |  |  | 2729.1 | 115.64 | 23.6 |  |  | 4875 | 68.9
P000002WC | Acuity Brands Lighting | Lithonia Lighting | DSXPG LED 30C 350 30K ASY XXXXX XXX XXXXXXXX XXXXX | Outdoor Luminaires | Low Output | Parking Garage Luminaires | Standard | FALSE | [9 empty] | 12/30/2013 12:00:00 AM | Not Yet Verified | Not Yet Verified | Not Yet Verified |  |  | 2955 | 85.08 | 34.73 |  |  | 2981 | 85
P000002WE | Acuity Brands Lighting | Lithonia Lighting | DSXPG LED 30C 350 50K ASY XXXXX XXX XXXXXXXX XXXXX | Outdoor Luminaires | Low Output | Parking Garage Luminaires | Standard | FALSE | [9 empty] | 12/30/2013 12:00:00 AM | Not Yet Verified | Not Yet Verified | Not Yet Verified |  |  | 3935.47 | 113.41 | 34.7 |  |  | 4875 | 68.9
P000002VY | Acuity Brands Lighting | Lithonia Lighting | DSXPG LED 20C 350 40K T5R XXXXX XXX XXXXXXXX XXXXX | Outdoor Luminaires | Low Output | Parking Garage Luminaires | Standard | FALSE | [9 empty] | 12/30/2013 12:00:00 AM | Not Yet Verified | Not Yet Verified | Not Yet Verified |  |  | 2391.7 | 101.34 | 23.6 |  |  | 3974 | 73.4
P000002W4 | Acuity Brands Lighting | Lithonia Lighting | DSXPG LED 20C 350 50K ASY XXXXX XXX XXXXXXXX XXXXX | Outdoor Luminaires | Low Output | Parking Garage Luminaires | Standard | FALSE | [9 empty] | 12/30/2013 12:00:00 AM | Not Yet Verified | Not Yet Verified | Not Yet Verified |  |  | 2671 | 114.1 | 23.41 |  |  | 4875 | 68.9
P000002W7 | Acuity Brands Lighting | Lithonia Lighting | DSXPG LED 30C 350 50K T5R XXXXX XXX XXXXXXXX XXXXX | Outdoor Luminaires | Low Output | Parking Garage Luminaires | Standard | FALSE | [9 empty] | 12/30/2013 12:00:00 AM | Not Yet Verified | Not Yet Verified | Not Yet Verified |  |  | 4062.3 | 117.07 | 34.7 |  |  | 4875 | 68.9
P000002WA | Acuity Brands Lighting | Lithonia Lighting | DSXPG LED 30C 350 40K T5M XXXXX XXX XXXXXXXX XXXXX | Outdoor Luminaires | Low Output | Parking Garage Luminaires | Standard | FALSE | [9 empty] | 12/30/2013 12:00:00 AM | Not Yet Verified | Not Yet Verified | Not Yet Verified |  |  | 3682.3 | 106.12 | 34.7 |  |  | 3974 | 73.4
P000002WB | Acuity Brands Lighting | Lithonia Lighting | DSXPG LED 30C 350 50K T5M XXXXX XXX XXXXXXXX XXXXX | Outdoor Luminaires | Low Output | Parking Garage Luminaires | Standard | FALSE | [9 empty] | 12/30/2013 12:00:00 AM | Not Yet Verified | Not Yet Verified | Not Yet Verified |  |  | 4131.4 | 119.06 | 34.7 |  |  | 4875 | 68.9
P000002WD | Acuity Brands Lighting | Lithonia Lighting | DSXPG LED 30C 350 40K ASY XXXXX XXX XXXXXXXX XXXXX | Outdoor Luminaires | Low Output | Parking Garage Luminaires | Standard | FALSE | [9 empty] | 12/30/2013 12:00:00 AM | Not Yet Verified | Not Yet Verified | Not Yet Verified |  |  | 3507.67 | 101.09 | 34.7 |  |  | 3974 | 73.4
P000002WG | Acuity Brands Lighting | Lithonia Lighting | DSXPG LED 20C 530 40K T5R XXXXX XXX XXXXXXXX XXXXX | Outdoor Luminaires | Low Output | Parking Garage Luminaires | Standard | FALSE | [9 empty] | 12/30/2013 12:00:00 AM | Not Yet Verified | Not Yet Verified | Not Yet Verified |  |  | 3358.5 | 95.96 | 35 |  |  | 4001 | 73.5
P000002WH | Acuity Brands Lighting | Lithonia Lighting | DSXPG LED 20C 530 50K T5R XXXXX XXX XXXXXXXX XXXXX | Outdoor Luminaires | Low Output | Parking Garage Luminaires | Standard | FALSE | [9 empty] | 12/30/2013 12:00:00 AM | Not Yet Verified | Not Yet Verified | Not Yet Verified |  |  | 3768.1 | 107.66 | 35 |  |  | 4939 | 69.2
P000002WJ | Acuity Brands Lighting | Lithonia Lighting | DSXPG LED 20C 530 40K T5M XXXXX XXX XXXXXXXX XXXXX | Outdoor Luminaires | Low Output | Parking Garage Luminaires | Standard | FALSE | [9 empty] | 12/30/2013 12:00:00 AM | Not Yet Verified | Not Yet Verified | Not Yet Verified |  |  | 3415.6 | 97.59 | 35 |  |  | 4001 | 73.5
P000002WK | Acuity Brands Lighting | Lithonia Lighting | DSXPG LED 20C 530 50K T5M XXXXX XXX XXXXXXXX XXXXX | Outdoor Luminaires | Low Output | Parking Garage Luminaires | Standard | FALSE | [9 empty] | 12/30/2013 12:00:00 AM | Not Yet Verified | Not Yet Verified | Not Yet Verified |  |  | 3832.2 | 109.49 | 35 |  |  | 4939 | 69.2
P000002WN | Acuity Brands Lighting | Lithonia Lighting | DSXPG LED 20C 530 50K ASY XXXXX XXX XXXXXXXX XXXXX | Outdoor Luminaires | Low Output | Parking Garage Luminaires | Standard | FALSE | [9 empty] | 12/30/2013 12:00:00 AM | Not Yet Verified | Not Yet Verified | Not Yet Verified |  |  | 3795 | 109.11 | 34.78 |  |  | 4939 | 69.2
P000001Q9 | Acuity Brands Lighting | Lithonia Lighting | DSXPG LED 30C 530 30K T5R XXXXX XXX XXXXXXXX XXXXX | Outdoor Luminaires | Low Output | Parking Garage Luminaires | Standard | FALSE | [9 empty] | 5/6/2013 12:00:00 AM | Not Yet Verified | Not Yet Verified | Not Yet Verified |  |  | 4280.6 | 82.64 | 51.8 |  |  | 3000 | 84.75
P000001QS | Acuity Brands Lighting | Lithonia Lighting | DSXPG LED 10C 700 40K T5R XXXXX XXX XXXXXXXX XXXXX | Outdoor Luminaires | Low Output | Parking Garage Luminaires | Standard | FALSE | [9 empty] | 5/6/2013 12:00:00 AM | Not Yet Verified | Not Yet Verified | Not Yet Verified |  |  | 2145.8 | 84.15 | 25.5 |  |  | 4000 | 73.2
P000001QV | Acuity Brands Lighting | Lithonia Lighting | DSXPG LED 20C 700 40K T5R XXXXX XXX XXXXXXXX XXXXX | Outdoor Luminaires | Low Output | Parking Garage Luminaires | Standard | FALSE | [9 empty] | 5/6/2013 12:00:00 AM | Not Yet Verified | Not Yet Verified | Not Yet Verified |  |  | 4131.6 | 90.8 | 45.5 |  |  | 4000 | 73.2
P000001QX | Acuity Brands Lighting | Lithonia Lighting | DSXPG LED 20C 700 40K ASY XXXXX XXX XXXXXXXX XXXXX | Outdoor Luminaires | Low Output | Parking Garage Luminaires | Standard | FALSE | [9 empty] | 5/6/2013 12:00:00 AM | Not Yet Verified | Not Yet Verified | Not Yet Verified |  |  | 4002.66 | 87.97 | 45.5 |  |  | 4000 | 73.2
P000001RH | Acuity Brands Lighting | Lithonia Lighting | DSXPG LED 20C 700 50K T5R XXXXX XXX XXXXXXXX XXXXX | Outdoor Luminaires | Low Output | Parking Garage Luminaires | Standard | FALSE | [9 empty] | 5/6/2013 12:00:00 AM | Not Yet Verified | Not Yet Verified | Not Yet Verified |  |  | 4635.5 | 101.88 | 45.5 |  |  | 5000 | 69.4
P000001RN | Acuity Brands Lighting | Lithonia Lighting | DSXPG LED 10C 1000 50K T5R XXXXX XXX XXXXXXXX XXXXX | Outdoor Luminaires | Low Output | Parking Garage Luminaires | Standard | FALSE | [9 empty] | 5/6/2013 12:00:00 AM | Not Yet Verified | Not Yet Verified | Not Yet Verified |  |  | 3285.5 | 84.9 | 38.7 |  |  | 5000 | 70
P000001RO | Acuity Brands Lighting | Lithonia Lighting | DSXPG LED 10C 1000 50K T5M XXXXX XXX XXXXXXXX XXXXX | Outdoor Luminaires | Low Output | Parking Garage Luminaires | Standard | FALSE | [9 empty] | 5/6/2013 12:00:00 AM | Not Yet Verified | Not Yet Verified | Not Yet Verified |  |  | 3341.5 | 86.34 | 38.7 |  |  | 5000 | 70
P000001QF | Acuity Brands Lighting | Lithonia Lighting | DSXPG LED 30C 700 30K T5M XXXXX XXX XXXXXXXX XXXXX | Outdoor Luminaires | Mid Output | Parking Garage Luminaires | Standard | FALSE | [9 empty] | 5/6/2013 12:00:00 AM | Not Yet Verified | Not Yet Verified | Not Yet Verified |  |  | 5309.8 | 78.9 | 67.3 |  |  | 3000 | 84.6
P000001QG | Acuity Brands Lighting | Lithonia Lighting | DSXPG LED 30C 700 30K ASY XXXXX XXX XXXXXXXX XXXXX | Outdoor Luminaires | Mid Output | Parking Garage Luminaires | Standard | FALSE | [9 empty] | 5/6/2013 12:00:00 AM | Not Yet Verified | Not Yet Verified | Not Yet Verified |  |  | 5058 | 75.17 | 67.29 |  |  | 3000 | 84.7
P000001QQ | Acuity Brands Lighting | Lithonia Lighting | DSXPG LED 30C 530 40K T5M XXXXX XXX XXXXXXXX XXXXX | Outdoor Luminaires | Mid Output | Parking Garage Luminaires | Standard | FALSE | [9 empty] | 5/6/2013 12:00:00 AM | Not Yet Verified | Not Yet Verified | Not Yet Verified |  |  | 5167.7 | 99.76 | 51.8 |  |  | 4000 | 73.5
P000001R4 | Acuity Brands Lighting | Lithonia Lighting | DSXPG LED 20C 1000 40K T5R XXXXX XXX XXXXXXXX XXXXX | Outdoor Luminaires | Mid Output | Parking Garage Luminaires | Standard | FALSE | [9 empty] | 5/6/2013 12:00:00 AM | Not Yet Verified | Not Yet Verified | Not Yet Verified |  |  | 5551.7 | 74.82 | 74.2 |  |  | 4000 | 73.5
P000001R5 | Acuity Brands Lighting | Lithonia Lighting | DSXPG LED 20C 1000 40K T5M XXXXX XXX XXXXXXXX XXXXX | Outdoor Luminaires | Mid Output | Parking Garage Luminaires | Standard | FALSE | [9 empty] | 5/6/2013 12:00:00 AM | Not Yet Verified | Not Yet Verified | Not Yet Verified |  |  | 5646.2 | 76.09 | 74.2 |  |  | 4000 | 73.5
P000001R7 | Acuity Brands Lighting | Lithonia Lighting | DSXPG LED 30C 1000 40K T5R XXXXX XXX XXXXXXXX XXXXX | Outdoor Luminaires | Mid Output | Parking Garage Luminaires | Standard | FALSE | [9 empty] | 5/6/2013 12:00:00 AM | Not Yet Verified | Not Yet Verified | Not Yet Verified |  |  | 8118.7 | 75.73 | 107.2 |  |  | 4000 | 73.5
P000001RB | Acuity Brands Lighting | Lithonia Lighting | DSXPG LED 30C 530 50K T5R XXXXX XXX XXXXXXXX XXXXX | Outdoor Luminaires | Mid Output | Parking Garage Luminaires | Standard | FALSE | [9 empty] | 5/6/2013 12:00:00 AM | Not Yet Verified | Not Yet Verified | Not Yet Verified |  |  | 5700.9 | 110.06 | 51.8 |  |  | 5000 | 69.2
P000001RD | Acuity Brands Lighting | Lithonia Lighting | DSXPG LED 30C 530 50K ASY XXXXX XXX XXXXXXXX XXXXX | Outdoor Luminaires | Mid Output | Parking Garage Luminaires | Standard | FALSE | [9 empty] | 5/6/2013 12:00:00 AM | Not Yet Verified | Not Yet Verified | Not Yet Verified |  |  | 5522.97 | 106.62 | 51.8 |  |  | 5000 | 69.2
P000001RK | Acuity Brands Lighting | Lithonia Lighting | DSXPG LED 30C 700 50K T5R XXXXX XXX XXXXXXXX XXXXX | Outdoor Luminaires | Mid Output | Parking Garage Luminaires | Standard | FALSE | [9 empty] | 5/6/2013 12:00:00 AM | Not Yet Verified | Not Yet Verified | Not Yet Verified |  |  | 6953.3 | 103.32 | 67.3 |  |  | 5000 | 69.4
P000001RL | Acuity Brands Lighting | Lithonia Lighting | DSXPG LED 30C 700 50K T5M XXXXX XXX XXXXXXXX XXXXX | Outdoor Luminaires | Mid Output | Parking Garage Luminaires | Standard | FALSE | [9 empty] | 5/6/2013 12:00:00 AM | Not Yet Verified | Not Yet Verified | Not Yet Verified |  |  | 7071.6 | 105.08 | 67.3 |  |  | 5000 | 69.4
P000001RP | Acuity Brands Lighting | Lithonia Lighting | DSXPG LED 20C 1000 50K T5R XXXXX XXX XXXXXXXX XXXXX | Outdoor Luminaires | Mid Output | Parking Garage Luminaires | Standard | FALSE | [9 empty] | 5/6/2013 12:00:00 AM | Not Yet Verified | Not Yet Verified | Not Yet Verified |  |  | 6228.8 | 83.95 | 74.2 |  |  | 5000 | 70
P000001RR | Acuity Brands Lighting | Lithonia Lighting | DSXPG LED 20C 1000 50K ASY XXXXX XXX XXXXXXXX XXXXX | Outdoor Luminaires | Mid Output | Parking Garage Luminaires | Standard | FALSE | [9 empty] | 5/6/2013 12:00:00 AM | Not Yet Verified | Not Yet Verified | Not Yet Verified |  |  | 6034.38 | 81.33 | 74.2 |  |  | 5000 | 70
P000001RU | Acuity Brands Lighting | Lithonia Lighting | DSXPG LED 30C 1000 50K ASY XXXXX XXX XXXXXXXX XXXXX | Outdoor Luminaires | Mid Output | Parking Garage Luminaires | Standard | FALSE | [9 empty] | 5/6/2013 12:00:00 AM | Not Yet Verified | Not Yet Verified | Not Yet Verified |  |  | 8824.5 | 82.32 | 107.2 |  |  | 5000 | 70
P000001QT | Acuity Brands Lighting | Lithonia Lighting | DSXPG LED 10C 700 40K T5M XXXXX XXX XXXXXXXX XXXXX | Outdoor Luminaires | Low Output | Parking Garage Luminaires | Standard | FALSE | [9 empty] | 5/6/2013 12:00:00 AM | Not Yet Verified | Not Yet Verified | Not Yet Verified |  |  | 2182.3 | 85.58 | 25.5 |  |  | 4000 | 73.2
P000002W6 | Acuity Brands Lighting | Lithonia Lighting | DSXPG LED 30C 350 40K T5R XXXXX XXX XXXXXXXX XXXXX | Outdoor Luminaires | Low Output | Parking Garage Luminaires | Standard | FALSE | [9 empty] | 12/30/2013 12:00:00 AM | Not Yet Verified | Not Yet Verified | Not Yet Verified |  |  | 3620.7 | 104.34 | 34.7 |  |  | 3974 | 73.4
P000002WI | Acuity Brands Lighting | Lithonia Lighting | DSXPG LED 20C 530 30K T5M XXXXX XXX XXXXXXXX XXXXX | Outdoor Luminaires | Low Output | Parking Garage Luminaires | Standard | FALSE | [9 empty] | 12/30/2013 12:00:00 AM | Not Yet Verified | Not Yet Verified | Not Yet Verified |  |  | 2877.5 | 82.21 | 35 |  |  | 2980 | 84.75
P000002W3 | Acuity Brands Lighting | Lithonia Lighting | DSXPG LED 20C 350 40K ASY XXXXX XXX XXXXXXXX XXXXX | Outdoor Luminaires | Low Output | Parking Garage Luminaires | Standard | FALSE | [9 empty] | 12/30/2013 12:00:00 AM | Not Yet Verified | Not Yet Verified | Not Yet Verified |  |  | 2484 | 102.86 | 24.15 |  |  | 3974 | 73.4
P000001QY | Acuity Brands Lighting | Lithonia Lighting | DSXPG LED 30C 700 40K T5R XXXXX XXX XXXXXXXX XXXXX | Outdoor Luminaires | Mid Output | Parking Garage Luminaires | Standard | FALSE | [9 empty] | 5/6/2013 12:00:00 AM | Not Yet Verified | Not Yet Verified | Not Yet Verified |  |  | 6197.4 | 92.09 | 67.3 |  |  | 4000 | 73.2
P000001QD | Acuity Brands Lighting | Lithonia Lighting | DSXPG LED 20C 700 30K ASY XXXXX XXX XXXXXXXX XXXXX | Outdoor Luminaires | Low Output | Parking Garage Luminaires | Standard | FALSE | [9 empty] | 5/6/2013 12:00:00 AM | Not Yet Verified | Not Yet Verified | Not Yet Verified |  |  | 3372 | 74.16 | 45.47 |  |  | 3000 | 84.6
P000001RE | Acuity Brands Lighting | Lithonia Lighting | DSXPG LED 10C 700 50K T5R XXXXX XXX XXXXXXXX XXXXX | Outdoor Luminaires | Low Output | Parking Garage Luminaires | Standard | FALSE | [9 empty] | 5/6/2013 12:00:00 AM | Not Yet Verified | Not Yet Verified | Not Yet Verified |  |  | 2407.5 | 94.41 | 25.5 |  |  | 5000 | 69.4
P000001RG | Acuity Brands Lighting | Lithonia Lighting | DSXPG LED 10C 700 50K ASY XXXXX XXX XXXXXXXX XXXXX | Outdoor Luminaires | Low Output | Parking Garage Luminaires | Standard | FALSE | [9 empty] | 5/6/2013 12:00:00 AM | Not Yet Verified | Not Yet Verified | Not Yet Verified |  |  | 2337 | 92.01 | 25.4 |  |  | 5000 | 69.4
P000002WF | Acuity Brands Lighting | Lithonia Lighting | DSXPG LED 20C 530 30K T5R XXXXX XXX XXXXXXXX XXXXX | Outdoor Luminaires | Low Output | Parking Garage Luminaires | Standard | FALSE | [9 empty] | 12/30/2013 12:00:00 AM | Not Yet Verified | Not Yet Verified | Not Yet Verified |  |  | 2829.3 | 80.84 | 35 |  |  | 2980 | 84.75
P000001QU | Acuity Brands Lighting | Lithonia Lighting | DSXPG LED 10C 700 40K ASY XXXXX XXX XXXXXXXX XXXXX | Outdoor Luminaires | Low Output | Parking Garage Luminaires | Standard | FALSE | [9 empty] | 5/6/2013 12:00:00 AM | Not Yet Verified | Not Yet Verified | Not Yet Verified |  |  | 2081 | 80.01 | 26.01 |  |  | 4000 | 73.2
P000002VZ | Acuity Brands Lighting | Lithonia Lighting | DSXPG LED 20C 350 50K T5R XXXXX XXX XXXXXXXX XXXXX | Outdoor Luminaires | Low Output | Parking Garage Luminaires | Standard | FALSE | [9 empty] | 12/30/2013 12:00:00 AM | Not Yet Verified | Not Yet Verified | Not Yet Verified |  |  | 2683.4 | 113.7 | 23.6 |  |  | 4875 | 68.9
P000002WM | Acuity Brands Lighting | Lithonia Lighting | DSXPG LED 20C 530 40K ASY XXXXX XXX XXXXXXXX XXXXX | Outdoor Luminaires | Low Output | Parking Garage Luminaires | Standard | FALSE | [9 empty] | 12/30/2013 12:00:00 AM | Not Yet Verified | Not Yet Verified | Not Yet Verified |  |  | 3512 | 98.02 | 35.83 |  |  | 4001 | 73.5
P000001S4 | Acuity Brands Lighting | Lithonia Lighting | DSXPGT LED 60C 700 30K ASY XXXXX XXX XXXXXXXX XXXXX | Outdoor Luminaires | High Output | Parking Garage Luminaires | Standard | TRUE | 10053 | 74.77 | 134.44 | 23.8 | 0.88 | 2991 | 85 | 5 | 100000 | 5/6/2013 12:00:00 AM | Not Yet Verified | Not Yet Verified | Not Yet Verified |  | 2.1 | 10052.6 | 74.8 | 134.4 |  |  | 3000 | 84.7
P000002WO | Acuity Brands Lighting | Lithonia Lighting | DSXPGT LED 40C 530 30K ASY XXXXX XXX XXXXXXXX XXXXX | Outdoor Luminaires | Mid Output | Parking Garage Luminaires | Standard | TRUE | 5546 | 80.09 | 69.25 | 23.8 | 0.88 | 2992 | 85 | 5 | 100000 | 12/30/2013 12:00:00 AM | Not Yet Verified | Not Yet Verified | Not Yet Verified |  | 2.1 | 5545 | 80.13 | 69.2 |  |  | 3000 | 84.7
P000002WV | Acuity Brands Lighting | Lithonia Lighting | DSXPGT LED 40C 530 40K ASY XXXXX XXX XXXXXXXX XXXXX | Outdoor Luminaires | Mid Output | Parking Garage Luminaires | Standard | FALSE | [9 empty] | 12/30/2013 12:00:00 AM | Not Yet Verified | Not Yet Verified | Not Yet Verified |  |  | 6955.8 | 98.11 | 70.9 |  |  | 3985 | 73.3
P000001SY | Acuity Brands Lighting | Lithonia Lighting | DSXPGT LED 40C 1000 50K T5R XXXXX XXX XXXXXXXX XXXXX | Outdoor Luminaires | High Output | Parking Garage Luminaires | Standard | FALSE | [9 empty] | 5/6/2013 12:00:00 AM | Not Yet Verified | Not Yet Verified | Not Yet Verified |  |  | 13175.6 | 89.57 | 147.1 |  |  | 5000 | 70.5
P000001SV | Acuity Brands Lighting | Lithonia Lighting | DSXPGT LED 60C 700 50K T5R XXXXX XXX XXXXXXXX XXXXX | Outdoor Luminaires | High Output | Parking Garage Luminaires | Standard | FALSE | [9 empty] | 5/6/2013 12:00:00 AM | Not Yet Verified | Not Yet Verified | Not Yet Verified |  |  | 14521.7 | 108.05 | 134.4 |  |  | 5000 | 69.6
P000001RW | Acuity Brands Lighting | Lithonia Lighting | DSXPGT LED 60C 530 30K T5R XXXXX XXX XXXXXXXX XXXXX | Outdoor Luminaires | Mid Output | Parking Garage Luminaires | Standard | FALSE | [9 empty] | 5/6/2013 12:00:00 AM | Not Yet Verified | Not Yet Verified | Not Yet Verified |  |  | 8533.9 | 82.61 | 103.3 |  |  | 3000 | 84.75
P000001T0 | Acuity Brands Lighting | Lithonia Lighting | DSXPGT LED 40C 1000 50K ASY XXXXX XXX XXXXXXXX XXXXX | Outdoor Luminaires | High Output | Parking Garage Luminaires | Standard | FALSE | [9 empty] | 5/6/2013 12:00:00 AM | Not Yet Verified | Not Yet Verified | Not Yet Verified |  |  | 12723.9 | 86.62 | 146.9 |  |  | 5000 | 70.5
P000001RY | Acuity Brands Lighting | Lithonia Lighting | DSXPGT LED 60C 530 30K ASY XXXXX XXX XXXXXXXX XXXXX | Outdoor Luminaires | Mid Output | Parking Garage Luminaires | Standard | FALSE | [9 empty] | 5/6/2013 12:00:00 AM | Not Yet Verified | Not Yet Verified | Not Yet Verified |  |  | 8241.3 | 79.86 | 103.2 |  |  | 3000 | 84.8
P000001SC | Acuity Brands Lighting | Lithonia Lighting | DSXPGT LED 60C 530 40K ASY XXXXX XXX XXXXXXXX XXXXX | Outdoor Luminaires | High Output | Parking Garage Luminaires | Standard | FALSE | [9 empty] | 5/6/2013 12:00:00 AM | Not Yet Verified | Not Yet Verified | Not Yet Verified |  |  | 10436.5 | 101.03 | 103.3 |  |  | 4000 | 73.3
P000001SI | Acuity Brands Lighting | Lithonia Lighting | DSXPGT LED 60C 700 40K ASY XXXXX XXX XXXXXXXX XXXXX | Outdoor Luminaires | High Output | Parking Garage Luminaires | Standard | FALSE | [9 empty] | 5/6/2013 12:00:00 AM | Not Yet Verified | Not Yet Verified | Not Yet Verified |  |  | 12730.3 | 94.72 | 134.4 |  |  | 4000 | 73.5
P000001T3 | Acuity Brands Lighting | Lithonia Lighting | DSXPGT LED 60C 1000 50K ASY XXXXX XXX XXXXXXXX XXXXX | Outdoor Luminaires | High Output | Parking Garage Luminaires | Standard | FALSE | [9 empty] | 5/6/2013 12:00:00 AM | Not Yet Verified | Not Yet Verified | Not Yet Verified |  |  | 18464.4 | 86.81 | 212.7 |  |  | 5000 | 70.5
P000002WP | Acuity Brands Lighting | Lithonia Lighting | DSXPGT LED 40C 530 30K T5R XXXXX XXX XXXXXXXX XXXXX | Outdoor Luminaires | Mid Output | Parking Garage Luminaires | Standard | FALSE | [9 empty] | 12/30/2013 12:00:00 AM | Not Yet Verified | Not Yet Verified | Not Yet Verified |  |  | 5742.8 | 82.87 | 69.3 |  |  | 2990 | 84.75
P000002WS | Acuity Brands Lighting | Lithonia Lighting | DSXPGT LED 40C 530 30K T5M XXXXX XXX XXXXXXXX XXXXX | Outdoor Luminaires | Mid Output | Parking Garage Luminaires | Standard | FALSE | [9 empty] | 12/30/2013 12:00:00 AM | Not Yet Verified | Not Yet Verified | Not Yet Verified |  |  | 5920.8 | 85.44 | 69.3 |  |  | 2990 | 84.75
P000002WU | Acuity Brands Lighting | Lithonia Lighting | DSXPGT LED 40C 530 50K T5M XXXXX XXX XXXXXXXX XXXXX | Outdoor Luminaires | Mid Output | Parking Garage Luminaires | Standard | FALSE | [9 empty] | 12/30/2013 12:00:00 AM | Not Yet Verified | Not Yet Verified | Not Yet Verified |  |  | 8156.3 | 117.7 | 69.3 |  |  | 4963 | 69.5
P000001RX | Acuity Brands Lighting | Lithonia Lighting | DSXPGT LED 60C 530 30K T5M XXXXX XXX XXXXXXXX XXXXX | Outdoor Luminaires | Mid Output | Parking Garage Luminaires | Standard | FALSE | [9 empty] | 5/6/2013 12:00:00 AM | Not Yet Verified | Not Yet Verified | Not Yet Verified |  |  | 8798.4 | 85.17 | 103.3 |  |  | 3000 | 84.75
P000001S1 | Acuity Brands Lighting | Lithonia Lighting | DSXPGT LED 40C 700 30K ASY XXXXX XXX XXXXXXXX XXXXX | Outdoor Luminaires | Mid Output | Parking Garage Luminaires | Standard | FALSE | [9 empty] | 5/6/2013 12:00:00 AM | Not Yet Verified | Not Yet Verified | Not Yet Verified |  |  | 6809.8 | 75.41 | 90.3 |  |  | 3000 | 84.6
P000001SB | Acuity Brands Lighting | Lithonia Lighting | DSXPGT LED 60C 530 40K T5M XXXXX XXX XXXXXXXX XXXXX | Outdoor Luminaires | High Output | Parking Garage Luminaires | Standard | FALSE | [9 empty] | 5/6/2013 12:00:00 AM | Not Yet Verified | Not Yet Verified | Not Yet Verified |  |  | 11142 | 107.86 | 103.3 |  |  | 4000 | 73.3
P000001SL | Acuity Brands Lighting | Lithonia Lighting | DSXPGT LED 40C 1000 40K ASY XXXXX XXX XXXXXXXX XXXXX | Outdoor Luminaires | High Output | Parking Garage Luminaires | Standard | FALSE | [9 empty] | 5/6/2013 12:00:00 AM | Not Yet Verified | Not Yet Verified | Not Yet Verified |  |  | 11550.3 | 76.85 | 150.3 |  |  | 4000 | 73.8
P000001SM | Acuity Brands Lighting | Lithonia Lighting | DSXPGT LED 60C 1000 40K T5R XXXXX XXX XXXXXXXX XXXXX | Outdoor Luminaires | High Output | Parking Garage Luminaires | Standard | FALSE | [9 empty] | 5/6/2013 12:00:00 AM | Not Yet Verified | Not Yet Verified | Not Yet Verified |  |  | 17356.3 | 81.6 | 212.7 |  |  | 4000 | 73.8
P000001SU | Acuity Brands Lighting | Lithonia Lighting | DSXPGT LED 40C 700 50K ASY XXXXX XXX XXXXXXXX XXXXX | Outdoor Luminaires | Mid Output | Parking Garage Luminaires | Standard | FALSE | [9 empty] | 5/6/2013 12:00:00 AM | Not Yet Verified | Not Yet Verified | Not Yet Verified |  |  | 9427.2 | 103.94 | 90.7 |  |  | 5000 | 69.6
P000001SW | Acuity Brands Lighting | Lithonia Lighting | DSXPGT LED 60C 700 50K T5M XXXXX XXX XXXXXXXX XXXXX | Outdoor Luminaires | High Output | Parking Garage Luminaires | Standard | FALSE | [9 empty] | 5/6/2013 12:00:00 AM | Not Yet Verified | Not Yet Verified | Not Yet Verified |  |  | 14971.7 | 111.4 | 134.4 |  |  | 5000 | 69.6
P000001SZ | Acuity Brands Lighting | Lithonia Lighting | DSXPGT LED 40C 1000 50K T5M XXXXX XXX XXXXXXXX XXXXX | Outdoor Luminaires | High Output | Parking Garage Luminaires | Standard | FALSE | [9 empty] | 5/6/2013 12:00:00 AM | Not Yet Verified | Not Yet Verified | Not Yet Verified |  |  | 13583.9 | 92.34 | 147.1 |  |  | 5000 | 70.5
P000001SA | Acuity Brands Lighting | Lithonia Lighting | DSXPGT LED 60C 530 40K T5R XXXXX XXX XXXXXXXX XXXXX | Outdoor Luminaires | High Output | Parking Garage Luminaires | Standard | FALSE | [9 empty] | 5/6/2013 12:00:00 AM | Not Yet Verified | Not Yet Verified | Not Yet Verified |  |  | 10807 | 104.62 | 103.3 |  |  | 4000 | 73.3
P000001SD | Acuity Brands Lighting | Lithonia Lighting | DSXPGT LED 40C 700 40K T5R XXXXX XXX XXXXXXXX XXXXX | Outdoor Luminaires | Mid Output | Parking Garage Luminaires | Standard | FALSE | [9 empty] | 5/6/2013 12:00:00 AM | Not Yet Verified | Not Yet Verified | Not Yet Verified |  |  | 8883.8 | 98.27 | 90.4 |  |  | 4000 | 73.5
P000001SH | Acuity Brands Lighting | Lithonia Lighting | DSXPGT LED 60C 700 40K T5M XXXXX XXX XXXXXXXX XXXXX | Outdoor Luminaires | High Output | Parking Garage Luminaires | Standard | FALSE | [9 empty] | 5/6/2013 12:00:00 AM | Not Yet Verified | Not Yet Verified | Not Yet Verified |  |  | 13590.8 | 101.12 | 134.4 |  |  | 4000 | 73.5
P000001SK | Acuity Brands Lighting | Lithonia Lighting | DSXPGT LED 40C 1000 40K T5M XXXXX XXX XXXXXXXX XXXXX | Outdoor Luminaires | High Output | Parking Garage Luminaires | Standard | FALSE | [9 empty] | 5/6/2013 12:00:00 AM | Not Yet Verified | Not Yet Verified | Not Yet Verified |  |  | 12331 | 83.83 | 147.1 |  |  | 4000 | 73.8
P000001SN | Acuity Brands Lighting | Lithonia Lighting | DSXPGT LED 60C 1000 40K T5M XXXXX XXX XXXXXXXX XXXXX | Outdoor Luminaires | High Output | Parking Garage Luminaires | Standard | FALSE | [9 empty] | 5/6/2013 12:00:00 AM | Not Yet Verified | Not Yet Verified | Not Yet Verified |  |  | 17894.2 | 84.13 | 212.7 |  |  | 4000 | 73.8
P000001RZ | Acuity Brands Lighting | Lithonia Lighting | DSXPGT LED 40C 700 30K T5R XXXXX XXX XXXXXXXX XXXXX | Outdoor Luminaires | Mid Output | Parking Garage Luminaires | Standard | FALSE | [9 empty] | 5/6/2013 12:00:00 AM | Not Yet Verified | Not Yet Verified | Not Yet Verified |  |  | 7051.6 | 78 | 90.4 |  |  | 3000 | 84.65
P000001S2 | Acuity Brands Lighting | Lithonia Lighting | DSXPGT LED 60C 700 30K T5R XXXXX XXX XXXXXXXX XXXXX | Outdoor Luminaires | High Output | Parking Garage Luminaires | Standard | FALSE | [9 empty] | 5/6/2013 12:00:00 AM | Not Yet Verified | Not Yet Verified | Not Yet Verified |  |  | 10409.5 | 77.45 | 134.4 |  |  | 3000 | 84.65
P000001S3 | Acuity Brands Lighting | Lithonia Lighting | DSXPGT LED 60C 700 30K T5M XXXXX XXX XXXXXXXX XXXXX | Outdoor Luminaires | High Output | Parking Garage Luminaires | Standard | FALSE | [9 empty] | 5/6/2013 12:00:00 AM | Not Yet Verified | Not Yet Verified | Not Yet Verified |  |  | 10732.1 | 79.85 | 134.4 |  |  | 3000 | 84.65
P000001SP | Acuity Brands Lighting | Lithonia Lighting | DSXPGT LED 60C 530 50K T5R XXXXX XXX XXXXXXXX XXXXX | Outdoor Luminaires | High Output | Parking Garage Luminaires | Standard | FALSE | [9 empty] | 5/6/2013 12:00:00 AM | Not Yet Verified | Not Yet Verified | Not Yet Verified |  |  | 11905.1 | 115.25 | 103.3 |  |  | 5000 | 69.5
P000001SQ | Acuity Brands Lighting | Lithonia Lighting | DSXPGT LED 60C 530 50K T5M XXXXX XXX XXXXXXXX XXXXX | Outdoor Luminaires | High Output | Parking Garage Luminaires | Standard | FALSE | [9 empty] | 5/6/2013 12:00:00 AM | Not Yet Verified | Not Yet Verified | Not Yet Verified |  |  | 12274.1 | 118.82 | 103.3 |  |  | 5000 | 69.5
P000001SR | Acuity Brands Lighting | Lithonia Lighting | DSXPGT LED 60C 530 50K ASY XXXXX XXX XXXXXXXX XXXXX | Outdoor Luminaires | High Output | Parking Garage Luminaires | Standard | FALSE | [9 empty] | 5/6/2013 12:00:00 AM | Not Yet Verified | Not Yet Verified | Not Yet Verified |  |  | 11497 | 111.3 | 103.3 |  |  | 5000 | 69.5
P000001SS | Acuity Brands Lighting | Lithonia Lighting | DSXPGT LED 40C 700 50K T5R XXXXX XXX XXXXXXXX XXXXX | Outdoor Luminaires | Mid Output | Parking Garage Luminaires | Standard | FALSE | [9 empty] | 5/6/2013 12:00:00 AM | Not Yet Verified | Not Yet Verified | Not Yet Verified |  |  | 9761.9 | 107.99 | 90.4 |  |  | 5000 | 69.6
P000001SX | Acuity Brands Lighting | Lithonia Lighting | DSXPGT LED 60C 700 50K ASY XXXXX XXX XXXXXXXX XXXXX | Outdoor Luminaires | High Output | Parking Garage Luminaires | Standard | FALSE | [9 empty] | 5/6/2013 12:00:00 AM | Not Yet Verified | Not Yet Verified | Not Yet Verified |  |  | 14023.8 | 104.34 | 134.4 |  |  | 5000 | 69.6
P000001T1 | Acuity Brands Lighting | Lithonia Lighting | DSXPGT LED 60C 1000 50K T5R XXXXX XXX XXXXXXXX XXXXX | Outdoor Luminaires | High Output | Parking Garage Luminaires | Standard | FALSE | [9 empty] | 5/6/2013 12:00:00 AM | Not Yet Verified | Not Yet Verified | Not Yet Verified |  |  | 19119.9 | 89.89 | 212.7 |  |  | 5000 | 70.5
P000001T2 | Acuity Brands Lighting | Lithonia Lighting | DSXPGT LED 60C 1000 50K T5M XXXXX XXX XXXXXXXX XXXXX | Outdoor Luminaires | High Output | Parking Garage Luminaires | Standard | FALSE | [9 empty] | 5/6/2013 12:00:00 AM | Not Yet Verified | Not Yet Verified | Not Yet Verified |  |  | 19712.4 | 92.68 | 212.7 |  |  | 5000 | 70.5
P000002WQ | Acuity Brands Lighting | Lithonia Lighting | DSXPGT LED 40C 530 40K T5R XXXXX XXX XXXXXXXX XXXXX | Outdoor Luminaires | Mid Output | Parking Garage Luminaires | Standard | FALSE | [9 empty] | 12/30/2013 12:00:00 AM | Not Yet Verified | Not Yet Verified | Not Yet Verified |  |  | 7202.7 | 103.94 | 69.3 |  |  | 3985 | 73.3
P000002WR | Acuity Brands Lighting | Lithonia Lighting | DSXPGT LED 40C 530 50K T5R XXXXX XXX XXXXXXXX XXXXX | Outdoor Luminaires | Mid Output | Parking Garage Luminaires | Standard | FALSE | [9 empty] | 12/30/2013 12:00:00 AM | Not Yet Verified | Not Yet Verified | Not Yet Verified |  |  | 7911.1 | 114.16 | 69.3 |  |  | 4963 | 69.5
P000002WT | Acuity Brands Lighting | Lithonia Lighting | DSXPGT LED 40C 530 40K T5M XXXXX XXX XXXXXXXX XXXXX | Outdoor Luminaires | Mid Output | Parking Garage Luminaires | Standard | FALSE | [9 empty] | 12/30/2013 12:00:00 AM | Not Yet Verified | Not Yet Verified | Not Yet Verified |  |  | 7426 | 107.16 | 69.3 |  |  | 3985 | 73.3
P000002WW | Acuity Brands Lighting | Lithonia Lighting | DSXPGT LED 40C 530 50K ASY XXXXX XXX XXXXXXXX XXXXX | Outdoor Luminaires | Mid Output | Parking Garage Luminaires | Standard | FALSE | [9 empty] | 12/30/2013 12:00:00 AM | Not Yet Verified | Not Yet Verified | Not Yet Verified |  |  | 7639.9 | 109.77 | 69.6 |  |  | 4963 | 69.5
P000001SE | Acuity Brands Lighting | Lithonia Lighting | DSXPGT LED 40C 700 40K T5M XXXXX XXX XXXXXXXX XXXXX | Outdoor Luminaires | Mid Output | Parking Garage Luminaires | Standard | FALSE | [9 empty] | 5/6/2013 12:00:00 AM | Not Yet Verified | Not Yet Verified | Not Yet Verified |  |  | 9159.1 | 101.32 | 90.4 |  |  | 4000 | 73.5
P000001SF | Acuity Brands Lighting | Lithonia Lighting | DSXPGT LED 40C 700 40K ASY XXXXX XXX XXXXXXXX XXXXX | Outdoor Luminaires | Mid Output | Parking Garage Luminaires | Standard | FALSE | [9 empty] | 5/6/2013 12:00:00 AM | Not Yet Verified | Not Yet Verified | Not Yet Verified |  |  | 8579.2 | 92.72 | 92.53 |  |  | 4000 | 73.5
P000001SO | Acuity Brands Lighting | Lithonia Lighting | DSXPGT LED 60C 1000 40K ASY XXXXX XXX XXXXXXXX XXXXX | Outdoor Luminaires | High Output | Parking Garage Luminaires | Standard | FALSE | [9 empty] | 5/6/2013 12:00:00 AM | Not Yet Verified | Not Yet Verified | Not Yet Verified |  |  | 16761.3 | 78.8 | 212.7 |  |  | 4000 | 73.8
P000001ST | Acuity Brands Lighting | Lithonia Lighting | DSXPGT LED 40C 700 50K T5M XXXXX XXX XXXXXXXX XXXXX | Outdoor Luminaires | High Output | Parking Garage Luminaires | Standard | FALSE | [9 empty] | 5/6/2013 12:00:00 AM | Not Yet Verified | Not Yet Verified | Not Yet Verified |  |  | 10064.4 | 111.33 | 90.4 |  |  | 5000 | 69.6
P000001S0 | Acuity Brands Lighting | Lithonia Lighting | DSXPGT LED 40C 700 30K T5M XXXXX XXX XXXXXXXX XXXXX | Outdoor Luminaires | Mid Output | Parking Garage Luminaires | Standard | FALSE | [9 empty] | 5/6/2013 12:00:00 AM | Not Yet Verified | Not Yet Verified | Not Yet Verified |  |  | 7270.1 | 80.42 | 90.4 |  |  | 3000 | 84.65
P000001SG | Acuity Brands Lighting | Lithonia Lighting | DSXPGT LED 60C 700 40K T5R XXXXX XXX XXXXXXXX XXXXX | Outdoor Luminaires | High Output | Parking Garage Luminaires | Standard | FALSE | [9 empty] | 5/6/2013 12:00:00 AM | Not Yet Verified | Not Yet Verified | Not Yet Verified |  |  | 13182.2 | 98.08 | 134.4 |  |  | 4000 | 73.5
P000001SJ | Acuity Brands Lighting | Lithonia Lighting | DSXPGT LED 40C 1000 40K T5R XXXXX XXX XXXXXXXX XXXXX | Outdoor Luminaires | High Output | Parking Garage Luminaires | Standard | FALSE | [9 empty] | 5/6/2013 12:00:00 AM | Not Yet Verified | Not Yet Verified | Not Yet Verified |  |  | 11960.4 | 81.31 | 147.1 |  |  | 4000 | 73.8
P000002QL | Acuity Brands Lighting | Holophane | PLED2 15L 4K L1 | Outdoor Luminaires | High Output | Parking Garage Luminaires | Standard | TRUE | 11540 | 73.65 | 156.69 | 14 | 0.94 | 3847 | 75 | 5 | 60000 | 11/8/2013 12:00:00 AM | Not Yet Verified | Not Yet Verified | Not Yet Verified |  | 2.1 | 11643 | 71 | 165 |  |  | 4000 | 70
P000002QK | Acuity Brands Lighting | Holophane | PLED2 12L 4K L1 | Outdoor Luminaires | Mid Output | Parking Garage Luminaires | Standard | TRUE | 9364 | 76.02 | 123.18 | 14 | 0.94 | 3856 | 75 | 5 | 60000 | 11/8/2013 12:00:00 AM | Not Yet Verified | Not Yet Verified | Not Yet Verified |  | 2.1 | 9412 | 73 | 129 |  |  | 4000 | 70
P000002QM | Acuity Brands Lighting | Holophane | PLED2 12L 4K L5H | Outdoor Luminaires | Mid Output | Parking Garage Luminaires | Standard | FALSE | [9 empty] | 11/8/2013 12:00:00 AM | Not Yet Verified | Not Yet Verified | Not Yet Verified |  |  | 9559 | 74 | 129 |  |  | 4000 | 70
P000002QN | Acuity Brands Lighting | Holophane | PLED2 15L 4K L5H | Outdoor Luminaires | High Output | Parking Garage Luminaires | Standard | FALSE | [9 empty] | 11/8/2013 12:00:00 AM | Not Yet Verified | Not Yet Verified | Not Yet Verified |  |  | 12240 | 74 | 165 |  |  | 4000 | 70
P000002QO | Acuity Brands Lighting | Holophane | PLED2 18L 4K L5H | Outdoor Luminaires | High Output | Parking Garage Luminaires | Standard | FALSE | [9 empty] | 11/8/2013 12:00:00 AM | Not Yet Verified | Not Yet Verified | Not Yet Verified |  |  | 14600 | 75 | 195 |  |  | 4000 | 70
P000002QP | Acuity Brands Lighting | Holophane | PLED2 12L 5K L1 | Outdoor Luminaires | Mid Output | Parking Garage Luminaires | Standard | FALSE | [9 empty] | 11/8/2013 12:00:00 AM | Not Yet Verified | Not Yet Verified | Not Yet Verified |  |  | 9849 | 76 | 129 |  |  | 5000 | 70
P000002QS | Acuity Brands Lighting | Holophane | PLED2 15L 5K L5H | Outdoor Luminaires | High Output | Parking Garage Luminaires | Standard | FALSE | [9 empty] | 11/8/2013 12:00:00 AM | Not Yet Verified | Not Yet Verified | Not Yet Verified |  |  | 12809 | 78 | 165 |  |  | 5000 | 70
P000003AD | Acuity Brands Lighting | Holophane | HPLED 56 700 4K AS XX XX X L1 | Outdoor Luminaires | Mid Output | Parking Garage Luminaires | Standard | FALSE | [9 empty] | 3/12/2014 12:00:00 AM | Not Yet Verified | Not Yet Verified | Not Yet Verified |  |  | 9412 | 73 | 129 |  |  | 4000 | 70
P000003AJ | Acuity Brands Lighting | Holophane | HPLED 70 700 5K AS XX XX X L1 | Outdoor Luminaires | High Output | Parking Garage Luminaires | Standard | FALSE | [9 empty] | 3/12/2014 12:00:00 AM | Not Yet Verified | Not Yet Verified | Not Yet Verified |  |  | 12183 | 74 | 165 |  |  | 5000 | 70
P000003AL | Acuity Brands Lighting | Holophane | HPLED 84 700 4K AS XX XX X L5H | Outdoor Luminaires | High Output | Parking Garage Luminaires | Standard | FALSE | [9 empty] | 3/12/2014 12:00:00 AM | Not Yet Verified | Not Yet Verified | Not Yet Verified |  |  | 14600 | 75 | 195 |  |  | 4000 | 70
P000003AI | Acuity Brands Lighting | Holophane | HPLED 70 700 4K AS XX XX X L5H | Outdoor Luminaires | High Output | Parking Garage Luminaires | Standard | FALSE | [9 empty] | 3/12/2014 12:00:00 AM | Not Yet Verified | Not Yet Verified | Not Yet Verified |  |  | 12240 | 74 | 165 |  |  | 4000 | 70
P000002QQ | Acuity Brands Lighting | Holophane | PLED2 12L 5K L5H | Outdoor Luminaires | High Output | Parking Garage Luminaires | Standard | FALSE | [9 empty] | 11/8/2013 12:00:00 AM | Not Yet Verified | Not Yet Verified | Not Yet Verified |  |  | 10003 | 78 | 129 |  |  | 5000 | 70
P000002QR | Acuity Brands Lighting | Holophane | PLED2 15L 5K L1 | Outdoor Luminaires | High Output | Parking Garage Luminaires | Standard | FALSE | [9 empty] | 11/8/2013 12:00:00 AM | Not Yet Verified | Not Yet Verified | Not Yet Verified |  |  | 12183 | 74 | 165 |  |  | 5000 | 70
P000003AK | Acuity Brands Lighting | Holophane | HPLED 70 700 5K AS XX XX X L5H | Outdoor Luminaires | High Output | Parking Garage Luminaires | Standard | FALSE | [9 empty] | 3/12/2014 12:00:00 AM | Not Yet Verified | Not Yet Verified | Not Yet Verified |  |  | 12809 | 78 | 165 |  |  | 5000 | 70
P000002QT | Acuity Brands Lighting | Holophane | PLED2 18L 5K L5H | Outdoor Luminaires | High Output | Parking Garage Luminaires | Standard | FALSE | [9 empty] | 11/8/2013 12:00:00 AM | Not Yet Verified | Not Yet Verified | Not Yet Verified |  |  | 15278 | 78 | 195 |  |  | 5000 | 70
P000003AF | Acuity Brands Lighting | Holophane | HPLED 56 700 5K AS XX XX X L1 | Outdoor Luminaires | Mid Output | Parking Garage Luminaires | Standard | FALSE | [9 empty] | 3/12/2014 12:00:00 AM | Not Yet Verified | Not Yet Verified | Not Yet Verified |  |  | 9849 | 76 | 129 |  |  | 5000 | 70
P000003AG | Acuity Brands Lighting | Holophane | HPLED 56 700 5K AS XX XX X L5H | Outdoor Luminaires | High Output | Parking Garage Luminaires | Standard | FALSE | [9 empty] | 3/12/2014 12:00:00 AM | Not Yet Verified | Not Yet Verified | Not Yet Verified |  |  | 10003 | 78 | 129 |  |  | 5000 | 70
P000003AM | Acuity Brands Lighting | Holophane | HPLED 84 700 5K AS XX XX X L5H | Outdoor Luminaires | High Output | Parking Garage Luminaires | Standard | FALSE | [9 empty] | 3/12/2014 12:00:00 AM | Not Yet Verified | Not Yet Verified | Not Yet Verified |  |  | 15278 | 78 | 195 |  |  | 5000 | 70
P000003AE | Acuity Brands Lighting | Holophane | HPLED 56 700 4K AS XX XX X L5H | Outdoor Luminaires | Mid Output | Parking Garage Luminaires | Standard | FALSE | [9 empty] | 3/12/2014 12:00:00 AM | Not Yet Verified | Not Yet Verified | Not Yet Verified |  |  | 9559 | 74 | 129 |  |  | 4000 | 70
P2QA16V8 | Acuity Brands Lighting | Lithonia Lighting | PGX LED P5 30K T5R xxxxxxxx xxxxxxxx xxxxxx | Outdoor Luminaires | High Output | Parking Garage Luminaires | Standard | TRUE | 9680 | 88.75 | 109.07 | 17.79 | 0.871 | 5189 | 75.19 | 5 | 50000 | 6/27/2016 12:00:00 AM | Dimmable | Continuous Below 10 | No |  | 3.1 | 10269 | 90 | 114 | 12.97 | 0.95 | 3000 | 70
PHKKNG5U | Acuity Brands Lighting | Lithonia Lighting | PGX LED P1 40K T5M XXXXX XXX XXXXXXXXXXXXXX XXXXX | Outdoor Luminaires | Low Output | Parking Garage Luminaires | Premium | TRUE | 3648.04 | 122.13 | 29.87 | 9.25 | 0.96 | 3945 | 71 | 5 |  | 1/22/2015 12:00:00 AM | Dimmable | Continuous Below 10 | No |  | 2.1 | 3648 | 122 | 29.87 |  |  | 3945 | 71
PD1D4AKV | Acuity Brands Lighting | Lithonia Lighting | PGX LED P3 30K T5R XXXXX XXX XXXXXXXXXXXXXX XXXXX | Outdoor Luminaires | Mid Output | Parking Garage Luminaires | Premium | TRUE | 6439 | 122.18 | 52.7 | 17.79 | 0.871 | 3084 | 70.37 | 5 | 50000 | 1/22/2015 12:00:00 AM | Dimmable | Continuous Below 10 | No |  | 2.1 | 6403 | 118.5 | 54 | 12.97 | 0.95 | 3084 | 70
PBCPGUB7 | Acuity Brands Lighting | Lithonia Lighting | PGX LED P1 30K T5R XXXXX XXX XXXXXXXXXXXXXX XXXXX | Outdoor Luminaires | Low Output | Parking Garage Luminaires | Premium | TRUE | 3428 | 114.92 | 29.83 | 9.25 | 0.96 | 3060 | 71.38 | 5 |  | 1/22/2015 12:00:00 AM | Dimmable | Continuous Below 10 | No |  | 2.1 | 3428 | 115 | 29.83 |  |  | 3060 | 71
PKKSJBNA | Acuity Brands Lighting | Lithonia Lighting | PGX LED P2 30K T5R XXXXX XXX XXXXXXXXXXXXXX XXXXX | Outdoor Luminaires | Low Output | Parking Garage Luminaires | Premium | TRUE | 4782 | 104.39 | 45.81 | 9.25 | 0.96 | 3067 | 71.19 | 5 |  | 1/22/2015 12:00:00 AM | Dimmable | Continuous Below 10 | No |  | 2.1 | 4782 | 104 | 45.81 |  |  | 3067 | 71
P8M27X9T | Acuity Brands Lighting | Lithonia Lighting | PGX LED P2 50K T5R XXXXX XXX XXXXXXXXXXXXXX XXXXX | Outdoor Luminaires | Low Output | Parking Garage Luminaires | Premium | FALSE | [9 empty] | 1/22/2015 12:00:00 AM | Dimmable | Continuous Below 10 | No |  |  | 4942 | 107 | 46.04 |  |  | 4845 | 70
P1GFXTXH | Acuity Brands Lighting | Lithonia Lighting | PGX LED P2 40K T5M XXXXX XXX XXXXXXXXXXXXXX XXXXX | Outdoor Luminaires | Mid Output | Parking Garage Luminaires | Premium | FALSE | [9 empty] | 1/22/2015 12:00:00 AM | Dimmable | Continuous Below 10 | No |  |  | 5316 | 115 | 46.03 |  |  | 3951 | 71
PVGPR6T6 | Acuity Brands Lighting | Lithonia Lighting | PGX LED P2 40K T5R XXXXX XXX XXXXXXXXXXXXXX XXXXX | Outdoor Luminaires | Mid Output | Parking Garage Luminaires | Premium | FALSE | [9 empty] | 1/22/2015 12:00:00 AM | Dimmable | Continuous Below 10 | No |  |  | 5012 | 109 | 45.91 |  |  | 3947 | 71
PAPW4FAF | Acuity Brands Lighting | Lithonia Lighting | PGX LED P2 50K T5M XXXXX XXX XXXXXXXXXXXXXX XXXXX | Outdoor Luminaires | Mid Output | Parking Garage Luminaires | Premium | FALSE | [9 empty] | 1/22/2015 12:00:00 AM | Dimmable | Continuous Below 10 | No |  |  | 5316 | 116 | 45.95 |  |  | 4845 | 70
P6Q16YZP | Acuity Brands Lighting | Lithonia Lighting | PGX LED P3 50K T5M XXXXX XXX XXXXXXXXXXXXXX XXXXX | Outdoor Luminaires | Mid Output | Parking Garage Luminaires | Premium | FALSE | [9 empty] | 1/22/2015 12:00:00 AM | Dimmable | Continuous Below 10 | No |  |  | 7014 | 129.8 | 54 | 12.97 | 0.95 | 5000 | 70
PS6RCEJ6 | Acuity Brands Lighting | Lithonia Lighting | PGX LED P3 50K T5R XXXXX XXX XXXXXXXXXXXXXX XXXXX | Outdoor Luminaires | Mid Output | Parking Garage Luminaires | Premium | FALSE | [9 empty] | 1/22/2015 12:00:00 AM | Dimmable | Continuous Below 10 | No |  |  | 6712 | 124.2 | 54 | 12.97 | 0.95 | 5000 | 70
PKCQ81C6 | Acuity Brands Lighting | Lithonia Lighting | PGX LED P4 50K T5M xxxxx xxx xxxxxxxx xxxxxx | Outdoor Luminaires | Mid Output | Parking Garage Luminaires | Premium | FALSE | [9 empty] | 6/27/2016 12:00:00 AM | Dimmable | Continuous Below 10 | No |  |  | 9430 | 110.9 | 85 | 12.97 | 0.95 | 5000 | 70
PGPQ5EWH | Acuity Brands Lighting | Lithonia Lighting | PGX LED P4 30K T5M xxxxx xxx xxxxxxxx xxxxxx | Outdoor Luminaires | Mid Output | Parking Garage Luminaires | Premium | FALSE | [9 empty] | 6/27/2016 12:00:00 AM | Dimmable | Continuous Below 10 | No |  |  | 8995 | 105.8 | 85 | 12.97 | 0.95 | 3000 | 70
PXB6X8CF | Acuity Brands Lighting | Lithonia Lighting | PGX LED P5 40K T5R xxxxx xxx xxxxxxxx xxxxxx | Outdoor Luminaires | High Output | Parking Garage Luminaires | Standard | FALSE | [9 empty] | 6/27/2016 12:00:00 AM | Dimmable | Continuous Below 10 | No |  |  | 10606 | 93 | 114 | 12.97 | 0.95 | 4000 | 70
PVYX5SQT | Acuity Brands Lighting | Lithonia Lighting | PGX LED P5 50K T5R xxxxx xxx xxxxxxxx xxxxxx | Outdoor Luminaires | High Output | Parking Garage Luminaires | Standard | FALSE | [9 empty] | 6/27/2016 12:00:00 AM | Dimmable | Continuous Below 10 | No |  |  | 10766 | 94.4 | 114 | 12.97 | 0.95 | 5000 | 70
PNK62NYT | Acuity Brands Lighting | Lithonia Lighting | PGX LED P1 50K T5R XXXXX XXX XXXXXXXXXXXXXX XXXXX | Outdoor Luminaires | Low Output | Parking Garage Luminaires | Premium | FALSE | [9 empty] | 1/22/2015 12:00:00 AM | Dimmable | Continuous Below 10 | No |  |  | 3516 | 118 | 29.85 |  |  | 4845 | 70
PSH14NXD | Acuity Brands Lighting | Lithonia Lighting | PGX LED P5 40K T5M xxxxx xxx xxxxxxxx xxxxxx | Outdoor Luminaires | High Output | Parking Garage Luminaires | Standard | FALSE | [9 empty] | 6/27/2016 12:00:00 AM | Dimmable | Continuous Below 10 | No |  |  | 11082 | 97.2 | 114 | 12.97 | 0.95 | 4000 | 70
PPZR4NA8 | Acuity Brands Lighting | Lithonia Lighting | PGX LED P4 30K T5R xxxxx xxx xxxxxxxx xxxxxx | Outdoor Luminaires | Mid Output | Parking Garage Luminaires | Standard | FALSE | [9 empty] | 6/27/2016 12:00:00 AM | Dimmable | Continuous Below 10 | No |  |  | 8608 | 101.2 | 85 | 12.97 | 0.95 | 3000 | 70
PGZTA3PW | Acuity Brands Lighting | Lithonia Lighting | PGX LED P3 30K T5M XXXXX XXX XXXXXXXXXXXXXX XXXXX | Outdoor Luminaires | Mid Output | Parking Garage Luminaires | Premium | FALSE | [9 empty] | 1/22/2015 12:00:00 AM | Dimmable | Continuous Below 10 | No |  |  | 6690 | 123.8 | 54 | 12.97 | 0.95 | 3000 | 70
P3N1Y8WK | Acuity Brands Lighting | Lithonia Lighting | PGX LED P3 40K T5M XXXXX XXX XXXXXXXXXXXXXX XXXXX | Outdoor Luminaires | Mid Output | Parking Garage Luminaires | Premium | FALSE | [9 empty] | 1/22/2015 12:00:00 AM | Dimmable | Continuous Below 10 | No |  |  | 6909 | 127.9 | 54 | 12.97 | 0.95 | 4000 | 70
PM7C8RCS | Acuity Brands Lighting | Lithonia Lighting | PGX LED P1 40K T5R XXXXX XXX XXXXXXXXXXXXXX XXXXX | Outdoor Luminaires | Low Output | Parking Garage Luminaires | Premium | FALSE | [9 empty] | 1/22/2015 12:00:00 AM | Dimmable | Continuous Below 10 | No |  |  | 3516 | 118 | 29.85 |  |  | 3950 | 71
PNYJDDWE | Acuity Brands Lighting | Lithonia Lighting | PGX LED P1 30K T5M XXXXX XXX XXXXXXXXXXXXXX XXXXX | Outdoor Luminaires | Low Output | Parking Garage Luminaires | Premium | FALSE | [9 empty] | 1/22/2015 12:00:00 AM | Dimmable | Continuous Below 10 | No |  |  | 3617 | 121 | 29.85 |  |  | 3069 | 71
PMUY7HB4 | Acuity Brands Lighting | Lithonia Lighting | PGX LED P4 40K T5M xxxxx xxx xxxxxxxx xxxxxx | Outdoor Luminaires | Mid Output | Parking Garage Luminaires | Premium | FALSE | [9 empty] | 6/27/2016 12:00:00 AM | Dimmable | Continuous Below 10 | No |  |  | 9289 | 109.2 | 85 | 12.97 | 0.95 | 4000 | 70
PH6GDKHW | Acuity Brands Lighting | Lithonia Lighting | PGX LED P4 40K T5R xxxxx xxx xxxxxxxx xxxxxx | Outdoor Luminaires | Mid Output | Parking Garage Luminaires | Premium | FALSE | [9 empty] | 6/27/2016 12:00:00 AM | Dimmable | Continuous Below 10 | No |  |  | 8890 | 104.5 | 85 | 12.97 | 0.95 | 4000 | 70
PFJNT361 | Acuity Brands Lighting | Lithonia Lighting | PGX LED P4 50K T5R xxxxx xxx xxxxxxxx xxxxxx | Outdoor Luminaires | Mid Output | Parking Garage Luminaires | Premium | FALSE | [9 empty] | 6/27/2016 12:00:00 AM | Dimmable | Continuous Below 10 | No |  |  | 9024 | 106.1 | 85 | 12.97 | 0.95 | 5000 | 70
PKKPREDW | Acuity Brands Lighting | Lithonia Lighting | PGX LED P5 50K T5M xxxxx xxx xxxxxxxx xxxxxx | Outdoor Luminaires | High Output | Parking Garage Luminaires | Standard | FALSE | [9 empty] | 6/27/2016 12:00:00 AM | Dimmable | Continuous Below 10 | No |  |  | 11249 | 98.6 | 114 | 12.97 | 0.95 | 5000 | 70
P4SG3CFP | Acuity Brands Lighting | Lithonia Lighting | PGX LED P1 50K T5M XXXXX XXX XXXXXXXXXXXXXX XXXXX | Outdoor Luminaires | Low Output | Parking Garage Luminaires | Premium | FALSE | [9 empty] | 1/22/2015 12:00:00 AM | Dimmable | Continuous Below 10 | No |  |  | 3729 | 125 | 29.85 |  |  | 4845 | 70
PF91FURS | Acuity Brands Lighting | Lithonia Lighting | PGX LED P2 30K T5M XXXXX XXX XXXXXXXXXXXXXX XXXXX | Outdoor Luminaires | Mid Output | Parking Garage Luminaires | Premium | FALSE | [9 empty] | 1/22/2015 12:00:00 AM | Dimmable | Continuous Below 10 | No |  |  | 5156 | 112 | 45.95 |  |  | 3069 | 71
P65R5M53 | Acuity Brands Lighting | Lithonia Lighting | PGX LED P3 40K T5R XXXXX XXX XXXXXXXXXXXXXX XXXXX | Outdoor Luminaires | Mid Output | Parking Garage Luminaires | Premium | FALSE | [9 empty] | 1/22/2015 12:00:00 AM | Dimmable | Continuous Below 10 | No |  |  | 6613 | 122.4 | 54 | 12.97 | 0.95 | 4000 | 70
PXMURQ1F | Acuity Brands Lighting | Lithonia Lighting | PGX LED P5 30K T5M xxxxx xxx xxxxxxxx xxxxxx | Outdoor Luminaires | High Output | Parking Garage Luminaires | Standard | FALSE | [9 empty] | 6/27/2016 12:00:00 AM | Dimmable | Continuous Below 10 | No |  |  | 10730 | 94.1 | 114 | 12.97 | 0.95 | 3000 | 70
P3113SFH | Acuity Brands Lighting | Lithonia Lighting | KACM LED 40C 530 30K R3 XXXXX XX XXXXXXX XXXXXX | Outdoor Luminaires | Mid Output | Parking Garage Luminaires | Standard | TRUE | 6689.89 | 96.62 | 69.24 | 14.4 | 0.89 | 3031 | 73.6 | 5 |  | 1/22/2015 12:00:00 AM | Dimmable | Continuous Below 10 | Not Yet Verified |  | 2.1 | 6690 | 96.62 | 69.24 |  |  | 3026 | 73.5
PD6CV141 | Acuity Brands Lighting | Lithonia Lighting | KACM LED 60C 700 30K R3 XXXXX XX XXXXXXX XXXXXX | Outdoor Luminaires | High Output | Parking Garage Luminaires | Standard | TRUE | 12240.58 | 91.36 | 133.98 | 12.4 | 0.896 | 3032 | 73.4 | 5 |  | 2/9/2015 12:00:00 AM | Dimmable | Continuous Below 10 | Not Yet Verified |  | 2.1 | 12241 | 91.36 | 133.98 |  |  | 3026 | 73.5
P3ZM1SCK | Acuity Brands Lighting | Lithonia Lighting | KACM LED 20C 700 30K R3 XXXXX XX XXXXXXX XXXXXX | Outdoor Luminaires | Low Output | Parking Garage Luminaires | Standard | TRUE | 4315.26 | 88.88 | 48.55 | 9.42 | 0.942 | 3036 | 73.4 | 5 |  | 2/9/2015 12:00:00 AM | Dimmable | Continuous Below 10 | Not Yet Verified |  | 2.1 | 4315 | 88.88 | 48.55 |  |  | 3026 | 73.5
PJWZX22P | Acuity Brands Lighting | Lithonia Lighting | KACM LED 40C 700 50K R4 XXXXX XX XXXXXXX XXXXXX | Outdoor Luminaires | Mid Output | Parking Garage Luminaires | Standard | FALSE | [9 empty] | 2/9/2015 12:00:00 AM | Dimmable | Continuous Below 10 | Not Yet Verified |  |  | 9275 | 102.07 | 90.87 |  |  | 5234 | 75.8
P9T1GNZV | Acuity Brands Lighting | Lithonia Lighting | KACM LED 60C 700 30K R4 XXXXX XX XXXXXXX XXXXXX | Outdoor Luminaires | High Output | Parking Garage Luminaires | Standard | FALSE | [9 empty] | 2/9/2015 12:00:00 AM | Dimmable | Continuous Below 10 | Not Yet Verified |  |  | 12797 | 95.51 | 133.98 |  |  | 3026 | 73.5
PARGQSS1 | Acuity Brands Lighting | Lithonia Lighting | KACM LED 60C 700 40K R2 XXXXX XX XXXXXXX XXXXXX | Outdoor Luminaires | High Output | Parking Garage Luminaires | Standard | FALSE | [9 empty] | 2/9/2015 12:00:00 AM | Dimmable | Continuous Below 10 | Not Yet Verified |  |  | 13602 | 101.53 | 133.98 |  |  | 3986 | 73.5
PRSPSJEF | Acuity Brands Lighting | Lithonia Lighting | KACM LED 60C 700 40K R3 XXXXX XX XXXXXXX XXXXXX | Outdoor Luminaires | High Output | Parking Garage Luminaires | Standard | FALSE | [9 empty] | 2/9/2015 12:00:00 AM | Dimmable | Continuous Below 10 | Not Yet Verified |  |  | 13552 | 101.15 | 133.98 |  |  | 3986 | 73.5
PJ6AV379 | Acuity Brands Lighting | Lithonia Lighting | KACM LED 60C 700 40K R5 XXXXX XX XXXXXXX XXXXXX | Outdoor Luminaires | High Output | Parking Garage Luminaires | Standard | FALSE | [9 empty] | 2/9/2015 12:00:00 AM | Dimmable | Continuous Below 10 | Not Yet Verified |  |  | 14510 | 108.3 | 133.98 |  |  | 3986 | 73.5
PD1KDDBR | Acuity Brands Lighting | Lithonia Lighting | KACM LED 30C 530 30K R2 XXXXX XX XXXXXXX XXXXXX | Outdoor Luminaires | Mid Output | Parking Garage Luminaires | Standard | FALSE | [9 empty] | 2/9/2015 12:00:00 AM | Dimmable | Continuous Below 10 | Not Yet Verified |  |  | 5293 | 98.81 | 53.57 |  |  | 3026 | 73.5
PZ8AJZTB | Acuity Brands Lighting | Lithonia Lighting | KACM LED 30C 530 30K R5 XXXXX XX XXXXXXX XXXXXX | Outdoor Luminaires | Mid Output | Parking Garage Luminaires | Standard | FALSE | [9 empty] | 2/9/2015 12:00:00 AM | Dimmable | Continuous Below 10 | Not Yet Verified |  |  | 5646 | 105.4 | 53.57 |  |  | 3026 | 73.5
PW4NFZCD | Acuity Brands Lighting | Lithonia Lighting | KACM LED 30C 530 40K R3 XXXXX XX XXXXXXX XXXXXX | Outdoor Luminaires | Mid Output | Parking Garage Luminaires | Standard | FALSE | [9 empty] | 2/9/2015 12:00:00 AM | Dimmable | Continuous Below 10 | Not Yet Verified |  |  | 5610 | 104.73 | 53.57 |  |  | 3986 | 73.5
P547CFS3 | Acuity Brands Lighting | Lithonia Lighting | KACM LED 30C 700 30K R2 XXXXX XX XXXXXXX XXXXXX | Outdoor Luminaires | Mid Output | Parking Garage Luminaires | Standard | FALSE | [9 empty] | 2/9/2015 12:00:00 AM | Dimmable | Continuous Below 10 | Not Yet Verified |  |  | 6631 | 94.6 | 70.09 |  |  | 3026 | 73.5
PUU2GYK2 | Acuity Brands Lighting | Lithonia Lighting | KACM LED 30C 700 30K R3 XXXXX XX XXXXXXX XXXXXX | Outdoor Luminaires | Mid Output | Parking Garage Luminaires | Standard | FALSE | [9 empty] | 2/9/2015 12:00:00 AM | Dimmable | Continuous Below 10 | Not Yet Verified |  |  | 6348 | 90.56 | 70.09 |  |  | 3026 | 73.5
PUXA76WH | Acuity Brands Lighting | Lithonia Lighting | KACM LED 20C 530 40K R4 XXXXX XX XXXXXXX XXXXXX | Outdoor Luminaires | Low Output | Parking Garage Luminaires | Standard | FALSE | [9 empty] | 2/9/2015 12:00:00 AM | Dimmable | Continuous Below 10 | Not Yet Verified |  |  | 3824 | 101.29 | 37.75 |  |  | 3986 | 73.5
PG3U7A3D | Acuity Brands Lighting | Lithonia Lighting | KACM LED 40C 530 50K R3 XXXXX XX XXXXXXX XXXXXX | Outdoor Luminaires | Mid Output | Parking Garage Luminaires | Standard | FALSE | [9 empty] | 1/22/2015 12:00:00 AM | Dimmable | Continuous Below 10 | Not Yet Verified |  |  | 7433 | 107.35 | 69.24 |  |  | 5234 | 75.8
PJ5NJB7Y | Acuity Brands Lighting | Lithonia Lighting | KACM LED 40C 530 50K R4 XXXXX XX XXXXXXX XXXXXX | Outdoor Luminaires | Mid Output | Parking Garage Luminaires | Standard | FALSE | [9 empty] | 1/22/2015 12:00:00 AM | Dimmable | Continuous Below 10 | Not Yet Verified |  |  | 7467 | 107.84 | 69.24 |  |  | 5234 | 75.8
PUXFNZP7 | Acuity Brands Lighting | Lithonia Lighting | KACM LED 60C 530 40K R2 XXXXX XX XXXXXXX XXXXXX | Outdoor Luminaires | High Output | Parking Garage Luminaires | Standard | FALSE | [9 empty] | 1/22/2015 12:00:00 AM | Dimmable | Continuous Below 10 | Not Yet Verified |  |  | 10921 | 108.64 | 100.53 |  |  | 3986 | 73.5
P689JRU7 | Acuity Brands Lighting | Lithonia Lighting | KACM LED 60C 530 40K R5 XXXXX XX XXXXXXX XXXXXX | Outdoor Luminaires | High Output | Parking Garage Luminaires | Standard | FALSE | [9 empty] | 1/22/2015 12:00:00 AM | Dimmable | Continuous Below 10 | Not Yet Verified |  |  | 11649 | 115.88 | 100.53 |  |  | 3986 | 73.5
PQU3DMMQ | Acuity Brands Lighting | Lithonia Lighting | KACM LED 60C 530 50K R4 XXXXX XX XXXXXXX XXXXXX | Outdoor Luminaires | High Output | Parking Garage Luminaires | Standard | FALSE | [9 empty] | 1/22/2015 12:00:00 AM | Dimmable | Continuous Below 10 | Not Yet Verified |  |  | 10970 | 109.12 | 100.53 |  |  | 5234 | 75.8
PJ9RUX2E | Acuity Brands Lighting | Lithonia Lighting | KACM LED 20C 530 30K R3 XXXXX XX XXXXXXX XXXXXX | Outdoor Luminaires | Low Output | Parking Garage Luminaires | Standard | FALSE | [9 empty] | 2/9/2015 12:00:00 AM | Dimmable | Continuous Below 10 | Not Yet Verified |  |  | 3438 | 91.08 | 37.75 |  |  | 3026 | 73.5
PKMU6BQG | Acuity Brands Lighting | Lithonia Lighting | KACM LED 30C 530 30K R3 XXXXX XX XXXXXXX XXXXXX | Outdoor Luminaires | Mid Output | Parking Garage Luminaires | Standard | FALSE | [9 empty] | 2/9/2015 12:00:00 AM | Dimmable | Continuous Below 10 | Not Yet Verified |  |  | 5068 | 94.6 | 53.57 |  |  | 3026 | 73.5
P2ATJ261 | Acuity Brands Lighting | Lithonia Lighting | KACM LED 40C 700 30K R2 XXXXX XX XXXXXXX XXXXXX | Outdoor Luminaires | Mid Output | Parking Garage Luminaires | Standard | FALSE | [9 empty] | 2/9/2015 12:00:00 AM | Dimmable | Continuous Below 10 | Not Yet Verified |  |  | 8680 | 95.52 | 90.87 |  |  | 3026 | 73.5
PP613D4U | Acuity Brands Lighting | Lithonia Lighting | KACM LED 20C 530 50K R4 XXXXX XX XXXXXXX XXXXXX | Outdoor Luminaires | Low Output | Parking Garage Luminaires | Standard | FALSE | [9 empty] | 2/9/2015 12:00:00 AM | Dimmable | Continuous Below 10 | Not Yet Verified |  |  | 3838 | 101.66 | 37.75 |  |  | 5234 | 75.8
PYPXHADV | Acuity Brands Lighting | Lithonia Lighting | KACM LED 20C 700 40K R3 XXXXX XX XXXXXXX XXXXXX | Outdoor Luminaires | Low Output | Parking Garage Luminaires | Standard | FALSE | [9 empty] | 2/9/2015 12:00:00 AM | Dimmable | Continuous Below 10 | Not Yet Verified |  |  | 4777 | 98.4 | 48.55 |  |  | 3986 | 73.5
P8MDRJ2U | Acuity Brands Lighting | Lithonia Lighting | KACM LED 20C 700 50K R3 XXXXX XX XXXXXXX XXXXXX | Outdoor Luminaires | Low Output | Parking Garage Luminaires | Standard | FALSE | [9 empty] | 2/9/2015 12:00:00 AM | Dimmable | Continuous Below 10 | Not Yet Verified |  |  | 4795 | 98.76 | 48.55 |  |  | 5234 | 75.8
PF5ZGNU1 | Acuity Brands Lighting | Lithonia Lighting | KACM LED 40C 700 30K R5 XXXXX XX XXXXXXX XXXXXX | Outdoor Luminaires | Mid Output | Parking Garage Luminaires | Standard | FALSE | [9 empty] | 2/9/2015 12:00:00 AM | Dimmable | Continuous Below 10 | Not Yet Verified |  |  | 9259 | 101.89 | 90.87 |  |  | 3026 | 73.5
PU78T714 | Acuity Brands Lighting | Lithonia Lighting | KACM LED 40C 700 40K R3 XXXXX XX XXXXXXX XXXXXX | Outdoor Luminaires | Mid Output | Parking Garage Luminaires | Standard | FALSE | [9 empty] | 2/9/2015 12:00:00 AM | Dimmable | Continuous Below 10 | Not Yet Verified |  |  | 9199 | 101.24 | 90.87 |  |  | 3986 | 73.5
PCHP57JT | Acuity Brands Lighting | Lithonia Lighting | KACM LED 40C 700 50K R3 XXXXX XX XXXXXXX XXXXXX | Outdoor Luminaires | Mid Output | Parking Garage Luminaires | Standard | FALSE | [9 empty] | 2/9/2015 12:00:00 AM | Dimmable | Continuous Below 10 | Not Yet Verified |  |  | 9233 | 101.6 | 90.87 |  |  | 5234 | 75.8
PKFD435C | Acuity Brands Lighting | Lithonia Lighting | KACM LED 60C 700 50K R2 XXXXX XX XXXXXXX XXXXXX | Outdoor Luminaires | High Output | Parking Garage Luminaires | Standard | FALSE | [9 empty] | 2/9/2015 12:00:00 AM | Dimmable | Continuous Below 10 | Not Yet Verified |  |  | 13651 | 101.89 | 133.98 |  |  | 5234 | 75.8
P7BJTTKX | Acuity Brands Lighting | Lithonia Lighting | KACM LED 20C 530 40K R5 XXXXX XX XXXXXXX XXXXXX | Outdoor Luminaires | Low Output | Parking Garage Luminaires | Standard | FALSE | [9 empty] | 2/9/2015 12:00:00 AM | Dimmable | Continuous Below 10 | Not Yet Verified |  |  | 4075 | 107.96 | 37.75 |  |  | 3986 | 73.5
PGDKYEBE | Acuity Brands Lighting | Lithonia Lighting | KACM LED 20C 700 50K R2 XXXXX XX XXXXXXX XXXXXX | Outdoor Luminaires | Low Output | Parking Garage Luminaires | Standard | FALSE | [9 empty] | 2/9/2015 12:00:00 AM | Dimmable | Continuous Below 10 | Not Yet Verified |  |  | 4813 | 99.13 | 48.55 |  |  | 5234 | 75.8
PM27SRAP | Acuity Brands Lighting | Lithonia Lighting | KACM LED 60C 700 30K R2 XXXXX XX XXXXXXX XXXXXX | Outdoor Luminaires | High Output | Parking Garage Luminaires | Standard | FALSE | [9 empty] | 2/9/2015 12:00:00 AM | Dimmable | Continuous Below 10 | Not Yet Verified |  |  | 12786 | 95.43 | 133.98 |  |  | 3026 | 73.5
PBM1DVQW | Acuity Brands Lighting | Lithonia Lighting | KACM LED 60C 700 50K R4 XXXXX XX XXXXXXX XXXXXX | Outdoor Luminaires | High Output | Parking Garage Luminaires | Standard | FALSE | [9 empty] | 2/9/2015 12:00:00 AM | Dimmable | Continuous Below 10 | Not Yet Verified |  |  | 13663 | 101.98 | 133.98 |  |  | 5234 | 75.8
PJ39M2EM | Acuity Brands Lighting | Lithonia Lighting | KACM LED 40C 530 40K R4 XXXXX XX XXXXXXX XXXXXX | Outdoor Luminaires | Mid Output | Parking Garage Luminaires | Standard | FALSE | [9 empty] | 1/22/2015 12:00:00 AM | Dimmable | Continuous Below 10 | Not Yet Verified |  |  | 7440 | 107.46 | 69.24 |  |  | 3986 | 73.5
PRP3EWSX | Acuity Brands Lighting | Lithonia Lighting | KACM LED 60C 530 50K R5 XXXXX XX XXXXXXX XXXXXX | Outdoor Luminaires | High Output | Parking Garage Luminaires | Standard | FALSE | [9 empty] | 1/22/2015 12:00:00 AM | Dimmable | Continuous Below 10 | Not Yet Verified |  |  | 11691 | 116.3 | 100.53 |  |  | 5234 | 75.8
P6R6CF34 | Acuity Brands Lighting | Lithonia Lighting | KACM LED 40C 530 40K R3 XXXXX XX XXXXXXX XXXXXX | Outdoor Luminaires | Mid Output | Parking Garage Luminaires | Standard | FALSE | [9 empty] | 1/22/2015 12:00:00 AM | Dimmable | Continuous Below 10 | Not Yet Verified |  |  | 7406 | 106.97 | 69.24 |  |  | 3986 | 73.5
PPUQGJ3S | Acuity Brands Lighting | Lithonia Lighting | KACM LED 30C 700 50K R3 XXXXX XX XXXXXXX XXXXXX | Outdoor Luminaires | Mid Output | Parking Garage Luminaires | Standard | FALSE | [9 empty] | 2/9/2015 12:00:00 AM | Dimmable | Continuous Below 10 | Not Yet Verified |  |  | 7053 | 100.62 | 70.09 |  |  | 5234 | 75.8
PQ6EJM9U | Acuity Brands Lighting | Lithonia Lighting | KACM LED 60C 700 50K R3 XXXXX XX XXXXXXX XXXXXX | Outdoor Luminaires | High Output | Parking Garage Luminaires | Standard | FALSE | [9 empty] | 2/9/2015 12:00:00 AM | Dimmable | Continuous Below 10 | Not Yet Verified |  |  | 13600 | 101.51 | 133.98 |  |  | 5234 | 75.8
P912QR42 | Acuity Brands Lighting | Lithonia Lighting | KACM LED 40C 530 30K R4 XXXXX XX XXXXXXX XXXXXX | Outdoor Luminaires | Mid Output | Parking Garage Luminaires | Standard | FALSE | [9 empty] | 1/22/2015 12:00:00 AM | Dimmable | Continuous Below 10 | Not Yet Verified |  |  | 6994 | 101.01 | 69.24 |  |  | 3026 | 73.5
P4A58G6Z | Acuity Brands Lighting | Lithonia Lighting | KACM LED 60C 530 40K R3 XXXXX XX XXXXXXX XXXXXX | Outdoor Luminaires | High Output | Parking Garage Luminaires | Standard | FALSE | [9 empty] | 1/22/2015 12:00:00 AM | Dimmable | Continuous Below 10 | Not Yet Verified |  |  | 10880 | 108.23 | 100.53 |  |  | 3986 | 73.5
P4UWJYMR | Acuity Brands Lighting | Lithonia Lighting | KACM LED 30C 530 50K R3 XXXXX XX XXXXXXX XXXXXX | Outdoor Luminaires | Mid Output | Parking Garage Luminaires | Standard | FALSE | [9 empty] | 2/9/2015 12:00:00 AM | Dimmable | Continuous Below 10 | Not Yet Verified |  |  | 5630 | 105.11 | 53.57 |  |  | 5234 | 75.8
PKVV2RN9 | Acuity Brands Lighting | Lithonia Lighting | KACM LED 30C 700 40K R4 XXXXX XX XXXXXXX XXXXXX | Outdoor Luminaires | Mid Output | Parking Garage Luminaires | Standard | FALSE | [9 empty] | 2/9/2015 12:00:00 AM | Dimmable | Continuous Below 10 | Not Yet Verified |  |  | 7060 | 100.72 | 70.09 |  |  | 3986 | 73.5
P9M3MGG4 | Acuity Brands Lighting | Lithonia Lighting | KACM LED 30C 700 50K R2 XXXXX XX XXXXXXX XXXXXX | Outdoor Luminaires | Mid Output | Parking Garage Luminaires | Standard | FALSE | [9 empty] | 2/9/2015 12:00:00 AM | Dimmable | Continuous Below 10 | Not Yet Verified |  |  | 7079 | 101 | 70.09 |  |  | 5234 | 75.8
PXZ83MYC | Acuity Brands Lighting | Lithonia Lighting | KACM LED 20C 530 50K R2 XXXXX XX XXXXXXX XXXXXX | Outdoor Luminaires | Low Output | Parking Garage Luminaires | Standard | FALSE | [9 empty] | 2/9/2015 12:00:00 AM | Dimmable | Continuous Below 10 | Not Yet Verified |  |  | 3834 | 101.57 | 37.75 |  |  | 5234 | 75.8
P2U1CRWV | Acuity Brands Lighting | Lithonia Lighting | KACM LED 20C 530 30K R2 XXXXX XX XXXXXXX XXXXXX | Outdoor Luminaires | Low Output | Parking Garage Luminaires | Standard | FALSE | [9 empty] | 2/9/2015 12:00:00 AM | Dimmable | Continuous Below 10 | Not Yet Verified |  |  | 3591 | 95.14 | 37.75 |  |  | 3026 | 73.5
PT6U55H8 | Acuity Brands Lighting | Lithonia Lighting | KACM LED 20C 530 30K R4 XXXXX XX XXXXXXX XXXXXX | Outdoor Luminaires | Low Output | Parking Garage Luminaires | Standard | FALSE | [9 empty] | 2/9/2015 12:00:00 AM | Dimmable | Continuous Below 10 | Not Yet Verified |  |  | 3594 | 95.22 | 37.75 |  |  | 3026 | 73.5
PY5A78P8 | Acuity Brands Lighting | Lithonia Lighting | KACM LED 40C 530 50K R2 XXXXX XX XXXXXXX XXXXXX | Outdoor Luminaires | Mid Output | Parking Garage Luminaires | Standard | FALSE | [9 empty] | 1/22/2015 12:00:00 AM | Dimmable | Continuous Below 10 | Not Yet Verified |  |  | 7461 | 107.75 | 69.24 |  |  | 5234 | 75.8
PK8UCBVG | Acuity Brands Lighting | Lithonia Lighting | KACM LED 60C 530 30K R2 XXXXX XX XXXXXXX XXXXXX | Outdoor Luminaires | High Output | Parking Garage Luminaires | Standard | FALSE | [9 empty] | 1/22/2015 12:00:00 AM | Dimmable | Continuous Below 10 | Not Yet Verified |  |  | 10266 | 102.12 | 100.53 |  |  | 3026 | 73.5
PV6FHQ6B | Acuity Brands Lighting | Lithonia Lighting | KACM LED 60C 530 30K R3 XXXXX XX XXXXXXX XXXXXX | Outdoor Luminaires | Mid Output | Parking Garage Luminaires | Standard | FALSE | [9 empty] | 1/22/2015 12:00:00 AM | Dimmable | Continuous Below 10 | Not Yet Verified |  |  | 9828 | 97.76 | 100.53 |  |  | 3026 | 73.5
PHA61SEF | Acuity Brands Lighting | Lithonia Lighting | KACM LED 60C 530 50K R3 XXXXX XX XXXXXXX XXXXXX | Outdoor Luminaires | High Output | Parking Garage Luminaires | Standard | FALSE | [9 empty] | 1/22/2015 12:00:00 AM | Dimmable | Continuous Below 10 | Not Yet Verified |  |  | 10919 | 108.62 | 100.53 |  |  | 5234 | 75.8
PYXFN1VP | Acuity Brands Lighting | Lithonia Lighting | KACM LED 30C 530 40K R5 XXXXX XX XXXXXXX XXXXXX | Outdoor Luminaires | Mid Output | Parking Garage Luminaires | Standard | FALSE | [9 empty] | 2/9/2015 12:00:00 AM | Dimmable | Continuous Below 10 | Not Yet Verified |  |  | 6007 | 112.13 | 53.57 |  |  | 3986 | 73.5
PHQHNNJS | Acuity Brands Lighting | Lithonia Lighting | KACM LED 20C 530 50K R3 XXXXX XX XXXXXXX XXXXXX | Outdoor Luminaires | Low Output | Parking Garage Luminaires | Standard | FALSE | [9 empty] | 2/9/2015 12:00:00 AM | Dimmable | Continuous Below 10 | Not Yet Verified |  |  | 3820 | 101.19 | 37.75 |  |  | 5234 | 75.8
P48FNDPW | Acuity Brands Lighting | Lithonia Lighting | KACM LED 40C 700 40K R5 XXXXX XX XXXXXXX XXXXXX | Outdoor Luminaires | Mid Output | Parking Garage Luminaires | Standard | FALSE | [9 empty] | 2/9/2015 12:00:00 AM | Dimmable | Continuous Below 10 | Not Yet Verified |  |  | 9850 | 108.39 | 90.87 |  |  | 3986 | 73.5
P34VJ4JW | Acuity Brands Lighting | Lithonia Lighting | KACM LED 30C 700 30K R5 XXXXX XX XXXXXXX XXXXXX | Outdoor Luminaires | Mid Output | Parking Garage Luminaires | Standard | FALSE | [9 empty] | 2/9/2015 12:00:00 AM | Dimmable | Continuous Below 10 | Not Yet Verified |  |  | 7073 | 100.91 | 70.09 |  |  | 3026 | 73.5
PATYEBEE | Acuity Brands Lighting | Lithonia Lighting | KACM LED 20C 530 40K R3 XXXXX XX XXXXXXX XXXXXX | Outdoor Luminaires | Low Output | Parking Garage Luminaires | Standard | FALSE | [9 empty] | 2/9/2015 12:00:00 AM | Dimmable | Continuous Below 10 | Not Yet Verified |  |  | 3806 | 100.83 | 37.75 |  |  | 3986 | 73.5
PMS1NXHT | Acuity Brands Lighting | Lithonia Lighting | KACM LED 60C 700 30K R5 XXXXX XX XXXXXXX XXXXXX | Outdoor Luminaires | High Output | Parking Garage Luminaires | Standard | FALSE | [9 empty] | 2/9/2015 12:00:00 AM | Dimmable | Continuous Below 10 | Not Yet Verified |  |  | 13639 | 101.8 | 133.98 |  |  | 3026 | 73.5
PMDX4NXB | Acuity Brands Lighting | Lithonia Lighting | KACM LED 60C 530 50K R2 XXXXX XX XXXXXXX XXXXXX | Outdoor Luminaires | High Output | Parking Garage Luminaires | Standard | FALSE | [9 empty] | 1/22/2015 12:00:00 AM | Dimmable | Continuous Below 10 | Not Yet Verified |  |  | 10960 | 109.03 | 100.53 |  |  | 5234 | 75.8
P8FBWBWC | Acuity Brands Lighting | Lithonia Lighting | KACM LED 60C 530 40K R4 XXXXX XX XXXXXXX XXXXXX | Outdoor Luminaires | High Output | Parking Garage Luminaires | Standard | FALSE | [9 empty] | 1/22/2015 12:00:00 AM | Dimmable | Continuous Below 10 | Not Yet Verified |  |  | 10930 | 108.73 | 100.53 |  |  | 3986 | 73.5
PHXJM7ZT | Acuity Brands Lighting | Lithonia Lighting | KACM LED 20C 700 40K R5 XXXXX XX XXXXXXX XXXXXX | Outdoor Luminaires | Mid Output | Parking Garage Luminaires | Standard | FALSE | [9 empty] | 2/9/2015 12:00:00 AM | Dimmable | Continuous Below 10 | Not Yet Verified |  |  | 5115 | 105.36 | 48.55 |  |  | 3986 | 73.5
PFX3Y5JQ | Acuity Brands Lighting | Lithonia Lighting | KACM LED 20C 700 50K R5 XXXXX XX XXXXXXX XXXXXX | Outdoor Luminaires | Mid Output | Parking Garage Luminaires | Standard | FALSE | [9 empty] | 2/9/2015 12:00:00 AM | Dimmable | Continuous Below 10 | Not Yet Verified |  |  | 5134 | 105.74 | 48.55 |  |  | 5234 | 75.8
PB8FTSU4 | Acuity Brands Lighting | Lithonia Lighting | KACM LED 30C 530 30K R4 XXXXX XX XXXXXXX XXXXXX | Outdoor Luminaires | Mid Output | Parking Garage Luminaires | Standard | FALSE | [9 empty] | 2/9/2015 12:00:00 AM | Dimmable | Continuous Below 10 | Not Yet Verified |  |  | 5298 | 98.9 | 53.57 |  |  | 3026 | 73.5
PSS9K315 | Acuity Brands Lighting | Lithonia Lighting | KACM LED 30C 530 40K R2 XXXXX XX XXXXXXX XXXXXX | Outdoor Luminaires | Mid Output | Parking Garage Luminaires | Standard | FALSE | [9 empty] | 2/9/2015 12:00:00 AM | Dimmable | Continuous Below 10 | Not Yet Verified |  |  | 5631 | 105.12 | 53.57 |  |  | 3986 | 73.5
PW2QVV3E | Acuity Brands Lighting | Lithonia Lighting | KACM LED 30C 530 40K R4 XXXXX XX XXXXXXX XXXXXX | Outdoor Luminaires | Mid Output | Parking Garage Luminaires | Standard | FALSE | [9 empty] | 2/9/2015 12:00:00 AM | Dimmable | Continuous Below 10 | Not Yet Verified |  |  | 5636 | 105.21 | 53.57 |  |  | 3986 | 73.5
P3K4PTP4 | Acuity Brands Lighting | Lithonia Lighting | KACM LED 30C 530 50K R2 XXXXX XX XXXXXXX XXXXXX | Outdoor Luminaires | Mid Output | Parking Garage Luminaires | Standard | FALSE | [9 empty] | 2/9/2015 12:00:00 AM | Dimmable | Continuous Below 10 | Not Yet Verified |  |  | 5652 | 105.5 | 53.57 |  |  | 5234 | 75.8
PE4N2R1D | Acuity Brands Lighting | Lithonia Lighting | KACM LED 30C 530 50K R4 XXXXX XX XXXXXXX XXXXXX | Outdoor Luminaires | Mid Output | Parking Garage Luminaires | Standard | FALSE | [9 empty] | 2/9/2015 12:00:00 AM | Dimmable | Continuous Below 10 | Not Yet Verified |  |  | 5656 | 105.59 | 53.57 |  |  | 5234 | 75.8
PGVZE173 | Acuity Brands Lighting | Lithonia Lighting | KACM LED 30C 530 50K R5 XXXXX XX XXXXXXX XXXXXX | Outdoor Luminaires | Mid Output | Parking Garage Luminaires | Standard | FALSE | [9 empty] | 2/9/2015 12:00:00 AM | Dimmable | Continuous Below 10 | Not Yet Verified |  |  | 6028 | 112.53 | 53.57 |  |  | 5234 | 75.8
PG4M6RYU | Acuity Brands Lighting | Lithonia Lighting | KACM LED 30C 700 30K R4 XXXXX XX XXXXXXX XXXXXX | Outdoor Luminaires | Mid Output | Parking Garage Luminaires | Standard | FALSE | [9 empty] | 2/9/2015 12:00:00 AM | Dimmable | Continuous Below 10 | Not Yet Verified |  |  | 6636 | 94.68 | 70.09 |  |  | 3026 | 73.5
PZEH3SA8 | Acuity Brands Lighting | Lithonia Lighting | KACM LED 30C 700 40K R2 XXXXX XX XXXXXXX XXXXXX | Outdoor Luminaires | Mid Output | Parking Garage Luminaires | Standard | FALSE | [9 empty] | 2/9/2015 12:00:00 AM | Dimmable | Continuous Below 10 | Not Yet Verified |  |  | 7054 | 100.64 | 70.09 |  |  | 3986 | 73.5
P1YFT5XW | Acuity Brands Lighting | Lithonia Lighting | KACM LED 30C 700 40K R3 XXXXX XX XXXXXXX XXXXXX | Outdoor Luminaires | Mid Output | Parking Garage Luminaires | Standard | FALSE | [9 empty] | 2/9/2015 12:00:00 AM | Dimmable | Continuous Below 10 | Not Yet Verified |  |  | 7027 | 100.26 | 70.09 |  |  | 3986 | 73.5
P1NHJHJC | Acuity Brands Lighting | Lithonia Lighting | KACM LED 30C 700 40K R5 XXXXX XX XXXXXXX XXXXXX | Outdoor Luminaires | Mid Output | Parking Garage Luminaires | Standard | FALSE | [9 empty] | 2/9/2015 12:00:00 AM | Dimmable | Continuous Below 10 | Not Yet Verified |  |  | 7524 | 107.35 | 70.09 |  |  | 3986 | 73.5
PFFPVB7T | Acuity Brands Lighting | Lithonia Lighting | KACM LED 30C 700 50K R4 XXXXX XX XXXXXXX XXXXXX | Outdoor Luminaires | Mid Output | Parking Garage Luminaires | Standard | FALSE | [9 empty] | 2/9/2015 12:00:00 AM | Dimmable | Continuous Below 10 | Not Yet Verified |  |  | 7085 | 101.08 | 70.09 |  |  | 5234 | 75.8
PJATN7W9 | Acuity Brands Lighting | Lithonia Lighting | KACM LED 30C 700 50K R5 XXXXX XX XXXXXXX XXXXXX | Outdoor Luminaires | Mid Output | Parking Garage Luminaires | Standard | FALSE | [9 empty] | 2/9/2015 12:00:00 AM | Dimmable | Continuous Below 10 | Not Yet Verified |  |  | 7551 | 107.74 | 70.09 |  |  | 5234 | 75.8
PMNFYR36 | Acuity Brands Lighting | Lithonia Lighting | KACM LED 40C 700 30K R3 XXXXX XX XXXXXXX XXXXXX | Outdoor Luminaires | Mid Output | Parking Garage Luminaires | Standard | FALSE | [9 empty] | 2/9/2015 12:00:00 AM | Dimmable | Continuous Below 10 | Not Yet Verified |  |  | 8310 | 91.44 | 90.87 |  |  | 3026 | 73.5
PD7BEYK6 | Acuity Brands Lighting | Lithonia Lighting | KACM LED 20C 530 30K R5 XXXXX XX XXXXXXX XXXXXX | Outdoor Luminaires | Low Output | Parking Garage Luminaires | Standard | FALSE | [9 empty] | 2/9/2015 12:00:00 AM | Dimmable | Continuous Below 10 | Not Yet Verified |  |  | 3831 | 101.48 | 37.75 |  |  | 3026 | 73.5
PG1BMJP6 | Acuity Brands Lighting | Lithonia Lighting | KACM LED 20C 530 40K R2 XXXXX XX XXXXXXX XXXXXX | Outdoor Luminaires | Low Output | Parking Garage Luminaires | Standard | FALSE | [9 empty] | 2/9/2015 12:00:00 AM | Dimmable | Continuous Below 10 | Not Yet Verified |  |  | 3821 | 101.21 | 37.75 |  |  | 3986 | 73.5
PKBG3YYJ | Acuity Brands Lighting | Lithonia Lighting | KACM LED 20C 530 50K R5 XXXXX XX XXXXXXX XXXXXX | Outdoor Luminaires | Low Output | Parking Garage Luminaires | Standard | FALSE | [9 empty] | 2/9/2015 12:00:00 AM | Dimmable | Continuous Below 10 | Not Yet Verified |  |  | 4090 | 108.35 | 37.75 |  |  | 5234 | 75.8
PY241DHP | Acuity Brands Lighting | Lithonia Lighting | KACM LED 20C 700 30K R2 XXXXX XX XXXXXXX XXXXXX | Outdoor Luminaires | Low Output | Parking Garage Luminaires | Standard | FALSE | [9 empty] | 2/9/2015 12:00:00 AM | Dimmable | Continuous Below 10 | Not Yet Verified |  |  | 4508 | 92.85 | 48.55 |  |  | 3026 | 73.5
PG3UTN1U | Acuity Brands Lighting | Lithonia Lighting | KACM LED 20C 700 30K R4 XXXXX XX XXXXXXX XXXXXX | Outdoor Luminaires | Low Output | Parking Garage Luminaires | Standard | FALSE | [9 empty] | 2/9/2015 12:00:00 AM | Dimmable | Continuous Below 10 | Not Yet Verified |  |  | 4511 | 92.92 | 48.55 |  |  | 3026 | 73.5
PFUZQRDM | Acuity Brands Lighting | Lithonia Lighting | KACM LED 20C 700 30K R5 XXXXX XX XXXXXXX XXXXXX | Outdoor Luminaires | Low Output | Parking Garage Luminaires | Standard | FALSE | [9 empty] | 2/9/2015 12:00:00 AM | Dimmable | Continuous Below 10 | Not Yet Verified |  |  | 4808 | 99.04 | 48.55 |  |  | 3026 | 73.5
PX2AXA3U | Acuity Brands Lighting | Lithonia Lighting | KACM LED 20C 700 40K R2 XXXXX XX XXXXXXX XXXXXX | Outdoor Luminaires | Low Output | Parking Garage Luminaires | Standard | FALSE | [9 empty] | 2/9/2015 12:00:00 AM | Dimmable | Continuous Below 10 | Not Yet Verified |  |  | 4795 | 98.77 | 48.55 |  |  | 3986 | 73.5
PFPCX2HC | Acuity Brands Lighting | Lithonia Lighting | KACM LED 20C 700 40K R4 XXXXX XX XXXXXXX XXXXXX | Outdoor Luminaires | Low Output | Parking Garage Luminaires | Standard | FALSE | [9 empty] | 2/9/2015 12:00:00 AM | Dimmable | Continuous Below 10 | Not Yet Verified |  |  | 4799 | 98.85 | 48.55 |  |  | 3986 | 73.5
PP7KMX99 | Acuity Brands Lighting | Lithonia Lighting | KACM LED 20C 700 50K R4 XXXXX XX XXXXXXX XXXXXX | Outdoor Luminaires | Low Output | Parking Garage Luminaires | Standard | FALSE | [9 empty] | 2/9/2015 12:00:00 AM | Dimmable | Continuous Below 10 | Not Yet Verified |  |  | 4817 | 99.21 | 48.55 |  |  | 5234 | 75.8
PBFUGUTV | Acuity Brands Lighting | Lithonia Lighting | KACM LED 40C 700 30K R4 XXXXX XX XXXXXXX XXXXXX | Outdoor Luminaires | Mid Output | Parking Garage Luminaires | Standard | FALSE | [9 empty] | 2/9/2015 12:00:00 AM | Dimmable | Continuous Below 10 | Not Yet Verified |  |  | 8687 | 95.6 | 90.87 |  |  | 3026 | 73.5
PMK8JV5W | Acuity Brands Lighting | Lithonia Lighting | KACM LED 40C 700 40K R2 XXXXX XX XXXXXXX XXXXXX | Outdoor Luminaires | Mid Output | Parking Garage Luminaires | Standard | FALSE | [9 empty] | 2/9/2015 12:00:00 AM | Dimmable | Continuous Below 10 | Not Yet Verified |  |  | 9234 | 101.62 | 90.87 |  |  | 3986 | 73.5
P3G7VEWH | Acuity Brands Lighting | Lithonia Lighting | KACM LED 40C 700 40K R4 XXXXX XX XXXXXXX XXXXXX | Outdoor Luminaires | Mid Output | Parking Garage Luminaires | Standard | FALSE | [9 empty] | 2/9/2015 12:00:00 AM | Dimmable | Continuous Below 10 | Not Yet Verified |  |  | 9242 | 101.7 | 90.87 |  |  | 3986 | 73.5
PE3CQNA9 | Acuity Brands Lighting | Lithonia Lighting | KACM LED 40C 700 50K R2 XXXXX XX XXXXXXX XXXXXX | Outdoor Luminaires | Mid Output | Parking Garage Luminaires | Standard | FALSE | [9 empty] | 2/9/2015 12:00:00 AM | Dimmable | Continuous Below 10 | Not Yet Verified |  |  | 9267 | 101.98 | 90.87 |  |  | 5234 | 75.8
PX3WG7TT | Acuity Brands Lighting | Lithonia Lighting | KACM LED 40C 700 50K R5 XXXXX XX XXXXXXX XXXXXX | Outdoor Luminaires | Mid Output | Parking Garage Luminaires | Standard | FALSE | [9 empty] | 2/9/2015 12:00:00 AM | Dimmable | Continuous Below 10 | Not Yet Verified |  |  | 9885 | 108.78 | 90.87 |  |  | 5234 | 75.8
P1WCA7XX | Acuity Brands Lighting | Lithonia Lighting | KACM LED 60C 700 40K R4 XXXXX XX XXXXXXX XXXXXX | Outdoor Luminaires | High Output | Parking Garage Luminaires | Standard | FALSE | [9 empty] | 2/9/2015 12:00:00 AM | Dimmable | Continuous Below 10 | Not Yet Verified |  |  | 13614 | 101.61 | 133.98 |  |  | 3986 | 73.5
P5YNZV62 | Acuity Brands Lighting | Lithonia Lighting | KACM LED 60C 700 50K R5 XXXXX XX XXXXXXX XXXXXX | Outdoor Luminaires | High Output | Parking Garage Luminaires | Standard | FALSE | [9 empty] | 2/9/2015 12:00:00 AM | Dimmable | Continuous Below 10 | Not Yet Verified |  |  | 14562 | 108.69 | 133.98 |  |  | 5234 | 75.8
P3VFZQYP | Acuity Brands Lighting | Lithonia Lighting | KACM LED 40C 530 30K R2 XXXXX XX XXXXXXX XXXXXX | Outdoor Luminaires | Mid Output | Parking Garage Luminaires | Standard | FALSE | [9 empty] | 1/22/2015 12:00:00 AM | Dimmable | Continuous Below 10 | Not Yet Verified |  |  | 6988 | 100.93 | 69.24 |  |  | 3026 | 73.5
P76KZT1A | Acuity Brands Lighting | Lithonia Lighting | KACM LED 40C 530 30K R5 XXXXX XX XXXXXXX XXXXXX | Outdoor Luminaires | Mid Output | Parking Garage Luminaires | Standard | FALSE | [9 empty] | 1/22/2015 12:00:00 AM | Dimmable | Continuous Below 10 | Not Yet Verified |  |  | 7454 | 107.66 | 69.24 |  |  | 3026 | 73.5
P5T8JUFR | Acuity Brands Lighting | Lithonia Lighting | KACM LED 40C 530 40K R2 XXXXX XX XXXXXXX XXXXXX | Outdoor Luminaires | Mid Output | Parking Garage Luminaires | Standard | FALSE | [9 empty] | 1/22/2015 12:00:00 AM | Dimmable | Continuous Below 10 | Not Yet Verified |  |  | 7434 | 107.37 | 69.24 |  |  | 3986 | 73.5
PKH9ZRE6 | Acuity Brands Lighting | Lithonia Lighting | KACM LED 40C 530 40K R5 XXXXX XX XXXXXXX XXXXXX | Outdoor Luminaires | Mid Output | Parking Garage Luminaires | Standard | FALSE | [9 empty] | 1/22/2015 12:00:00 AM | Dimmable | Continuous Below 10 | Not Yet Verified |  |  | 7930 | 114.53 | 69.24 |  |  | 3986 | 73.5
PCMN1WYV | Acuity Brands Lighting | Lithonia Lighting | KACM LED 40C 530 50K R5 XXXXX XX XXXXXXX XXXXXX | Outdoor Luminaires | Mid Output | Parking Garage Luminaires | Standard | FALSE | [9 empty] | 1/22/2015 12:00:00 AM | Dimmable | Continuous Below 10 | Not Yet Verified |  |  | 7958 | 114.94 | 69.24 |  |  | 5234 | 75.8
PAQP2MGA | Acuity Brands Lighting | Lithonia Lighting | KACM LED 60C 530 30K R4 XXXXX XX XXXXXXX XXXXXX | Outdoor Luminaires | High Output | Parking Garage Luminaires | Standard | FALSE | [9 empty] | 1/22/2015 12:00:00 AM | Dimmable | Continuous Below 10 | Not Yet Verified |  |  | 10274 | 102.2 | 100.53 |  |  | 3026 | 73.5
PNXQQGGV | Acuity Brands Lighting | Lithonia Lighting | KACM LED 60C 530 30K R5 XXXXX XX XXXXXXX XXXXXX | Outdoor Luminaires | High Output | Parking Garage Luminaires | Standard | FALSE | [9 empty] | 1/22/2015 12:00:00 AM | Dimmable | Continuous Below 10 | Not Yet Verified |  |  | 10951 | 108.93 | 100.53 |  |  | 3026 | 73.5
PR1WA16X | Acuity Brands Lighting | Lithonia Lighting | DMW2 3000LM WD PCL MVOLT 30K 90CRI | Outdoor Luminaires | Low Output | Parking Garage Luminaires | Standard | TRUE | 2447 | 88.02 | 27.8 | 16.73 | 0.93 | 3077 | 94.93 | 5 |  | 11/18/2015 12:00:00 AM | Dimmable | Continuous Below 10 | Yes |  | 3 | 2565.34 | 92.11 | 27.85 | 16.73 | 0.93 | 3000 | 90
P1HZ6W4Q | Acuity Brands Lighting | Lithonia Lighting | DMW2 4000LM WD ACL MVOLT 30K 90CRI | Outdoor Luminaires | Low Output | Parking Garage Luminaires | Standard | TRUE | 3188 | 82.02 | 38.87 | 8.07 | 0.96 | 3063 | 94.81 | 5 |  | 11/18/2015 12:00:00 AM | Dimmable | Continuous Below 10 | Yes |  | 3 | 3509.82 | 87.97 | 39.9 | 8.07 | 0.96 | 3000 | 90
P5BV6R5B | Acuity Brands Lighting | Lithonia Lighting | DMW2 4000LM WD PCL MVOLT 30K 80CRI | Outdoor Luminaires | Low Output | Parking Garage Luminaires | Standard | FALSE | [9 empty] | 11/18/2015 12:00:00 AM | Dimmable | Continuous Below 10 | Yes |  |  | 4152.27 | 104.07 | 39.9 | 8.07 | 0.96 | 3000 | 80
P22CXUX3 | Acuity Brands Lighting | Lithonia Lighting | DMW2 4000LM WD PCL MVOLT 40K 80CRI | Outdoor Luminaires | Low Output | Parking Garage Luminaires | Standard | FALSE | [9 empty] | 11/18/2015 12:00:00 AM | Dimmable | Continuous Below 10 | Yes |  |  | 4353.18 | 109.1 | 39.9 | 8.07 | 0.96 | 4000 | 80
PHJ4WY6C | Acuity Brands Lighting | Lithonia Lighting | DMW2 4000LM WD ACL MVOLT 50K 80CRI | Outdoor Luminaires | Low Output | Parking Garage Luminaires | Standard | FALSE | [9 empty] | 11/18/2015 12:00:00 AM | Dimmable | Continuous Below 10 | Yes |  |  | 4699.47 | 117.78 | 39.9 | 8.07 | 0.96 | 5000 | 80
PVDM7F7M | Acuity Brands Lighting | Lithonia Lighting | DMW2 3000LM WD PCL MVOLT 35K 90CRI | Outdoor Luminaires | Low Output | Parking Garage Luminaires | Standard | FALSE | [9 empty] | 11/18/2015 12:00:00 AM | Dimmable | Continuous Below 10 | Yes |  |  | 2631.54 | 94.49 | 27.85 | 16.73 | 0.93 | 3500 | 90
PWEUAARX | Acuity Brands Lighting | Lithonia Lighting | DMW2 3000LM WD PCL MVOLT 40K 90CRI | Outdoor Luminaires | Low Output | Parking Garage Luminaires | Standard | FALSE | [9 empty] | 11/18/2015 12:00:00 AM | Dimmable | Continuous Below 10 | Yes |  |  | 2689.47 | 96.57 | 27.85 | 16.73 | 0.93 | 4000 | 90
P44CYM2C | Acuity Brands Lighting | Lithonia Lighting | DMW2 3000LM WD ACL MVOLT 40K 90CRI | Outdoor Luminaires | Low Output | Parking Garage Luminaires | Standard | FALSE | [9 empty] | 11/18/2015 12:00:00 AM | Dimmable | Continuous Below 10 | Yes |  |  | 2767.18 | 99.36 | 27.85 | 16.73 | 0.93 | 4000 | 90
P13J2JK5 | Acuity Brands Lighting | Lithonia Lighting | DMW2 3000LM WD ACL MVOLT 50K 90CRI | Outdoor Luminaires | Low Output | Parking Garage Luminaires | Standard | FALSE | [9 empty] | 11/18/2015 12:00:00 AM | Dimmable | Continuous Below 10 | Yes |  |  | 2903.41 | 104.25 | 27.85 | 16.73 | 0.93 | 5000 | 90
P5E3FNQX | Acuity Brands Lighting | Lithonia Lighting | DMW2 2000LM WD ACL MVOLT 50K 90CRI | Outdoor Luminaires | Low Output | Parking Garage Luminaires | Standard | FALSE | [9 empty] | 11/18/2015 12:00:00 AM | Dimmable | Continuous Below 10 | Yes |  |  | 2016.52 | 107.38 | 18.78 | 16.73 | 0.93 | 5000 | 90
PSDNRPSV | Acuity Brands Lighting | Lithonia Lighting | DMW2 3000LM WD PCL MVOLT 30K 80CRI | Outdoor Luminaires | Low Output | Parking Garage Luminaires | Standard | FALSE | [9 empty] | 11/18/2015 12:00:00 AM | Dimmable | Continuous Below 10 | Yes |  |  | 3122.6 | 112.12 | 27.85 | 16.73 | 0.93 | 3000 | 80
P2C8629F | Acuity Brands Lighting | Lithonia Lighting | DMW2 2000LM WD PCL MVOLT 30K 80CRI | Outdoor Luminaires | Low Output | Parking Garage Luminaires | Standard | FALSE | [9 empty] | 11/18/2015 12:00:00 AM | Dimmable | Continuous Below 10 | Yes |  |  | 2168.76 | 115.48 | 18.78 | 16.73 | 0.93 | 3000 | 80
PY7K64JP | Acuity Brands Lighting | Lithonia Lighting | DMW2 3000LM WD ACL MVOLT 35K 80CRI | Outdoor Luminaires | Low Output | Parking Garage Luminaires | Standard | FALSE | [9 empty] | 11/18/2015 12:00:00 AM | Dimmable | Continuous Below 10 | Yes |  |  | 3295.74 | 118.34 | 27.85 | 16.73 | 0.93 | 3500 | 80
PHCJW5NP | Acuity Brands Lighting | Lithonia Lighting | DMW2 2000LM WD PCL MVOLT 35K 80CRI | Outdoor Luminaires | Low Output | Parking Garage Luminaires | Standard | FALSE | [9 empty] | 11/18/2015 12:00:00 AM | Dimmable | Continuous Below 10 | Yes |  |  | 2224.73 | 118.46 | 18.78 | 16.73 | 0.93 | 3500 | 80
PBPUXTQP | Acuity Brands Lighting | Lithonia Lighting | DMW2 3000LM WD ACL MVOLT 40K 80CRI | Outdoor Luminaires | Low Output | Parking Garage Luminaires | Standard | FALSE | [9 empty] | 11/18/2015 12:00:00 AM | Dimmable | Continuous Below 10 | Yes |  |  | 3368.29 | 120.94 | 27.85 | 16.73 | 0.93 | 4000 | 80
PT2JK5AM | Acuity Brands Lighting | Lithonia Lighting | DMW2 3000LM WD ACL MVOLT 50K 80CRI | Outdoor Luminaires | Low Output | Parking Garage Luminaires | Standard | FALSE | [9 empty] | 11/18/2015 12:00:00 AM | Dimmable | Continuous Below 10 | Yes |  |  | 3534.11 | 126.9 | 27.85 | 16.73 | 0.93 | 5000 | 80
PNWZXVGB | Acuity Brands Lighting | Lithonia Lighting | DMW2 2000LM WD ACL MVOLT 50K 80CRI | Outdoor Luminaires | Low Output | Parking Garage Luminaires | Standard | FALSE | [9 empty] | 11/18/2015 12:00:00 AM | Dimmable | Continuous Below 10 | Yes |  |  | 2454.57 | 130.7 | 18.78 | 16.73 | 0.93 | 5000 | 80
PA8ZCUWS | Acuity Brands Lighting | Lithonia Lighting | DMW2 3000LM WD PCL MVOLT 50K 90CRI | Outdoor Luminaires | Low Output | Parking Garage Luminaires | Standard | FALSE | [9 empty] | 11/18/2015 12:00:00 AM | Dimmable | Continuous Below 10 | Yes |  |  | 2821.87 | 101.32 | 27.85 | 16.73 | 0.93 | 5000 | 90
PG47R4F1 | Acuity Brands Lighting | Lithonia Lighting | DMW2 3000LM WD PCL MVOLT 35K 80CRI | Outdoor Luminaires | Low Output | Parking Garage Luminaires | Standard | FALSE | [9 empty] | 11/18/2015 12:00:00 AM | Dimmable | Continuous Below 10 | Yes |  |  | 3203.18 | 115.02 | 27.85 | 16.73 | 0.93 | 3500 | 80
PR6N1HAH | Acuity Brands Lighting | Lithonia Lighting | DMW2 3000LM WD ACL MVOLT 30K 80CRI | Outdoor Luminaires | Low Output | Parking Garage Luminaires | Standard | FALSE | [9 empty] | 11/18/2015 12:00:00 AM | Dimmable | Continuous Below 10 | Yes |  |  | 3212.83 | 115.36 | 27.85 | 16.73 | 0.93 | 3000 | 80
PSMFA3EU | Acuity Brands Lighting | Lithonia Lighting | DMW2 3000LM WD ACL MVOLT 30K 90CRI | Outdoor Luminaires | Low Output | Parking Garage Luminaires | Standard | FALSE | [9 empty] | 11/18/2015 12:00:00 AM | Dimmable | Continuous Below 10 | Yes |  |  | 2639.46 | 94.77 | 27.85 | 16.73 | 0.93 | 3000 | 90
PVC91RAD | Acuity Brands Lighting | Lithonia Lighting | DMW2 2000LM WD PCL MVOLT 50K 90CRI | Outdoor Luminaires | Low Output | Parking Garage Luminaires | Standard | FALSE | [9 empty] | 11/18/2015 12:00:00 AM | Dimmable | Continuous Below 10 | Yes |  |  | 1959.89 | 104.36 | 18.78 | 16.73 | 0.93 | 5000 | 90
PSJFEAU6 | Acuity Brands Lighting | Lithonia Lighting | DMW2 3000LM WD ACL MVOLT 35K 90CRI | Outdoor Luminaires | Low Output | Parking Garage Luminaires | Standard | FALSE | [9 empty] | 11/18/2015 12:00:00 AM | Dimmable | Continuous Below 10 | Yes |  |  | 2707.58 | 97.22 | 27.85 | 16.73 | 0.93 | 3500 | 90
PXNP2GJE | Acuity Brands Lighting | Lithonia Lighting | DMW2 4000LM WD ACL MVOLT 40K 90CRI | Outdoor Luminaires | Low Output | Parking Garage Luminaires | Standard | FALSE | [9 empty] | 11/18/2015 12:00:00 AM | Dimmable | Continuous Below 10 | Yes |  |  | 3679.65 | 92.22 | 39.9 | 8.07 | 0.96 | 4000 | 90
P5PE4MW3 | Acuity Brands Lighting | Lithonia Lighting | DMW2 4000LM WD PCL MVOLT 50K 90CRI | Outdoor Luminaires | Low Output | Parking Garage Luminaires | Standard | FALSE | [9 empty] | 11/18/2015 12:00:00 AM | Dimmable | Continuous Below 10 | Yes |  |  | 3752.37 | 94.04 | 39.9 | 8.07 | 0.96 | 5000 | 90
PKWD64F7 | Acuity Brands Lighting | Lithonia Lighting | DMW2 4000LM WD ACL MVOLT 35K 90CRI | Outdoor Luminaires | Low Output | Parking Garage Luminaires | Standard | FALSE | [9 empty] | 11/18/2015 12:00:00 AM | Dimmable | Continuous Below 10 | Yes |  |  | 3600.39 | 90.24 | 39.9 | 8.07 | 0.96 | 3500 | 90
PBZXXHN3 | Acuity Brands Lighting | Lithonia Lighting | DMW2 4000LM WD ACL MVOLT 35K 80CRI | Outdoor Luminaires | Low Output | Parking Garage Luminaires | Standard | FALSE | [9 empty] | 11/18/2015 12:00:00 AM | Dimmable | Continuous Below 10 | Yes |  |  | 4382.5 | 109.84 | 39.9 | 8.07 | 0.96 | 3500 | 80
P7AJYMS3 | Acuity Brands Lighting | Lithonia Lighting | DMW2 2000LM WD PCL MVOLT 40K 80CRI | Outdoor Luminaires | Low Output | Parking Garage Luminaires | Standard | FALSE | [9 empty] | 11/18/2015 12:00:00 AM | Dimmable | Continuous Below 10 | Yes |  |  | 2273.7 | 121.07 | 18.78 | 16.73 | 0.93 | 4000 | 80
P8B5Q14T | Acuity Brands Lighting | Lithonia Lighting | DMW2 2000LM WD ACL MVOLT 35K 80CRI | Outdoor Luminaires | Low Output | Parking Garage Luminaires | Standard | FALSE | [9 empty] | 11/18/2015 12:00:00 AM | Dimmable | Continuous Below 10 | Yes |  |  | 2289.01 | 121.89 | 18.78 | 16.73 | 0.93 | 3500 | 80
P9YK7W3U | Acuity Brands Lighting | Lithonia Lighting | DMW2 3000LM WD PCL MVOLT 50K 80CRI | Outdoor Luminaires | Low Output | Parking Garage Luminaires | Standard | FALSE | [9 empty] | 11/18/2015 12:00:00 AM | Dimmable | Continuous Below 10 | Yes |  |  | 3434.86 | 123.33 | 27.85 | 16.73 | 0.93 | 5000 | 80
PCA7T5VK | Acuity Brands Lighting | Lithonia Lighting | DMW2 2000LM WD PCL MVOLT 50K 80CRI | Outdoor Luminaires | Low Output | Parking Garage Luminaires | Standard | FALSE | [9 empty] | 11/18/2015 12:00:00 AM | Dimmable | Continuous Below 10 | Yes |  |  | 2385.64 | 127.03 | 18.78 | 16.73 | 0.93 | 5000 | 80
PTUQHF7U | Acuity Brands Lighting | Lithonia Lighting | DMW2 4000LM WD ACL MVOLT 50K 90CRI | Outdoor Luminaires | Low Output | Parking Garage Luminaires | Standard | FALSE | [9 empty] | 11/18/2015 12:00:00 AM | Dimmable | Continuous Below 10 | Yes |  |  | 3860.8 | 96.76 | 39.9 | 8.07 | 0.96 | 5000 | 90
PAV22AED | Acuity Brands Lighting | Lithonia Lighting | DMW2 4000LM WD PCL MVOLT 35K 80CRI | Outdoor Luminaires | Low Output | Parking Garage Luminaires | Standard | FALSE | [9 empty] | 11/18/2015 12:00:00 AM | Dimmable | Continuous Below 10 | Yes |  |  | 4259.42 | 106.75 | 39.9 | 8.07 | 0.96 | 3500 | 80
P6MEQVJY | Acuity Brands Lighting | Lithonia Lighting | DMW2 4000LM WD ACL MVOLT 30K 80CRI | Outdoor Luminaires | Low Output | Parking Garage Luminaires | Standard | FALSE | [9 empty] | 11/18/2015 12:00:00 AM | Dimmable | Continuous Below 10 | Yes |  |  | 4272.25 | 107.07 | 39.9 | 8.07 | 0.96 | 3000 | 80
PM452PC5 | Acuity Brands Lighting | Lithonia Lighting | DMW2 4000LM WD ACL MVOLT 40K 80CRI | Outdoor Luminaires | Low Output | Parking Garage Luminaires | Standard | FALSE | [9 empty] | 11/18/2015 12:00:00 AM | Dimmable | Continuous Below 10 | Yes |  |  | 4478.97 | 112.25 | 39.9 | 8.07 | 0.96 | 4000 | 80
P4NCKSZX | Acuity Brands Lighting | Lithonia Lighting | DMW2 4000LM WD PCL MVOLT 50K 80CRI | Outdoor Luminaires | Low Output | Parking Garage Luminaires | Standard | FALSE | [9 empty] | 11/18/2015 12:00:00 AM | Dimmable | Continuous Below 10 | Yes |  |  | 4567.49 | 114.47 | 39.9 | 8.07 | 0.96 | 5000 | 80
P377GF4J | Acuity Brands Lighting | Lithonia Lighting | DMW2 3000LM WD PCL MVOLT 40K 80CRI | Outdoor Luminaires | Low Output | Parking Garage Luminaires | Standard | FALSE | [9 empty] | 11/18/2015 12:00:00 AM | Dimmable | Continuous Below 10 | Yes |  |  | 3273.69 | 117.55 | 27.85 | 16.73 | 0.93 | 4000 | 80
PJQRDPQZ | Acuity Brands Lighting | Lithonia Lighting | DMW2 2000LM WD ACL MVOLT 30K 80CRI | Outdoor Luminaires | Low Output | Parking Garage Luminaires | Standard | FALSE | [9 empty] | 11/18/2015 12:00:00 AM | Dimmable | Continuous Below 10 | Yes |  |  | 2231.43 | 118.82 | 18.78 | 16.73 | 0.93 | 3000 | 80
PTRC2QUX | Acuity Brands Lighting | Lithonia Lighting | DMW2 2000LM WD ACL MVOLT 40K 80CRI | Outdoor Luminaires | Low Output | Parking Garage Luminaires | Standard | FALSE | [9 empty] | 11/18/2015 12:00:00 AM | Dimmable | Continuous Below 10 | Yes |  |  | 2339.4 | 124.57 | 18.78 | 16.73 | 0.93 | 4000 | 80
PUF678EQ | Acuity Brands Lighting | Lithonia Lighting | DMW2 4000LM WD PCL MVOLT 40K 90CRI | Outdoor Luminaires | Low Output | Parking Garage Luminaires | Standard | FALSE | [9 empty] | 11/18/2015 12:00:00 AM | Dimmable | Continuous Below 10 | Yes |  |  | 3576.31 | 89.63 | 39.9 | 8.07 | 0.96 | 4000 | 90
P000002XD | Acuity Brands Lighting | Holophane | BALED 5L 3K AS X G | Outdoor Luminaires | Low Output | Parking Garage Luminaires | Standard | TRUE | 4657 | 75.49 | 61.69 | 14.79 | 0.878 | 3007 | 81 | 5 | 50000 | 1/7/2014 12:00:00 AM | Not Yet Verified | Not Yet Verified | Not Yet Verified |  | 2.1 | 4634.4 | 74 | 62.6 | 14.79 | 0.878 | 3007 | 80.81
P000002XE | Acuity Brands Lighting | Holophane | BALED 5L 5K AS X G | Outdoor Luminaires | Mid Output | Parking Garage Luminaires | Standard | TRUE | 5683 | 91.84 | 61.88 | 14.79 | 0.878 | 5082 | 79 | 5 | 50000 | 1/7/2014 12:00:00 AM | Not Yet Verified | Not Yet Verified | Not Yet Verified |  | 2.1 | 5655.5 | 90 | 62.8 | 14.79 | 0.878 | 5082 | 78.69
P000002XL | Acuity Brands Lighting | Holophane | BARFK 5L 4K AS X G | Outdoor Luminaires | Mid Output | Parking Garage Luminaires | Standard | FALSE | [9 empty] | 1/7/2014 12:00:00 AM | Not Yet Verified | Not Yet Verified | Not Yet Verified |  |  | 5481.3 | 88 | 62.3 | 14.79 | 0.878 | 4038 | 74.64
P000002XM | Acuity Brands Lighting | Holophane | BALED 5L 5K AS X B | Outdoor Luminaires | Mid Output | Parking Garage Luminaires | Standard | FALSE | [9 empty] | 1/7/2014 12:00:00 AM | Not Yet Verified | Not Yet Verified | Not Yet Verified |  |  | 5800 | 92.3 | 62.8 | 14.79 | 0.878 | 5082 | 78.69
P000002XN | Acuity Brands Lighting | Holophane | BARFK 5L 5K AS X B | Outdoor Luminaires | Mid Output | Parking Garage Luminaires | Standard | FALSE | [9 empty] | 1/7/2014 12:00:00 AM | Not Yet Verified | Not Yet Verified | Not Yet Verified |  |  | 5800 | 92.3 | 62.8 | 14.79 | 0.878 | 5082 | 78.69
P000002XF | Acuity Brands Lighting | Holophane | BALED 5L 3K AS X B | Outdoor Luminaires | Low Output | Parking Garage Luminaires | Standard | FALSE | [9 empty] | 1/7/2014 12:00:00 AM | Not Yet Verified | Not Yet Verified | Not Yet Verified |  |  | 4752.9 | 75.9 | 62.6 | 14.79 | 0.878 | 3007 | 80.81
P000002XG | Acuity Brands Lighting | Holophane | BARFK 5L 3K AS X B | Outdoor Luminaires | Low Output | Parking Garage Luminaires | Standard | FALSE | [9 empty] | 1/7/2014 12:00:00 AM | Not Yet Verified | Not Yet Verified | Not Yet Verified |  |  | 4752.9 | 75.9 | 62.6 | 14.79 | 0.878 | 3007 | 80.81
P000002XH | Acuity Brands Lighting | Holophane | BARFK 5L 3K AS X G | Outdoor Luminaires | Low Output | Parking Garage Luminaires | Standard | FALSE | [9 empty] | 1/7/2014 12:00:00 AM | Not Yet Verified | Not Yet Verified | Not Yet Verified |  |  | 4634.4 | 74 | 62.6 | 14.79 | 0.878 | 3007 | 80.81
P000002XJ | Acuity Brands Lighting | Holophane | BARFK 5L 4K AS X B | Outdoor Luminaires | Mid Output | Parking Garage Luminaires | Standard | FALSE | [9 empty] | 1/7/2014 12:00:00 AM | Not Yet Verified | Not Yet Verified | Not Yet Verified |  |  | 5621.4 | 90.2 | 62.3 | 14.79 | 0.878 | 4030 | 75.06
P000002XK | Acuity Brands Lighting | Holophane | BALED 5L 4K AS X G | Outdoor Luminaires | Mid Output | Parking Garage Luminaires | Standard | FALSE | [9 empty] | 1/7/2014 12:00:00 AM | Not Yet Verified | Not Yet Verified | Not Yet Verified |  |  | 5481.3 | 88 | 62.3 | 14.79 | 0.878 | 4038 | 74.64
P000002XO | Acuity Brands Lighting | Holophane | BARFK 5L 5K AS X G | Outdoor Luminaires | Mid Output | Parking Garage Luminaires | Standard | FALSE | [9 empty] | 1/7/2014 12:00:00 AM | Not Yet Verified | Not Yet Verified | Not Yet Verified |  |  | 5655.5 | 90 | 62.8 | 14.79 | 0.878 | 5082 | 78.69
P000002XI | Acuity Brands Lighting | Holophane | BALED 5L 4K AS X B | Outdoor Luminaires | Mid Output | Parking Garage Luminaires | Standard | FALSE | [9 empty] | 1/7/2014 12:00:00 AM | Not Yet Verified | Not Yet Verified | Not Yet Verified |  |  | 5621.4 | 90.2 | 62.3 | 14.79 | 0.878 | 4030 | 75.06
P000004GZ | Advanced Energy Ideas | AEI | GWD-XW-NW-UNI | Outdoor Luminaires | Mid Output | Parking Garage Luminaires | Standard | TRUE | 9646 | 83.9 | 115 | 11.96 | 0.978 | 3534 | 82 | 5 |  | 4/10/2013 12:00:00 AM | Not Yet Verified | Not Yet Verified | Not Yet Verified |  | 2 | 9646 | 83.9 |  |  |  | 3500
PFQSY55P | AEL Company | AEL Company | LGLM50SMWH | Outdoor Luminaires | Low Output | Parking Garage Luminaires | Standard | TRUE | 4576 | 111.46 | 41.05 | 10.8 | 0.9599 | 4837 | 74 | 5 | 190000 | 12/2/2015 12:00:00 AM | Not Yet Verified | Not Yet Verified | Not Yet Verified | Qualified with dimming and non-dimming driver options | 1.7 | 4576 | 112 | 41 |  | 0.9 | 5000 | 75
P8F559N1 | AEL Company | AEL Company | LGLM50HMWH | Outdoor Luminaires | Mid Output | Parking Garage Luminaires | Standard | TRUE | 6142 | 113.57 | 54.08 | 14.7 | 0.9046 | 4943 | 74 | 5 | 190000 | 12/16/2015 12:00:00 AM | Not Yet Verified | Not Yet Verified | Not Yet Verified | Qualified with dimming and non-dimming driver options | 1.7 | 6142 | 114 | 54 |  | 0.9 | 5000 | 75
P00001FUF | Aimlite Lighting Products | VWG | VWG4-L0080-2/40K | Outdoor Luminaires | Mid Output | Parking Garage Luminaires | Standard | TRUE | 6924 | 86.96 | 79.24 | 18.29 | 0.9091 | 4029 | 84 | 5 |  | 9/19/2013 12:00:00 AM | Not Yet Verified | Not Yet Verified | Not Yet Verified |  | 2 | 6924 | 87 | 79.6 |  |  | 4000
PXM9K9CT | Aimlite Lighting Products | Aimlite | VP4-LA3-8/35K/GDLC/XXX | Outdoor Luminaires | Mid Output | Parking Garage Luminaires | Standard | TRUE | 6164 | 74.7 | 82.56 | 7.19 | 0.943 | 3581 | 85 | 5 | 50000 | 4/27/2016 12:00:00 AM | Dimmable | Continuous Above 10 | Yes |  |  | 6164 | 74.6 | 82.56 | 7.16 | 0.942 | 3581 | 85
P2TCWV96 | Aimlite Lighting Products | Aimlite | VP4-LA3-8/50K/GDLC/XXX | Outdoor Luminaires | Mid Output | Parking Garage Luminaires | Standard | FALSE | [9 empty] | 4/27/2016 12:00:00 AM | Dimmable | Continuous Above 10 | Yes |  |  | 6462 | 78.3 | 82.47 | 7.21 | 0.943 | 5316 | 85
PS7412HZ | Aimlite Lighting Products | Aimlite | VP4-LA3-2/40K/GDLC/XXX | Outdoor Luminaires | Mid Output | Parking Garage Luminaires | Standard | FALSE | [9 empty] | 4/27/2016 12:00:00 AM | Dimmable | Continuous Above 10 | Yes |  |  | 6164 | 76.11 | 80.98 | 13.9 | 0.978 | 4000 | 85
PSRUZYYJ | Aimlite Lighting Products | Aimlite | VP4-LA3-2/50K/GDLC/XXX | Outdoor Luminaires | Mid Output | Parking Garage Luminaires | Standard | FALSE | [9 empty] | 4/27/2016 12:00:00 AM | Dimmable | Continuous Above 10 | Yes |  |  | 6462 | 79.7 | 80.98 | 13.9 | 0.978 | 5316 | 85
PU4ERJVB | Aimlite Lighting Products | Aimlite | VP4-LA3-8/40K/GDLC/XXX | Outdoor Luminaires | Mid Output | Parking Garage Luminaires | Standard | FALSE | [9 empty] | 4/27/2016 12:00:00 AM | Dimmable | Continuous Above 10 | Yes |  |  | 6164 | 74.6 | 82.56 | 7.16 | 0.942 | 4000 | 85
P3BJQGY4 | Aimlite Lighting Products | Aimlite | VP4-LA3-2/35K/GDLC/XXX | Outdoor Luminaires | Mid Output | Parking Garage Luminaires | Standard | FALSE | [9 empty] | 4/27/2016 12:00:00 AM | Dimmable | Continuous Above 10 | Yes |  | 3.1 | 6164 | 76.11 | 80.98 | 13.9 | 0.978 | 3581 | 85
P5DN664S | Aleddra Inc. | Aleddra | ASB-PL345-W100-30K | Outdoor Luminaires | Mid Output | Parking Garage Luminaires | Standard | TRUE | 9315.1 | 95.44 | 97.6 | 13.62 | 0.93 | 3115 | 74.4 | 5 | 50000 | 8/5/2015 12:00:00 AM | Not Dimmable | Not Dimmable | Not Yet Verified |  | 2.1 | 9315.1 | 95.44 | 97.6 | 13.62 | 0.93 | 3000 | 74.4
P17CT7V4 | Aleddra Inc. | Aleddra | ASB-PL345-W100-50K | Outdoor Luminaires | Mid Output | Parking Garage Luminaires | Standard | FALSE | [9 empty] | 8/5/2015 12:00:00 AM | Not Dimmable | Not Dimmable | Not Yet Verified |  |  | 9780 | 100.28 | 97.53 | 13.24 | 0.924 | 5000 | 75
PE2VKRTX | Aleo Lighting, Inc. | Aleo | LPC-40/30K | Outdoor Luminaires | Low Output | Parking Garage Luminaires | Standard | TRUE | 3855.2 | 94.56 | 40.77 | 14.87 | 0.92 | 3028 | 70.5 | 5 | 50000 | 7/13/2016 12:00:00 AM | Not Dimmable | Not Dimmable | No |  | 3.1 | 3885.1 | 95.29 | 40.77 | 14.87 | 0.92 | 3000 | 70.5
PREA7V6W | Aleo Lighting, Inc. | Aleo | LPC-40/50K | Outdoor Luminaires | Low Output | Parking Garage Luminaires | Standard | FALSE | [9 empty] | 7/13/2016 12:00:00 AM | Not Dimmable | Not Dimmable | No |  |  | 4302.6 | 107.38 | 40.07 | 14.87 | 0.92 | 5000 | 70.5
PXH1U6YG | Aleo Lighting, Inc. | Aleo | LPC-40/35K | Outdoor Luminaires | Low Output | Parking Garage Luminaires | Standard | FALSE | [9 empty] | 7/13/2016 12:00:00 AM | Not Dimmable | Not Dimmable | No |  |  | 3989.5 | 99.56 | 40.07 | 14.87 | 0.92 | 3500 | 70.5
PRUFAMM6 | Aleo Lighting, Inc. | Aleo | LPC-40/45K | Outdoor Luminaires | Low Output | Parking Garage Luminaires | Standard | FALSE | [9 empty] | 7/13/2016 12:00:00 AM | Not Dimmable | Not Dimmable | No |  |  | 4198.2 | 104.77 | 40.07 | 14.87 | 0.92 | 4500 | 70.5
PS64JCPZ | Aleo Lighting, Inc. | Aleo | LPC-40/57K | Outdoor Luminaires | Low Output | Parking Garage Luminaires | Standard | FALSE | [9 empty] | 7/13/2016 12:00:00 AM | Not Dimmable | Not Dimmable | No |  |  | 4407 | 111.95 | 39.37 | 15.08 | 0.924 | 5700 | 71.6
PHEDRM8F | Aleo Lighting, Inc. | Aleo | LPC-40/40K | Outdoor Luminaires | Low Output | Parking Garage Luminaires | Standard | FALSE | [9 empty] | 7/13/2016 12:00:00 AM | Not Dimmable | Not Dimmable | No |  |  | 4093.9 | 102.17 | 40.07 | 14.87 | 0.92 | 4000 | 70.5
PAKP1AR3 | All Green Lighting, Inc. | All Green Lighting, Inc. | VENUS-2-40W/40K/PC/MS | Outdoor Luminaires | Low Output | Parking Garage Luminaires | Premium | TRUE | 4320.5 | 105.92 | 40.79 | 13.29 | 0.9012 | 3899 | 74 | 6 | 50000 | 6/27/2016 12:00:00 AM | Not Dimmable | Not Dimmable | Yes |  | 3.1 | 4320.5 | 105.92 | 40.79 | 13.29 | 0.9012 | 4000 | 74
PPJR8RTE | All Green Lighting, Inc. | All Green Lighting, Inc. | VENUS-2-40W/45K/PC/MS | Outdoor Luminaires | Low Output | Parking Garage Luminaires | Premium | FALSE | [9 empty] | 6/27/2016 12:00:00 AM | Not Dimmable | Not Dimmable | Yes |  |  | 4320.5 | 105.92 | 40.79 | 13.29 | 0.9012 | 4500 | 74
PMW6U5WH | All Green Lighting, Inc. | All Green Lighting, Inc. | VENUS-2-40W/55K/PC/MS | Outdoor Luminaires | Low Output | Parking Garage Luminaires | Premium | FALSE | [9 empty] | 6/27/2016 12:00:00 AM | Not Dimmable | Not Dimmable | Yes |  |  | 4431 | 107.98 | 41.04 | 13.61 | 0.9034 | 5500 | 77.5
PG4FBXN1 | All Green Lighting, Inc. | All Green Lighting, Inc. | VENUS-2-40W/45K/PC/MS/DM | Outdoor Luminaires | Low Output | Parking Garage Luminaires | Premium | FALSE | [9 empty] | 6/27/2016 12:00:00 AM | Dimmable | Continuous Below 10 | Yes |  |  | 4320.5 | 105.92 | 40.79 | 13.29 | 0.9012 | 4500 | 74
PEJKJGTV | All Green Lighting, Inc. | All Green Lighting, Inc. | VENUS-2-40W/50K/PC/MS | Outdoor Luminaires | Low Output | Parking Garage Luminaires | Premium | FALSE | [9 empty] | 6/27/2016 12:00:00 AM | Not Dimmable | Not Dimmable | Yes |  |  | 4320.5 | 105.92 | 40.79 | 13.29 | 0.9012 | 5000 | 74
PYPVM1TW | All Green Lighting, Inc. | All Green Lighting, Inc. | VENUS-2-40W/40K/PC/MS/DM | Outdoor Luminaires | Low Output | Parking Garage Luminaires | Premium | FALSE | [9 empty] | 6/27/2016 12:00:00 AM | Dimmable | Continuous Below 10 | Yes |  |  | 4320.5 | 105.92 | 40.79 | 13.29 | 0.9012 | 4000 | 74
PN6T86DV | All Green Lighting, Inc. | All Green Lighting, Inc. | VENUS-2-40W/50K/PC/MS/DM | Outdoor Luminaires | Low Output | Parking Garage Luminaires | Premium | FALSE | [9 empty] | 6/27/2016 12:00:00 AM | Dimmable | Continuous Below 10 | Yes |  |  | 4320.5 | 105.92 | 40.79 | 13.29 | 0.9012 | 5000 | 74
PWB3J12Z | All Green Lighting, Inc. | All Green Lighting, Inc. | VENUS-2-40W/55K/PC/MS/DM | Outdoor Luminaires | Low Output | Parking Garage Luminaires | Premium | FALSE | [9 empty] | 6/27/2016 12:00:00 AM | Dimmable | Continuous Below 10 | Yes |  |  | 4431 | 107.98 | 41.04 | 13.61 | 0.9034 | 5500 | 77.5
PYSGE4V1 | All Green Lighting, Inc. | All Green Lighting, Inc. | VENUS-2-55W/40K/PC/MS | Outdoor Luminaires | Mid Output | Parking Garage Luminaires | Premium | TRUE | 5540.5 | 107.88 | 51.36 | 13.47 | 0.9103 | 4038 | 74.1 | 6 | 50000 | 6/27/2016 12:00:00 AM | Not Dimmable | Not Dimmable | Yes |  | 3.1 | 5540.5 | 107.88 | 51.36 | 13.47 | 0.9106 | 4000 | 74.1
PM9633AT | All Green Lighting, Inc. | All Green Lighting, Inc. | VENUS-2-55W/45K/PC/MS/DM | Outdoor Luminaires | Mid Output | Parking Garage Luminaires | Premium | FALSE | [9 empty] | 6/27/2016 12:00:00 AM | Dimmable | Continuous Below 10 | Yes |  |  | 5540.5 | 107.88 | 51.36 | 13.47 | 0.9106 | 4500 | 74.1
PB6J6VXE | All Green Lighting, Inc. | All Green Lighting, Inc. | VENUS-2-55W/50K/PC/MS/DM | Outdoor Luminaires | Mid Output | Parking Garage Luminaires | Premium | FALSE | [9 empty] | 6/27/2016 12:00:00 AM | Dimmable | Continuous Below 10 | Yes |  |  | 5540.5 | 107.88 | 51.36 | 13.47 | 0.9106 | 5000 | 74.1
P55XZ9U8 | All Green Lighting, Inc. | All Green Lighting, Inc. | VENUS-2-55W/45K/PC/MS | Outdoor Luminaires | Mid Output | Parking Garage Luminaires | Premium | FALSE | [9 empty] | 6/27/2016 12:00:00 AM | Not Dimmable | Not Dimmable | Yes |  |  | 5540.5 | 107.88 | 51.36 | 13.47 | 0.9106 | 4500 | 74.1
P8VYV728 | All Green Lighting, Inc. | All Green Lighting, Inc. | VENUS-2-55W/55K/PC/MS/DM | Outdoor Luminaires | Mid Output | Parking Garage Luminaires | Premium | FALSE | [9 empty] | 6/27/2016 12:00:00 AM | Dimmable | Continuous Below 10 | Yes |  |  | 5724 | 111.6 | 51.29 | 13.79 | 0.9113 | 5500 | 77.6
PRDHVE48 | All Green Lighting, Inc. | All Green Lighting, Inc. | VENUS-2-55W/50K/PC/MS | Outdoor Luminaires | Mid Output | Parking Garage Luminaires | Premium | FALSE | [9 empty] | 6/27/2016 12:00:00 AM | Not Dimmable | Not Dimmable | Yes |  |  | 5540.5 | 107.88 | 51.36 | 13.47 | 0.9106 | 5000 | 74.1
P1PV9SXC | All Green Lighting, Inc. | All Green Lighting, Inc. | VENUS-2-55W/55K/PC/MS | Outdoor Luminaires | Mid Output | Parking Garage Luminaires | Premium | FALSE | [9 empty] | 6/27/2016 12:00:00 AM | Not Dimmable | Not Dimmable | Yes |  |  | 5724 | 111.6 | 51.29 | 13.79 | 0.9113 | 5500 | 77.6
PN2CA26U | All Green Lighting, Inc. | All Green Lighting, Inc. | VENUS-2-55W/40K/PC/MS/DM | Outdoor Luminaires | Mid Output | Parking Garage Luminaires | Premium | FALSE | [9 empty] | 6/27/2016 12:00:00 AM | Dimmable | Continuous Below 10 | Yes |  |  | 5540.5 | 107.88 | 51.36 | 13.47 | 0.9106 | 4000 | 74.1
PB28ABMW | All Green Lighting, Inc. | All Green Lighting | VENUS-45W-40K | Outdoor Luminaires | Low Output | Parking Garage Luminaires | Standard | TRUE | 4005.121 | 91.722 | 43.666 | 13.77 | 0.9507 | 3991 | 83.5 | 5 | 50000 | 10/15/2015 12:00:00 AM | Not Dimmable | Not Dimmable | Not Yet Verified |  | 2.1 | 4005.121 | 91.722 | 43.666 | 13.77 | 0.987 | 3991 | 83.5
PH7BPHWR | All Green Lighting, Inc. | All Green Lighting | VENUS-45W-50K | Outdoor Luminaires | Low Output | Parking Garage Luminaires | Standard | FALSE | [9 empty] | 10/15/2015 12:00:00 AM | Not Dimmable | Not Dimmable | Not Yet Verified |  |  | 4149.603 | 95.022 | 43.67 | 13.77 | 0.993 | 5074 | 82.3
P1Y8M87B | All Green Lighting, Inc. | All Green Lighting | VENUS-70W-40K | Outdoor Luminaires | Mid Output | Parking Garage Luminaires | Standard | TRUE | 5703.348 | 79.834 | 71.44 | 21.55 | 0.9074 | 4108 | 85 | 5 | 50000 | 10/15/2015 12:00:00 AM | Not Dimmable | Not Dimmable | Not Yet Verified |  | 2.1 | 5703.348 | 79.834 | 71.44 | 21.55 | 0.983 | 4108 | 85
PGFATNNJ | All Green Lighting, Inc. | All Green Lighting | VENUS-70W-50K | Outdoor Luminaires | Mid Output | Parking Garage Luminaires | Standard | FALSE | [9 empty] | 10/15/2015 12:00:00 AM | Not Dimmable | Not Dimmable | Not Yet Verified |  |  | 5928.278 | 86.255 | 68.73 | 21.55 | 0.977 | 5286 | 77.1
PM4HPK2C | All Green Lighting, Inc. | All Green Lighting, Inc | ELECTRA-100W-3000K | Outdoor Luminaires | Mid Output | Parking Garage Luminaires | Standard | TRUE | 9315.1 | 95.44 | 97.6 | 13.62 | 0.93 | 3115 | 74.4 | 5 | 50000 | 8/30/2015 12:00:00 AM | Not Dimmable | Not Dimmable | Not Yet Verified |  | 2.1 | 9315.1 | 95.44 | 97.6 | 13.62 | 0.93 | 3000 | 74.4
PSNSWSUE | All Green Lighting, Inc. | All Green Lighting, Inc | ELECTRA-100W-3500K | Outdoor Luminaires | Mid Output | Parking Garage Luminaires | Standard | FALSE | [9 empty] | 8/30/2015 12:00:00 AM | Not Dimmable | Not Dimmable | Not Yet Verified |  |  | 9315.1 | 95.44 | 97.6 | 13.62 | 0.93 | 3500 | 74.4
P14GV2FT | All Green Lighting, Inc. | All Green Lighting, Inc | ELECTRA-100W-4000K | Outdoor Luminaires | Mid Output | Parking Garage Luminaires | Standard | FALSE | [9 empty] | 8/30/2015 12:00:00 AM | Not Dimmable | Not Dimmable | Not Yet Verified |  |  | 9315.1 | 95.44 | 97.6 | 13.62 | 0.93 | 4000 | 74.4
P26VX93V | All Green Lighting, Inc. | All Green Lighting, Inc | ELECTRA-100W-5000K | Outdoor Luminaires | Mid Output | Parking Garage Luminaires | Standard | FALSE | [9 empty] | 8/30/2015 12:00:00 AM | Not Dimmable | Not Dimmable | Not Yet Verified |  |  | 9780 | 100.28 | 97.53 | 13.24 | 0.924 | 5000 | 75
PFT5K1H8 | All Green Lighting, Inc. | All Green Lighting, Inc | ELECTRA-100W-4500K | Outdoor Luminaires | Mid Output | Parking Garage Luminaires | Standard | FALSE | [9 empty] | 8/30/2015 12:00:00 AM | Not Dimmable | Not Dimmable | Not Yet Verified |  |  | 9315.1 | 95.44 | 97.6 | 13.62 | 0.93 | 4500 | 74.4
PV3JDRWT | All Green Lighting, Inc. | All Green Lighting, Inc | ELECTRA-300W-3000K | Outdoor Luminaires | High Output | Parking Garage Luminaires | Standard | TRUE | 27360 | 93.51 | 292.6 | 10.84 | 0.951 | 3124 | 74.4 | 5 | 50000 | 8/30/2015 12:00:00 AM | Not Dimmable | Not Dimmable | Not Yet Verified |  | 2.1 | 27360 | 93.51 | 292.6 | 11 | 0.95 | 3000 | 74.4
P8ST6EQ4 | All Green Lighting, Inc. | All Green Lighting, Inc | ELECTRA-300W-4000K | Outdoor Luminaires | High Output | Parking Garage Luminaires | Standard | FALSE | [9 empty] | 8/30/2015 12:00:00 AM | Not Dimmable | Not Dimmable | Not Yet Verified |  |  | 27360 | 93.51 | 292.6 | 11 | 0.95 | 4000 | 74.4
P5K1EWGG | All Green Lighting, Inc. | All Green Lighting, Inc | ELECTRA-300W-4500K | Outdoor Luminaires | High Output | Parking Garage Luminaires | Standard | FALSE | [9 empty] | 8/30/2015 12:00:00 AM | Not Dimmable | Not Dimmable | Not Yet Verified |  |  | 27360 | 93.51 | 292.6 | 11 | 0.95 | 4500 | 74.4
PD1JY5FX | All Green Lighting, Inc. | All Green Lighting, Inc | ELECTRA-300W-5000K | Outdoor Luminaires | High Output | Parking Garage Luminaires | Standard | FALSE | [9 empty] | 8/30/2015 12:00:00 AM | Not Dimmable | Not Dimmable | Not Yet Verified |  |  | 29002 | 98.85 | 293.4 | 10 | 0.93 | 5000 | 71.9
PSESK3GU | All Green Lighting, Inc. | All Green Lighting, Inc | ELECTRA-300W-3500K | Outdoor Luminaires | High Output | Parking Garage Luminaires | Standard | FALSE | [9 empty] | 8/30/2015 12:00:00 AM | Not Dimmable | Not Dimmable | Not Yet Verified |  |  | 27360 | 93.51 | 292.6 | 11 | 0.95 | 3500 | 74.4
P00000518 | ALLED Lighting Systems | ALLED | CL2-02-4500-120V | Outdoor Luminaires | Low Output | Parking Garage Luminaires | Standard | TRUE | 3191 | 77.3 | 41 | 8.5 | 0.99 | 5939 | 72 | 5 | 100000 | 10/1/2012 12:00:00 AM | Not Yet Verified | Not Yet Verified | Not Yet Verified |  | 1.7
PG5QEYHZ | ALLED Lighting Systems | RAYdiant LED Lighting System | CL5-01-28W-1-T3-4000-AA-BBB-NC-YYYY [Qualified at 120V Only] | Outdoor Luminaires | Low Output | Parking Garage Luminaires | Standard | TRUE | 3335 | 119.1 | 28 | 23.5 | 0.937 | 3978 | 71 | 5 |  | 10/22/2014 12:00:00 AM | Not Dimmable | Not Dimmable | Not Yet Verified |  |  |  |  | 28 | 20 | 0.9 | 4000 | 70
P9JCTGEX | ALLED Lighting Systems | RAYdiant LED Lighting System | CL5-01-37W-1-T3-4000-AA-BBB-NC-YYYY | Outdoor Luminaires | Low Output | Parking Garage Luminaires | Standard | TRUE | 4331 | 114 | 38 | 17 | 0.911 | 3981 | 71 | 5 |  | 10/22/2014 12:00:00 AM | Not Dimmable | Not Dimmable | Not Yet Verified |  |  |  |  | 37 | 20 | 0.9 | 4000 | 70
PPHQFDHG | ALLED Lighting Systems | RAYdiant LED Lighting System | CL5-01-37W-1-T3-4000-AA-BBB-WC-YYYY | Outdoor Luminaires | Low Output | Parking Garage Luminaires | Standard | FALSE | [9 empty] | 10/22/2014 12:00:00 AM | Dimmable | Continuous Below 10 | Not Yet Verified |  |  | 4331 | 114 | 37 | 20 | 0.9 | 4000 | 70
PVY6FCH1 | ALLED Lighting Systems | RAYdiant LED Lighting System | CL5-02-56W-1-T3-5000-AA-BBB-WC-YYYY | Outdoor Luminaires | Mid Output | Parking Garage Luminaires | Standard | FALSE | [9 empty] | 10/22/2014 12:00:00 AM | Dimmable | Continuous Below 10 | Not Yet Verified |  |  | 7105 | 118.6 | 56 | 20 | 0.9 | 5000 | 70
PMX6UGJF | ALLED Lighting Systems | RAYdiant LED Lighting System | CL5-01-28W-1-T3-4000-AA-BBB-WC-YYYY [Qualified at 120V Only] | Outdoor Luminaires | Low Output | Parking Garage Luminaires | Standard | FALSE | [9 empty] | 10/22/2014 12:00:00 AM | Dimmable | Continuous Below 10 | Not Yet Verified |  |  | 3335 | 119.1 | 28 | 20 | 0.9 | 4000 | 70
PMKQ9WA5 | ALLED Lighting Systems | RAYdiant LED Lighting System | CL5-02-56W-1-T3-5000-AA-BBB-NC-YYYY | Outdoor Luminaires | Mid Output | Parking Garage Luminaires | Standard | FALSE | [9 empty] | 10/22/2014 12:00:00 AM | Not Dimmable | Not Dimmable | Not Yet Verified |  |  | 7105 | 118.6 | 56 | 20 | 0.9 | 5000 | 70
PSTEPPVW | AMAX INDUSTRIAL LTD | Amax | AWLHD-60W-PC (4000K) | Outdoor Luminaires | Low Output | Parking Garage Luminaires | Standard | TRUE | 4753.6 | 83.923 | 56.71 | 19.27 | 0.9233 | 4071 | 72.7 | 5 | 50000 | 4/24/2015 12:00:00 AM | Dimmable | Continuous Below 10 | Not Yet Verified |  | 2.1 | 4740.7 | 85.34 | 60 | 19.27 | 0.9233 | 4000 | 72.7
PFF7R48B | AMAX INDUSTRIAL LTD | Amax | AWLHD-60W-PC (5000K) | Outdoor Luminaires | Low Output | Parking Garage Luminaires | Standard | FALSE | [9 empty] | 4/24/2015 12:00:00 AM | Dimmable | Continuous Below 10 | Not Yet Verified |  |  | 4740.7 | 85.34 | 60 | 19.27 | 0.9233 | 5000 | 72.7
PMV8W5M4 | AMAX INDUSTRIAL LTD | Amax | AWLHD-60W (4000K) | Outdoor Luminaires | Low Output | Parking Garage Luminaires | Standard | FALSE | [9 empty] | 4/24/2015 12:00:00 AM | Dimmable | Continuous Below 10 | Not Yet Verified |  |  | 4740.7 | 85.34 | 60 | 19.27 | 0.9233 | 4000 | 72.7
PE2YCECX | AMAX INDUSTRIAL LTD | Amax | AWLHD-60W (4500K) | Outdoor Luminaires | Low Output | Parking Garage Luminaires | Standard | FALSE | [9 empty] | 4/24/2015 12:00:00 AM | Dimmable | Continuous Below 10 | Not Yet Verified |  |  | 4740.7 | 85.34 | 60 | 19.27 | 0.9233 | 4500 | 72.7
PJZAB4Z4 | AMAX INDUSTRIAL LTD | Amax | AWLHD-60W-PC (5700K) | Outdoor Luminaires | Low Output | Parking Garage Luminaires | Standard | FALSE | [9 empty] | 4/24/2015 12:00:00 AM | Dimmable | Continuous Below 10 | Not Yet Verified |  |  | 4988.3 | 89.67 | 60 | 19.27 | 0.9233 | 5700 | 67.5
P7RHS567 | AMAX INDUSTRIAL LTD | Amax | AWLHD-60W-PC (4500K) | Outdoor Luminaires | Low Output | Parking Garage Luminaires | Standard | FALSE | [9 empty] | 4/24/2015 12:00:00 AM | Dimmable | Continuous Below 10 | Not Yet Verified |  |  | 4740.7 | 85.34 | 60 | 19.27 | 0.9233 | 4500 | 72.7
PU2AVWVG | AMAX INDUSTRIAL LTD | Amax | AWLHD-60W (5700K) | Outdoor Luminaires | Low Output | Parking Garage Luminaires | Standard | FALSE | [9 empty] | 4/24/2015 12:00:00 AM | Dimmable | Continuous Below 10 | Not Yet Verified |  |  | 4988.3 | 89.67 | 60 | 19.32 | 0.9131 | 5700 | 67.5
PPYSHZW5 | AMAX INDUSTRIAL LTD | Amax | AWLHD-60W (5000K) | Outdoor Luminaires | Low Output | Parking Garage Luminaires | Standard | FALSE | [9 empty] | 4/24/2015 12:00:00 AM | Dimmable | Continuous Below 10 | Not Yet Verified |  |  | 4740.7 | 85.34 | 60 | 19.27 | 0.9233 | 5000 | 72.7
P2EUZHTR | Arani Systems Corp | Arani | CL-40K-V3-45W | Outdoor Luminaires | Low Output | Parking Garage Luminaires | Standard | TRUE | 4005.121 | 91.722 | 43.666 | 13.77 | 0.9507 | 3991 | 83.5 | 5 | 50000 | 2/10/2016 12:00:00 AM | Not Dimmable | Not Dimmable | Not Yet Verified |  | 2.1 | 4005.121 | 91.722 | 43.666 | 13.77 | 0.987 | 3991 | 83.5
PPJE83XU | Arani Systems Corp | Arani | CL-40K-V3-70W | Outdoor Luminaires | Mid Output | Parking Garage Luminaires | Standard | TRUE | 5703.348 | 79.834 | 71.44 | 21.55 | 0.9074 | 4108 | 85 | 5 | 50000 | 2/10/2016 12:00:00 AM | Not Dimmable | Not Dimmable | Not Yet Verified |  | 2.1 | 5703.348 | 79.834 | 71.44 | 21.55 | 0.983 | 4108 | 85
P6F1NSXF | Ascent Battery Supply,LLC | WERKER | FIX11988 | Outdoor Luminaires | Low Output | Parking Garage Luminaires | Standard | TRUE | 4005.121 | 91.722 | 43.666 | 13.77 | 0.9507 | 3991 | 83.5 | 5 | 50000 | 7/11/2016 12:00:00 AM | Not Dimmable | Not Dimmable | Not Yet Verified |  | 2.1 | 4005.121 | 91.722 | 43.666 | 13.77 | 0.987 | 3991 | 83.5
PZZ11VVV | Ascent Battery Supply,LLC | WERKER | FIX11824 | Outdoor Luminaires | Low Output | Parking Garage Luminaires | Standard | FALSE | [9 empty] | 7/11/2016 12:00:00 AM | Not Dimmable | Not Dimmable | Not Yet Verified |  |  | 4149.603 | 95.022 | 43.67 | 13.77 | 0.993 | 5074 | 82.3
P9CU17ZY | Ascent Battery Supply,LLC | WERKER | FIX11989 | Outdoor Luminaires | Mid Output | Parking Garage Luminaires | Standard | TRUE | 5703.348 | 79.834 | 71.44 | 21.55 | 0.9074 | 4108 | 85 | 5 | 50000 | 7/11/2016 12:00:00 AM | Not Dimmable | Not Dimmable | Not Yet Verified |  | 2.1 | 5703.348 | 79.834 | 71.44 | 21.55 | 0.983 | 4108 | 85
PHR8JSJS | Ascent Battery Supply,LLC | WERKER | FIX11825 | Outdoor Luminaires | Mid Output | Parking Garage Luminaires | Standard | FALSE | [9 empty] | 7/11/2016 12:00:00 AM | Not Dimmable | Not Dimmable | Not Yet Verified |  |  | 5928.278 | 86.255 | 68.73 | 21.55 | 0.977 | 5286 | 77.1
P1S7KXFFP | ATG Electronics Corp. | ATG Electronics Corp. | AL07 | Outdoor Luminaires | Mid Output | Parking Garage Luminaires | Standard | TRUE | 7427.542 | 105.971 | 70.09 | 17.79 | 0.8782 | 4924 | 73.4 | 5 | 50000 | 12/14/2015 12:00:00 AM | Dimmable | Continuous Below 10 | Not Yet Verified |  | 3 | 7420 | 106 | 70 | 20 | 0.9 | 5000 | 73
PEN5RFB54 | ATG Electronics Corp. | ATG Electronics Corp. | AL30 | Outdoor Luminaires | High Output | Parking Garage Luminaires | Standard | TRUE | 32033.48 | 106.97 | 299.46 | 5.37 | 0.9621 | 5268 | 71.9 | 5 | 100000 | 12/29/2015 12:00:00 AM | Dimmable | Continuous Below 10 | Not Yet Verified |  | 3 | 32100 | 107 | 300 | 10 | 0.95 | 5000 | 70
P46THTR3F | ATG Electronics Corp. | ATG Electronics Corp. | AL23 | Outdoor Luminaires | High Output | Parking Garage Luminaires | Standard | TRUE | 21658.52 | 94.74 | 228.62 | 6.84 | 0.9418 | 5170 | 80.9 | 5 | 100000 | 12/29/2015 12:00:00 AM | Dimmable | Continuous Below 10 | Not Yet Verified |  | 3 | 21850 | 95 | 230 | 10 | 0.94 | 5000 | 80
P00000544 | Atlas Lighting Products | Atlas Lighting Products | VN1256LED | Outdoor Luminaires | Mid Output | Parking Garage Luminaires | Standard | TRUE | 5494.7 | 100.4 | 54.74 | 7.12 | 0.98 | 4642 | 83.8 | 5 | 200000 | 9/2/2014 12:00:00 AM | Dimmable | Continuous Below 10 | No |  | 3.1 | 5494 | 100.4 | 54.74 | 7.12 | 0.98 | 4642 | 82.8
P00000545 | Atlas Lighting Products | Atlas Lighting Products | VN1243LED | Outdoor Luminaires | Low Output | Parking Garage Luminaires | Standard | TRUE | 4611.6 | 106 | 43.51 | 8.67 | 0.972 | 4614 | 83.5 | 5 | 200000 | 9/2/2014 12:00:00 AM | Dimmable | Continuous Below 10 | No |  | 3.1 | 4611 | 106 | 43.51 | 8.67 | 0.972 | 4614 | 83.5
P22H72ZQ | Axis Energy Partners, LLC | AEP | AEPAL300W | Outdoor Luminaires | High Output | Parking Garage Luminaires | Standard | TRUE | 32033.48 | 106.97 | 299.46 | 5.37 | 0.9621 | 5268 | 71.9 | 5 | 100000 | 3/2/2016 12:00:00 AM | Dimmable | Continuous Below 10 | Not Yet Verified |  | 3 | 32100 | 107 | 300 | 10 | 0.95 | 5000 | 70
P000005AF | Barron Lighting Group | Barron Lighting Group | TLED-G-DLC55-MV-XXX - 277V | Outdoor Luminaires | Low Output | Parking Garage Luminaires | Standard | TRUE | 4089 | 81.3 | 50.3 | 15.76 | 0.9 | 4371 | 75 | 5 | 190000 | 7/24/2012 12:00:00 AM | Not Yet Verified | Not Yet Verified | Not Yet Verified |  | 1.6 | 4089 | 82 | 50 |  |  | 5000 | 75
P000005AI | Barron Lighting Group | Barron Lighting Group | TLED-G-DLC55-MV-XXX - 277V | Outdoor Luminaires | Low Output | Parking Garage Luminaires | Standard | TRUE | 4760 | 85.6 | 55.6 | 16.62 | 0.895 | 5019 | 66.7 | 5 | 190000 | 7/24/2012 12:00:00 AM | Not Yet Verified | Not Yet Verified | Not Yet Verified |  | 1.6 | 4760 | 87 | 55 |  |  | 5000 | 75
P000005AJ | Barron Lighting Group | Barron Lighting Group | TLED-G-DLC75-MV-XXX | Outdoor Luminaires | Mid Output | Parking Garage Luminaires | Standard | TRUE | 5985 | 79.6 | 75.2 | 13.1 | 0.937 | 5065 | 67.1 | 5 | 190000 | 7/24/2012 12:00:00 AM | Not Yet Verified | Not Yet Verified | Not Yet Verified |  | 1.6 | 5985 | 80 | 75 |  |  | 5000 | 75
P000005AN | Barron Lighting Group | Barron Lighting Group | TLED-LB-36-DT-XXX - 120V | Outdoor Luminaires | Low Output | Parking Garage Luminaires | Standard | TRUE | 4093 | 91.6 | 44.7 | 16.48 | 0.978 | 4565 | 73 | 5 | 140000 | 4/18/2013 12:00:00 AM | Not Yet Verified | Not Yet Verified | Not Yet Verified |  | 1.7 | 4093 | 92 | 44 |  | 0.9 | 4500 | 70
P000005AO | Barron Lighting Group | Barron Lighting Group | TLED-LB-48-DT-XXX - 120V | Outdoor Luminaires | Mid Output | Parking Garage Luminaires | Standard | FALSE | [9 empty] | 4/18/2013 12:00:00 AM | Not Yet Verified | Not Yet Verified | Not Yet Verified |  |  | 5613 | 100 | 56 |  | 0.9 | 4500 | 70
P000005AP | Barron Lighting Group | Barron Lighting Group | TLED-LB-64-DT-XXX | Outdoor Luminaires | Mid Output | Parking Garage Luminaires | Standard | FALSE | [9 empty] | 4/18/2013 12:00:00 AM | Not Yet Verified | Not Yet Verified | Not Yet Verified |  |  | 7484 | 103 | 72 |  | 0.9 | 4500 | 70
P000005AQ | Barron Lighting Group | Barron Lighting Group | TLED-C-24-VS-G-XX | Outdoor Luminaires | Low Output | Parking Garage Luminaires | Standard | TRUE | 2817 | 101.37 | 27.79 | 13.7 | 0.9089 | 4599 | 73 | 5 | 100000 | 4/18/2013 12:00:00 AM | Not Yet Verified | Not Yet Verified | Not Yet Verified | Qualified with dimming and non-dimming driver options | 1.7 | 2817 | 101 | 28 |  | 0.9 | 5000 | 70
PS5MPX6N | Barron Lighting Group | Barron Lighting Group | TLED-SC-24-VS-G | Outdoor Luminaires | Low Output | Parking Garage Luminaires | Standard | FALSE | [9 empty] | 1/7/2015 12:00:00 AM | Not Yet Verified | Not Yet Verified | Not Yet Verified | Qualified with dimming and non-dimming driver options | 1.7 | 2817 | 101 | 28 |  | 0.9 | 5000 | 70
P000005AR | Barron Lighting Group | Barron Lighting Group | TLED-C-36-VS-G-XX | Outdoor Luminaires | Low Output | Parking Garage Luminaires | Standard | TRUE | 4119 | 100.88 | 40.83 | 10.8 | 0.9598 | 4697 | 73 | 5 | 100000 | 4/18/2013 12:00:00 AM | Not Yet Verified | Not Yet Verified | Not Yet Verified | Qualified with dimming and non-dimming driver options | 1.7 | 4119 | 101 | 41 |  | 0.9 | 5000 | 70
P000005AS | Barron Lighting Group | Barron Lighting Group | TLED-C-48-VS-G-XX | Outdoor Luminaires | Mid Output | Parking Garage Luminaires | Standard | TRUE | 5712 | 103.82 | 55.02 | 14.1 | 0.9111 | 4648 | 73 | 5 | 100000 | 4/18/2013 12:00:00 AM | Not Yet Verified | Not Yet Verified | Not Yet Verified | Qualified with dimming and non-dimming driver options | 1.7 | 5712 | 104 | 55 |  | 0.9 | 5000 | 70
PPE623EB | Barron Lighting Group | Barron Lighting Group | TLED-SC-36-VS-G | Outdoor Luminaires | Low Output | Parking Garage Luminaires | Standard | FALSE | [9 empty] | 1/7/2015 12:00:00 AM | Not Yet Verified | Not Yet Verified | Not Yet Verified | Qualified with dimming and non-dimming driver options |  | 4119 | 101 | 41 |  | 0.9 | 5000 | 70
PXAK3TRV | Barron Lighting Group | Barron Lighting Group | TLED-SC-48-VS-G | Outdoor Luminaires | Mid Output | Parking Garage Luminaires | Standard | FALSE | [9 empty] | 1/7/2015 12:00:00 AM | Not Yet Verified | Not Yet Verified | Not Yet Verified | Qualified with dimming and non-dimming driver options |  | 5712 | 104 | 55 |  | 0.9 | 5000 | 70
P2EHVCUP | Barron Lighting Group | Barron Lighting Group | TLED-SC-18-VS-G | Outdoor Luminaires | Low Output | Parking Garage Luminaires | Standard | FALSE | [9 empty] | 1/7/2015 12:00:00 AM | Not Yet Verified | Not Yet Verified | Not Yet Verified |  |  | 1907 | 92 |  |  |  | 4500
P000005B2 | Barron Lighting Group | Barron Lighting Group | TLED-TC-36-VS-G-XX | Outdoor Luminaires | Low Output | Parking Garage Luminaires | Standard | TRUE | 4119 | 100.88 | 40.83 | 10.8 | 0.9598 | 4697 | 73 | 5 | 100000 | 10/31/2013 12:00:00 AM | Not Yet Verified | Not Yet Verified | Not Yet Verified | Qualified with dimming and non-dimming driver options | 2.1 | 4115 | 100 | 41 |  | 0.9 | 4700 | 70
P000005B3 | Barron Lighting Group | Barron Lighting Group | TLED-TC-48-VS-G-XX | Outdoor Luminaires | Mid Output | Parking Garage Luminaires | Standard | TRUE | 5712 | 103.82 | 55.02 | 14.1 | 0.9111 | 4648 | 73 | 5 | 100000 | 10/31/2013 12:00:00 AM | Not Yet Verified | Not Yet Verified | Not Yet Verified | Qualified with dimming and non-dimming driver options | 2.1 | 5593 | 102 | 55 |  | 0.9 | 4700 | 70
P000005B0 | Barron Lighting Group | Barron Lighting Group | TLED-TC-18-VS-G-XX | Outdoor Luminaires | Low Output | Parking Garage Luminaires | Standard | TRUE | 1907.13 | 92 | 20.83 | 14 | 0.89 | 4718 | 74 | 5 | 100000 | 10/31/2013 12:00:00 AM | Not Yet Verified | Not Yet Verified | Not Yet Verified |  | 2.1 | 1964 | 100 | 21 |  | 0.9 | 4700 | 70
P000005B1 | Barron Lighting Group | Barron Lighting Group | TLED-TC-24-VS-G-XX | Outdoor Luminaires | Low Output | Parking Garage Luminaires | Standard | TRUE | 2817 | 101.37 | 27.79 | 13.7 | 0.9089 | 4599 | 73 | 5 | 100000 | 10/31/2013 12:00:00 AM | Not Yet Verified | Not Yet Verified | Not Yet Verified | Qualified with dimming and non-dimming driver options | 2.1 | 2870 | 103 | 28 |  | 0.9 | 4700 | 70
P000005BQ | Barron Lighting Group | Barron Lighting | TLED-TC-64-VS-G-XX | Outdoor Luminaires | Mid Output | Parking Garage Luminaires | Standard | FALSE | [9 empty] | 4/11/2014 12:00:00 AM | Not Yet Verified | Not Yet Verified | Not Yet Verified |  |  | 7250 | 100 | 72
P000005B5 | Barron Lighting Group | Barron Lighting Group | TLED-C-18-VS-G-XX | Outdoor Luminaires | Low Output | Parking Garage Luminaires | Standard | TRUE | 1907.13 | 92 | 20.83 | 14 | 0.89 | 4718 | 74 | 5 | 100000 | 10/31/2013 12:00:00 AM | Not Yet Verified | Not Yet Verified | Not Yet Verified |  | 2.1 | 1907 | 100 | 21 |  | 0.9 | 4700 | 70
PCRJ2ZXB | Barron Lighting Group | Barron Lighting Group | TLED-SC-64-VS-G | Outdoor Luminaires | Mid Output | Parking Garage Luminaires | Standard | FALSE | [9 empty] | 1/7/2015 12:00:00 AM | Not Yet Verified | Not Yet Verified | Not Yet Verified |  |  | 7250 | 100 | 72
P000005BJ | Barron Lighting Group | Barron Lighting | TLED-RC-18-VS-G-XX | Outdoor Luminaires | Low Output | Parking Garage Luminaires | Standard | TRUE | 1907.13 | 92 | 20.83 | 14 | 0.89 | 4718 | 74 | 5 | 100000 | 4/11/2014 12:00:00 AM | Not Yet Verified | Not Yet Verified | Not Yet Verified |  | 2 | 1907 | 92 |  |  |  | 4500
P000005BK | Barron Lighting Group | Barron Lighting | TLED-RC-36-VS-G-XX | Outdoor Luminaires | Low Output | Parking Garage Luminaires | Standard | TRUE | 4119 | 100.88 | 40.83 | 10.8 | 0.9598 | 4697 | 73 | 5 | 100000 | 4/11/2014 12:00:00 AM | Not Yet Verified | Not Yet Verified | Not Yet Verified | Qualified with dimming and non-dimming driver options | 1.7 | 4119 | 101 | 41 |  | 0.9 | 5000 | 70
P000005BL | Barron Lighting Group | Barron Lighting | TLED-RC-48-VS-G-XX | Outdoor Luminaires | Mid Output | Parking Garage Luminaires | Standard | TRUE | 5712 | 103.82 | 55.02 | 14.1 | 0.9111 | 4648 | 73 | 5 | 100000 | 4/11/2014 12:00:00 AM | Not Yet Verified | Not Yet Verified | Not Yet Verified | Qualified with dimming and non-dimming driver options | 1.7 | 5712 | 104 | 55 |  | 0.9 | 5000 | 70
P000005BM | Barron Lighting Group | Barron Lighting Group | TLED-RC-64-VS-G-XX | Outdoor Luminaires | Mid Output | Parking Garage Luminaires | Standard | TRUE | 7249.99 | 100 | 72.15 | 10 | 0.93 | 4660 | 72 | 5 | 100000 | 4/11/2014 12:00:00 AM | Not Yet Verified | Not Yet Verified | Not Yet Verified |  | 2.1 | 7250 | 100 | 72
PTRJYM5C | Barron Lighting Group | Barron Lighting Group | TLED-RC-24-VS-G-XX | Outdoor Luminaires | Low Output | Parking Garage Luminaires | Standard | FALSE | [9 empty] | 4/11/2014 12:00:00 AM | Not Yet Verified | Not Yet Verified | Not Yet Verified | Qualified with dimming and non-dimming driver options |  | 2817 | 101 | 28 |  | 0.9 | 5000 | 70
P000005BO | Barron Lighting Group | Barron Lighting | TLED-C-64-VS-G-XX | Outdoor Luminaires | Mid Output | Parking Garage Luminaires | Standard | TRUE | 7309.31 | 101 | 72.21 | 10 | 0.93 | 4652 | 72 | 5 | 100000 | 4/11/2014 12:00:00 AM | Not Yet Verified | Not Yet Verified | Not Yet Verified |  | 2.1 | 7309 | 101 | 72
P00001FC5 | Beghelli North America | Beghelli Systems | BS100LEDDLC4HT50WWT41120-277V (Previously BS100LED-4-HT-50W-WT41-120/277-XXX-CL) | Outdoor Luminaires | Low Output | Parking Garage Luminaires | Standard | TRUE | 4242.74 | 93.27 | 45.49 | 17.41 | 0.947 | 4224.5 | 87.8 | 5 | 100000 | 9/18/2013 12:00:00 AM | Not Yet Verified | Not Yet Verified | Not Yet Verified |  | 2 | 4600 | 96 | 47.8 |  |  | 4100 | 80
P2WC89KR | Beghelli North America | Beghelli Systems | BS100LEDDLC4HT48WWT40120-277V | Outdoor Luminaires | Low Output | Parking Garage Luminaires | Standard | FALSE | [9 empty] | 1/22/2015 12:00:00 AM | Not Yet Verified | Not Yet Verified | Not Yet Verified |  |  | 4600 | 96 | 47.8 |  |  | 4100 | 80
PX8Q9PXA | Beghelli North America | Beghelli | BS100LED-DLC-4HT-48W-WT40-347V | Outdoor Luminaires | Low Output | Parking Garage Luminaires | Standard | TRUE | 4404 | 92.2 | 47.77 | 13.04 | 0.99 | 4058 | 85.99 | 5 | 100000 | 3/19/2015 12:00:00 AM | Dimmable | Continuous Below 10 | Not Yet Verified |  | 2.1 |  |  | 48 |  |  | 4000
PEXVUZXQ | Beghelli North America | Beghelli | BS100LED-DLC-4HT-80W-WT40-347V | Outdoor Luminaires | Mid Output | Parking Garage Luminaires | Standard | TRUE | 6418 | 90.1 | 71.22 | 13.85 | 0.982 | 4084 | 85.99 | 5 | 100000 | 3/19/2015 12:00:00 AM | Dimmable | Continuous Below 10 | Not Yet Verified |  | 2.1 |  |  | 80 |  |  | 4000
PKTF9G3V | Beghelli North America | Beghelli Systems | BS100LEDDLC4HT80WWT35120-277V | Outdoor Luminaires | Mid Output | Parking Garage Luminaires | Standard | TRUE | 5810 | 85.63 | 67.848 | 14.86 | 0.883 | 3590 | 83 | 5 |  | 9/25/2014 12:00:00 AM | Dimmable | Continuous Above 10 | Not Yet Verified |  | 2.1 |  |  | 80 |  |  | 3500
P000005QH | BJ Take, Inc. | BJTVPL | BJTVPLA-4'-8L-P1R-840-UNV c/w RFAL+, LIRA-FR50 | Outdoor Luminaires | Mid Output | Parking Garage Luminaires | Standard | TRUE | 6924 | 86.96 | 79.24 | 18.286 | 0.9091 | 4029 | 84 | 5 |  | 7/12/2013 12:00:00 AM | Not Yet Verified | Not Yet Verified | Not Yet Verified |  | 2 | 6924 | 87 | 79.6 |  |  | 4000
PY54YXBQ | Blue Arrow Contract Manufacturing Corporation | BA-WISDOM | BAWDPG060BL50K2DM0 | Outdoor Luminaires | Mid Output | Parking Garage Luminaires | Standard | TRUE | 5730.143 | 93.01 | 61.608 | 21.62 | 0.87 | 5064 | 85.6 | 5 | 50000 | 7/15/2015 12:00:00 AM | Dimmable | Stepped | Not Yet Verified |  | 2.1 | 5730 | 90 | 60 | 21 | 0.99 | 5000 | 85
P9XBWFEP | BRITELITE LLC | BriteLite | BLSO-CP45W27V40KYY | Outdoor Luminaires | Low Output | Parking Garage Luminaires | Standard | TRUE | 4005.121 | 91.722 | 43.666 | 13.77 | 0.9507 | 3991 | 83.5 | 5 | 50000 | 10/15/2015 12:00:00 AM | Not Dimmable | Not Dimmable | Not Yet Verified |  | 2.1 | 4005.121 | 91.722 | 43.666 | 13.77 | 0.987 | 3991 | 83.5
P7MCSV7C | BRITELITE LLC | BriteLite | BLSO-CP45W27V50KYY | Outdoor Luminaires | Low Output | Parking Garage Luminaires | Standard | FALSE | [9 empty] | 10/15/2015 12:00:00 AM | Not Dimmable | Not Dimmable | Not Yet Verified |  |  | 4149.603 | 95.022 | 43.67 | 13.77 | 0.993 | 5074 | 82.3
PRN9P1R4 | BRITELITE LLC | Brite Lite | BLSO-YR-PL275-W048-X(3000 K) | Outdoor Luminaires | Low Output | Parking Garage Luminaires | Standard | TRUE | 4470.1 | 94.33 | 47.39 | 19.54 | 0.909 | 3117 | 74.2 | 5 | 50000 | 10/23/2015 12:00:00 AM | Not Dimmable | Not Dimmable | Not Yet Verified |  | 2.1 | 4470.1 | 94.33 | 47.39 | 19.54 | 0.909 | 3000 | 74.2
PSNN77GS | BRITELITE LLC | Brite Lite | BLSO-YR-PL275-W048-X(4000 K) | Outdoor Luminaires | Low Output | Parking Garage Luminaires | Standard | FALSE | [9 empty] | 10/23/2015 12:00:00 AM | Not Dimmable | Not Dimmable | Not Yet Verified |  |  | 4470.1 | 94.33 | 47.39 | 19.54 | 0.9085 | 4000 | 74.2
PUSGD3CQ | BRITELITE LLC | Brite Lite | BLSO-YR-PL275-W048-X(3500 K) | Outdoor Luminaires | Low Output | Parking Garage Luminaires | Standard | FALSE | [9 empty] | 10/23/2015 12:00:00 AM | Not Dimmable | Not Dimmable | Not Yet Verified |  |  | 4470.1 | 94.33 | 47.39 | 19.54 | 0.9085 | 3500 | 74.2
PGEFZTC9 | BRITELITE LLC | Brite Lite | BLSO-YR-PL275-W048-X(4500 K) | Outdoor Luminaires | Low Output | Parking Garage Luminaires | Standard | FALSE | [9 empty] | 10/23/2015 12:00:00 AM | Not Dimmable | Not Dimmable | Not Yet Verified |  |  | 4470.1 | 94.33 | 47.39 | 19.54 | 0.9085 | 4500 | 74.2
PCAA16R8 | BRITELITE LLC | Brite Lite | BLSO-YR-PL275-W048-X(5000 K) | Outdoor Luminaires | Low Output | Parking Garage Luminaires | Standard | FALSE | [9 empty] | 10/23/2015 12:00:00 AM | Not Dimmable | Not Dimmable | Not Yet Verified |  |  | 5006 | 103.75 | 48.25 | 19.23 | 0.9048 | 5000 | 74.9
PU5NFSU2 | BRITELITE LLC | Brite Lite | BLSO-YR-PL345-W100-X(3000 K) | Outdoor Luminaires | Mid Output | Parking Garage Luminaires | Standard | TRUE | 9315.1 | 95.44 | 97.6 | 13.62 | 0.93 | 3115 | 74.4 | 5 | 50000 | 10/23/2015 12:00:00 AM | Not Dimmable | Not Dimmable | Not Yet Verified |  | 2.1 | 9315.1 | 95.44 | 97.6 | 13.62 | 0.93 | 3000 | 74.4
PSNYEWDC | BRITELITE LLC | Brite Lite | BLSO-YR-PL345-W100-X(3500 K) | Outdoor Luminaires | Mid Output | Parking Garage Luminaires | Standard | FALSE | [9 empty] | 10/23/2015 12:00:00 AM | Not Dimmable | Not Dimmable | Not Yet Verified |  |  | 9315.1 | 95.44 | 97.6 | 13.62 | 0.93 | 3500 | 74.4
PRPD1AWR | BRITELITE LLC | Brite Lite | BLSO-YR-PL345-W100-X(5000 K) | Outdoor Luminaires | Mid Output | Parking Garage Luminaires | Standard | FALSE | [9 empty] | 10/23/2015 12:00:00 AM | Not Dimmable | Not Dimmable | Not Yet Verified |  |  | 9780 | 100.28 | 97.53 | 13.24 | 0.924 | 5000 | 75
PVYAH519 | BRITELITE LLC | Brite Lite | BLSO-YR-PL345-W100-X(4000 K) | Outdoor Luminaires | Mid Output | Parking Garage Luminaires | Standard | FALSE | [9 empty] | 10/23/2015 12:00:00 AM | Not Dimmable | Not Dimmable | Not Yet Verified |  |  | 9315.1 | 95.44 | 97.6 | 13.62 | 0.93 | 4000 | 74.4
PA4MN6R9 | BRITELITE LLC | Brite Lite | BLSO-YR-PL345-W100-X(4500 K) | Outdoor Luminaires | Mid Output | Parking Garage Luminaires | Standard | FALSE | [9 empty] | 10/23/2015 12:00:00 AM | Not Dimmable | Not Dimmable | Not Yet Verified |  |  | 9315.1 | 95.44 | 97.6 | 13.62 | 0.93 | 4500 | 74.4
PY8QXFJQ | CBM Electronics Lighting Inc. | AWC | AWCL/UB4R-40WLED-C840 | Outdoor Luminaires | Mid Output | Parking Garage Luminaires | Standard | TRUE | 7648 | 91.36 | 83.717 | 19.261 | 0.9167 | 4118 | 82.82 | 5 | 50000 | 5/10/2016 12:00:00 AM | Not Yet Verified | Not Yet Verified | Not Yet Verified |  | 2 | 7600 | 90 | 84 | 20 | 0.9 | 4000 | 82
P16E68WN | cBright Lighting | cBright | CB-EP-50 | Outdoor Luminaires | Mid Output | Parking Garage Luminaires | Standard | TRUE | 5448.28 | 107.46 | 50.7 | 17.4 | 0.9 | 4990 | 82.5 | 5 | 50000 | 6/23/2015 12:00:00 AM | Not Dimmable | Not Dimmable | Not Yet Verified |  | 2.1 | 5448.28 | 107.46 | 50.7 | 5.3 | 0.994 | 4990 | 82.5
PWMNX1UU | CCD Lighting Inc | CCD LIGHITNG | CCD-SQC-SM-060-24-NON | Outdoor Luminaires | Mid Output | Parking Garage Luminaires | Standard | TRUE | 5283.303 | 94.65 | 55.82 | 12.74 | 0.8996 | 4112 | 84.4 | 5 | 50000 | 7/8/2016 12:00:00 AM | Not Dimmable | Not Dimmable | No |  | 3.1 | 5283.3 | 94.65 | 55.82 | 12.74 | 0.9 | 4112 | 80
PV8ZF921 | CCD Lighting Inc | CCD LIGHITNG | CCD-SQC-SM-060-25-STP | Outdoor Luminaires | Mid Output | Parking Garage Luminaires | Standard | FALSE | [9 empty] | 7/8/2016 12:00:00 AM | Dimmable | Stepped | No |  |  | 5322.43 | 95.8 | 55.56 | 12.74 | 0.9 | 5170 | 80
PDEZQWTX | CCD Lighting Inc | CCD LIGHITNG | CCD-SQC-SM-060-25-CTN | Outdoor Luminaires | Mid Output | Parking Garage Luminaires | Standard | FALSE | [9 empty] | 7/8/2016 12:00:00 AM | Dimmable | Continuous Below 10 | No |  |  | 5322.43 | 95.8 | 55.56 | 12.74 | 0.9 | 5170 | 80
PDV4EXEG | CCD Lighting Inc | CCD LIGHITNG | CCD-SQC-SM-060-25-NON | Outdoor Luminaires | Mid Output | Parking Garage Luminaires | Standard | FALSE | [9 empty] | 7/8/2016 12:00:00 AM | Not Dimmable | Not Dimmable | No |  |  | 5322.43 | 95.8 | 55.56 | 12.74 | 0.9 | 5170 | 80
PAVM8PNS | CCD Lighting Inc | CCD LIGHITNG | CCD-SQC-SM-060-24-STP | Outdoor Luminaires | Mid Output | Parking Garage Luminaires | Standard | FALSE | [9 empty] | 7/8/2016 12:00:00 AM | Dimmable | Stepped | No |  |  | 5283.3 | 94.65 | 55.82 | 12.74 | 0.9 | 4112 | 80
PBM6ST9E | CCD Lighting Inc | CCD LIGHITNG | CCD-SQC-SM-060-24-CTN | Outdoor Luminaires | Mid Output | Parking Garage Luminaires | Standard | FALSE | [9 empty] | 7/8/2016 12:00:00 AM | Dimmable | Continuous Below 10 | No |  |  | 5283.3 | 94.65 | 55.82 | 12.74 | 0.9 | 4112 | 80
PQBDNKNR | CCD Lighting Inc | CCD LIGHITNG | CCD-SQC-SM-040-24-NON | Outdoor Luminaires | Low Output | Parking Garage Luminaires | Standard | TRUE | 4008.844 | 98.184 | 40.83 | 17.63 | 0.9038 | 4067 | 84.3 | 5 | 50000 | 7/8/2016 12:00:00 AM | Not Dimmable | Not Dimmable | No |  | 3.1 | 4008.84 | 98.18 | 40.83 | 17.63 | 0.9 | 4067 | 80
PYNTKF6S | CCD Lighting Inc | CCD LIGHITNG | CCD-SQC-SM-040-24-STP | Outdoor Luminaires | Low Output | Parking Garage Luminaires | Standard | FALSE | [9 empty] | 7/8/2016 12:00:00 AM | Dimmable | Stepped | No |  |  | 4008.84 | 98.18 | 40.83 | 17.63 | 0.9 | 4067 | 80
PU12M327 | CCD Lighting Inc | CCD LIGHITNG | CCD-SQC-SM-040-25-CTN | Outdoor Luminaires | Low Output | Parking Garage Luminaires | Standard | FALSE | [9 empty] | 7/8/2016 12:00:00 AM | Dimmable | Continuous Below 10 | No |  |  | 4141.96 | 101.64 | 40.75 | 17.63 | 0.9 | 5040 | 80
PWW3PW27 | CCD Lighting Inc | CCD LIGHITNG | CCD-SQC-SM-040-25-NON | Outdoor Luminaires | Low Output | Parking Garage Luminaires | Standard | FALSE | [9 empty] | 7/8/2016 12:00:00 AM | Not Dimmable | Not Dimmable | No |  |  | 4141.96 | 101.64 | 40.75 | 17.63 | 0.9 | 5040 | 80
PGGB7RTZ | CCD Lighting Inc | CCD LIGHITNG | CCD-SQC-SM-040-25-STP | Outdoor Luminaires | Low Output | Parking Garage Luminaires | Standard | FALSE | [9 empty] | 7/8/2016 12:00:00 AM | Dimmable | Stepped | No |  |  | 4141.96 | 101.64 | 40.75 | 17.63 | 0.9 | 5040 | 80
P1TTDPNQ | CCD Lighting Inc | CCD LIGHITNG | CCD-SQC-SM-040-24-CTN | Outdoor Luminaires | Low Output | Parking Garage Luminaires | Standard | FALSE | [9 empty] | 7/8/2016 12:00:00 AM | Dimmable | Continuous Below 10 | No |  |  | 4008.84 | 98.18 | 40.83 | 17.63 | 0.9 | 4067 | 80
PWG546HP | CCD Lighting Inc | CCD LIGHITNG | CCD-SQC-SM-090-24-NON | Outdoor Luminaires | Mid Output | Parking Garage Luminaires | Standard | TRUE | 8456.438 | 91.431 | 92.49 | 18.95 | 0.9012 | 4123 | 84.6 | 5 | 50000 | 7/8/2016 12:00:00 AM | Not Dimmable | Not Dimmable | No |  | 3.1 | 8456.44 | 91.43 | 92.49 | 18 | 0.9 | 4123 | 80
PWFMHFG3 | CCD Lighting Inc | CCD LIGHITNG | CCD-SQC-SM-090-24-STP | Outdoor Luminaires | Mid Output | Parking Garage Luminaires | Standard | FALSE | [9 empty] | 7/8/2016 12:00:00 AM | Dimmable | Stepped | No |  |  | 8456.44 | 91.43 | 92.49 | 18 | 0.9 | 4123 | 80
PP8U1TUV | CCD Lighting Inc | CCD LIGHITNG | CCD-SQC-SM-090-25-CTN | Outdoor Luminaires | Mid Output | Parking Garage Luminaires | Standard | FALSE | [9 empty] | 7/8/2016 12:00:00 AM | Dimmable | Continuous Below 10 | No |  |  | 8597.89 | 92.83 | 92.62 | 18 | 0.9 | 5120 | 80
PFRPZP3G | CCD Lighting Inc | CCD LIGHITNG | CCD-SQC-SM-090-25-NON | Outdoor Luminaires | Mid Output | Parking Garage Luminaires | Standard | FALSE | [9 empty] | 7/8/2016 12:00:00 AM | Not Yet Verified | Not Yet Verified | No |  |  | 8597.89 | 92.83 | 92.62 | 18 | 0.9 | 5120 | 80
P312VVTA | CCD Lighting Inc | CCD LIGHITNG | CCD-SQC-SM-090-25-STP | Outdoor Luminaires | Mid Output | Parking Garage Luminaires | Standard | FALSE | [9 empty] | 7/8/2016 12:00:00 AM | Dimmable | Stepped | No |  |  | 8597.89 | 92.83 | 92.62 | 18 | 0.9 | 5120 | 80
PRK9ZVTS | CCD Lighting Inc | CCD LIGHITNG | CCD-SQC-SM-090-24-CTN | Outdoor Luminaires | Mid Output | Parking Garage Luminaires | Standard | FALSE | [9 empty] | 7/8/2016 12:00:00 AM | Dimmable | Continuous Below 10 | No |  |  | 8456.44 | 91.43 | 92.49 | 18 | 0.9 | 4123 | 80
PAZYKK7D | CCD Lighting Inc | CCD LIGHITNG | CCD-CC-SM-060-24-NON | Outdoor Luminaires | Mid Output | Parking Garage Luminaires | Standard | TRUE | 5621.741 | 99.17 | 56.69 | 13.53 | 0.8982 | 4056 | 84.6 | 5 | 50000 | 7/8/2016 12:00:00 AM | Not Dimmable | Not Dimmable | No |  | 3.1 | 5621.741 | 99.17 | 56.69 | 13.53 | 0.9 | 4056 | 80
PQVXVZ2B | CCD Lighting Inc | CCD LIGHITNG | CCD-CC-SM-060-25-NON | Outdoor Luminaires | Mid Output | Parking Garage Luminaires | Standard | FALSE | [9 empty] | 7/8/2016 12:00:00 AM | Not Dimmable | Not Dimmable | No |  |  | 5735.223 | 101.94 | 56.26 | 13.53 | 0.9 | 5104 | 80
PMQ9B96F | CCD Lighting Inc | CCD LIGHITNG | CCD-CC-SM-060-25-STP | Outdoor Luminaires | Mid Output | Parking Garage Luminaires | Standard | FALSE | [9 empty] | 7/8/2016 12:00:00 AM | Dimmable | Stepped | No |  |  | 5735.223 | 101.94 | 56.26 | 13.53 | 0.9 | 5104 | 80
P1ZQC6DN | CCD Lighting Inc | CCD LIGHITNG | CCD-CC-SM-060-25-CTN | Outdoor Luminaires | Mid Output | Parking Garage Luminaires | Standard | FALSE | [9 empty] | 7/8/2016 12:00:00 AM | Dimmable | Continuous Below 10 | No |  |  | 5735.223 | 101.94 | 56.26 | 13.53 | 0.9 | 5104 | 80
PQ3XHHRR | CCD Lighting Inc | CCD LIGHITNG | CCD-CC-SM-060-24-STP | Outdoor Luminaires | Mid Output | Parking Garage Luminaires | Standard | FALSE | [9 empty] | 7/8/2016 12:00:00 AM | Dimmable | Stepped | No |  |  | 5621.741 | 99.17 | 56.69 | 13.53 | 0.9 | 4056 | 80
P2RETQF4 | CCD Lighting Inc | CCD LIGHITNG | CCD-CC-SM-060-24-CTN | Outdoor Luminaires | Mid Output | Parking Garage Luminaires | Standard | FALSE | [9 empty] | 7/8/2016 12:00:00 AM | Dimmable | Continuous Below 10 | No |  |  | 5621.741 | 99.17 | 56.69 | 13.53 | 0.9 | 4056 | 80
P8ENNCVX | CCD Lighting Inc | CCD LIGHITNG | CCD-CC-SM-040-24-NON | Outdoor Luminaires | Low Output | Parking Garage Luminaires | Standard | TRUE | 4115.4 | 95.308 | 43.18 | 18.75 | 0.9142 | 4036 | 84.9 | 5 | 50000 | 7/8/2016 12:00:00 AM | Not Dimmable | Not Dimmable | No |  | 3.1 | 4115.4 | 95.31 | 43.18 | 18.75 | 0.9 | 4036 | 80
PSQGDN1V | CCD Lighting Inc | CCD LIGHITNG | CCD-CC-SM-040-24-STP | Outdoor Luminaires | Low Output | Parking Garage Luminaires | Standard | FALSE | [9 empty] | 7/8/2016 12:00:00 AM | Dimmable | Stepped | No |  |  | 4115.4 | 95.31 | 43.18 | 18.75 | 0.9 | 4036 | 80
PNXFJUKA | CCD Lighting Inc | CCD LIGHITNG | CCD-CC-SM-040-25-NON | Outdoor Luminaires | Low Output | Parking Garage Luminaires | Standard | FALSE | [9 empty] | 7/8/2016 12:00:00 AM | Not Dimmable | Not Dimmable | No |  |  | 4192.28 | 97.63 | 42.94 | 18.75 | 0.9 | 4997 | 80
P11QUCSS | CCD Lighting Inc | CCD LIGHITNG | CCD-CC-SM-040-25-STP | Outdoor Luminaires | Low Output | Parking Garage Luminaires | Standard | FALSE | [9 empty] | 7/8/2016 12:00:00 AM | Dimmable | Stepped | No |  |  | 4192.28 | 97.63 | 42.94 | 18.75 | 0.9 | 4997 | 80
PEB1WEBC | CCD Lighting Inc | CCD LIGHITNG | CCD-CC-SM-040-24-CTN | Outdoor Luminaires | Low Output | Parking Garage Luminaires | Standard | FALSE | [9 empty] | 7/8/2016 12:00:00 AM | Dimmable | Continuous Below 10 | No |  |  | 4115.4 | 95.31 | 43.18 | 18.75 | 0.9 | 4036 | 80
PRKGWGP5 | CCD Lighting Inc | CCD LIGHITNG | CCD-CC-SM-040-25-CTN | Outdoor Luminaires | Low Output | Parking Garage Luminaires | Standard | FALSE | [9 empty] | 7/8/2016 12:00:00 AM | Dimmable | Continuous Below 10 | No |  |  | 4192.28 | 97.63 | 42.94 | 18.75 | 0.9 | 4997 | 80
PA28WFVV | CCD Lighting Inc | CCD LIGHITNG | CCD-RC-060-24-NON | Outdoor Luminaires | Mid Output | Parking Garage Luminaires | Standard | TRUE | 5424.893 | 95.475 | 56.82 | 14.42 | 0.8875 | 4029 | 82.9 | 5 | 50000 | 7/8/2016 12:00:00 AM | Not Dimmable | Not Dimmable | No |  | 3.1 | 5424.89 | 95.48 | 56.82 | 14.42 | 0.9 | 4029 | 80
PYZR2BJV | CCD Lighting Inc | CCD LIGHITNG | CCD-RC-060-24-STP | Outdoor Luminaires | Mid Output | Parking Garage Luminaires | Standard | FALSE | [9 empty] | 7/8/2016 12:00:00 AM | Dimmable | Stepped | No |  |  | 5424.89 | 95.48 | 56.82 | 14.42 | 0.9 | 4029 | 80
PSGDTKW2 | CCD Lighting Inc | CCD LIGHITNG | CCD-RC-060-24-CTN | Outdoor Luminaires | Mid Output | Parking Garage Luminaires | Standard | FALSE | [9 empty] | 7/8/2016 12:00:00 AM | Dimmable | Continuous Below 10 | No |  |  | 5424.89 | 95.48 | 56.82 | 14.42 | 0.9 | 4029 | 80
P2T97YHN | CCD Lighting Inc | CCD LIGHITNG | CCD-RC-060-25-STP | Outdoor Luminaires | Mid Output | Parking Garage Luminaires | Standard | FALSE | [9 empty] | 7/8/2016 12:00:00 AM | Dimmable | Stepped | No |  |  | 5537.38 | 97.8 | 56.62 | 14.42 | 0.9 | 5032 | 80
P6GXNZRC | CCD Lighting Inc | CCD LIGHITNG | CCD-RC-060-25-CTN | Outdoor Luminaires | Mid Output | Parking Garage Luminaires | Standard | FALSE | [9 empty] | 7/8/2016 12:00:00 AM | Dimmable | Continuous Below 10 | No |  |  | 5537.38 | 97.8 | 56.62 | 14.42 | 0.9 | 5032 | 80
PZ3UKHDZ | CCD Lighting Inc | CCD LIGHITNG | CCD-RC-060-25-NON | Outdoor Luminaires | Mid Output | Parking Garage Luminaires | Standard | FALSE | [9 empty] | 7/8/2016 12:00:00 AM | Not Dimmable | Not Dimmable | No |  |  | 5537.38 | 97.8 | 56.62 | 14.42 | 0.9 | 5032 | 80
PB83AH68 | CCD Lighting Inc | CCD LIGHITNG | CCD-RC-040-24-NON | Outdoor Luminaires | Low Output | Parking Garage Luminaires | Standard | TRUE | 4049.75 | 99.33 | 40.77 | 18.32 | 0.9161 | 4026 | 82.7 | 5 | 50000 | 7/8/2016 12:00:00 AM | Not Dimmable | Not Dimmable | No |  | 3.1 | 4049.75 | 99.33 | 40.77 | 18.32 | 0.9 | 4026 | 80
PFR4PAHV | CCD Lighting Inc | CCD LIGHITNG | CCD-RC-040-25-NON | Outdoor Luminaires | Low Output | Parking Garage Luminaires | Standard | FALSE | [9 empty] | 7/8/2016 12:00:00 AM | Not Dimmable | Not Dimmable | No |  |  | 4115.74 | 101.17 | 40.68 | 18.32 | 0.9 | 4944 | 80
P9REVFZX | CCD Lighting Inc | CCD LIGHITNG | CCD-RC-040-25-STP | Outdoor Luminaires | Low Output | Parking Garage Luminaires | Standard | FALSE | [9 empty] | 7/8/2016 12:00:00 AM | Dimmable | Stepped | No |  |  | 4115.74 | 101.17 | 40.68 | 18.32 | 0.9 | 4944 | 80
P42JAH1Y | CCD Lighting Inc | CCD LIGHITNG | CCD-RC-040-25-CTN | Outdoor Luminaires | Low Output | Parking Garage Luminaires | Standard | FALSE | [9 empty] | 7/8/2016 12:00:00 AM | Dimmable | Continuous Below 10 | No |  |  | 4115.74 | 107.17 | 40.68 | 18.32 | 0.9 | 4944 | 80
P9QK7R67 | CCD Lighting Inc | CCD LIGHITNG | CCD-RC-040-24-CTN | Outdoor Luminaires | Low Output | Parking Garage Luminaires | Standard | FALSE | [9 empty] | 7/8/2016 12:00:00 AM | Dimmable | Continuous Below 10 | No |  |  | 4049.75 | 99.33 | 40.77 | 18.32 | 0.9 | 4026 | 80
PCDD73CM | CCD Lighting Inc | CCD LIGHITNG | CCD-RC-040-24-STP | Outdoor Luminaires | Low Output | Parking Garage Luminaires | Standard | FALSE | [9 empty] | 7/8/2016 12:00:00 AM | Dimmable | Stepped | No |  |  | 4049.75 | 99.33 | 40.77 | 18.32 | 0.9 | 4026 | 80
PQ696EA7 | CCD Lighting Inc | CCD LIGHITNG | CCD-MUD-060-24-NON | Outdoor Luminaires | Low Output | Parking Garage Luminaires | Standard | TRUE | 4751.672 | 84.619 | 56.154 | 14.11 | 0.8978 | 4139 | 82.6 | 5 | 50000 | 7/8/2016 12:00:00 AM | Not Dimmable | Not Dimmable | No |  | 3.1 | 4751.672 | 84.619 | 56.154 | 14.11 | 0.996 | 4139 | 82.6
P3NRHUE5 | CCD Lighting Inc | CCD LIGHITNG | CCD-MUD-060-24-STP | Outdoor Luminaires | Low Output | Parking Garage Luminaires | Standard | FALSE | [9 empty] | 7/8/2016 12:00:00 AM | Dimmable | Stepped | No |  |  | 4751.672 | 84.619 | 56.154 | 14.11 | 0.996 | 4139 | 82.6
PXA7HFJ2 | CCD Lighting Inc | CCD LIGHITNG | CCD-MUD-060-25-STP | Outdoor Luminaires | Low Output | Parking Garage Luminaires | Standard | FALSE | [9 empty] | 7/8/2016 12:00:00 AM | Dimmable | Stepped | No |  |  | 4923.477 | 87.81 | 56.07 | 14.11 | 0.996 | 5082 | 84.2
PT8XGXPC | CCD Lighting Inc | CCD LIGHITNG | CCD-MUD-060-24-CTN | Outdoor Luminaires | Low Output | Parking Garage Luminaires | Standard | FALSE | [9 empty] | 7/8/2016 12:00:00 AM | Dimmable | Continuous Below 10 | No |  |  | 4751.672 | 84.619 | 56.154 | 14.11 | 0.996 | 4139 | 82.6
PV5S5HYG | CCD Lighting Inc | CCD LIGHITNG | CCD-MUD-060-25-CTN | Outdoor Luminaires | Low Output | Parking Garage Luminaires | Standard | FALSE | [9 empty] | 7/8/2016 12:00:00 AM | Dimmable | Continuous Below 10 | No |  |  | 4923.477 | 87.81 | 56.07 | 14.11 | 0.996 | 5082 | 84.2
PX8NWPYE | CCD Lighting Inc | CCD LIGHITNG | CCD-MUD-060-25-NON | Outdoor Luminaires | Low Output | Parking Garage Luminaires | Standard | FALSE | [9 empty] | 7/8/2016 12:00:00 AM | Not Dimmable | Not Dimmable | No |  |  | 4923.477 | 87.81 | 56.07 | 14.11 | 0.996 | 5082 | 84.2
P3C67261 | CCD Lighting Inc | CCD LIGHITNG | CCD-MUP-040-24-NON | Outdoor Luminaires | Low Output | Parking Garage Luminaires | Standard | TRUE | 4333.148 | 103.049 | 42.049 | 17.19 | 0.906 | 4074 | 83.3 | 5 | 50000 | 7/8/2016 12:00:00 AM | Not Dimmable | Not Dimmable | No |  | 3.1 | 4333.148 | 103.05 | 42.05 | 17.19 | 0.995 | 4074 | 83.3
PUFNTMUQ | CCD Lighting Inc | CCD LIGHITNG | CCD-MUP-040-25-NON | Outdoor Luminaires | Low Output | Parking Garage Luminaires | Standard | FALSE | [9 empty] | 7/8/2016 12:00:00 AM | Not Dimmable | Not Dimmable | No |  |  | 4374.603 | 104.11 | 42.02 | 17.19 | 0.996 | 4997 | 83.6
PPWQ8KM2 | CCD Lighting Inc | CCD LIGHITNG | CCD-MUP-040-25-STP | Outdoor Luminaires | Low Output | Parking Garage Luminaires | Standard | FALSE | [9 empty] | 7/8/2016 12:00:00 AM | Dimmable | Stepped | No |  |  | 4374.603 | 104.11 | 42.02 | 17.19 | 0.996 | 4997 | 83.6
PTQCAKPD | CCD Lighting Inc | CCD LIGHITNG | CCD-MUP-040-24-STP | Outdoor Luminaires | Low Output | Parking Garage Luminaires | Standard | FALSE | [9 empty] | 7/8/2016 12:00:00 AM | Dimmable | Stepped | No |  |  | 4333.148 | 103.05 | 42.05 | 17.19 | 0.995 | 4074 | 83.3
PBDS2GJM | CCD Lighting Inc | CCD LIGHITNG | CCD-MUP-040-24-CTN | Outdoor Luminaires | Low Output | Parking Garage Luminaires | Standard | FALSE | [9 empty] | 7/8/2016 12:00:00 AM | Dimmable | Continuous Below 10 | No |  |  | 4333.148 | 103.05 | 42.05 | 17.19 | 0.995 | 4074 | 83.3
PCFCC13Q | CCD Lighting Inc | CCD LIGHITNG | CCD-MUP-040-25-CTN | Outdoor Luminaires | Low Output | Parking Garage Luminaires | Standard | FALSE | [9 empty] | 7/8/2016 12:00:00 AM | Dimmable | Continuous Below 10 | No |  |  | 4374.603 | 104.11 | 42.02 | 17.19 | 0.996 | 4997 | 83.6
PFYJE3KH | CCD Lighting Inc | CCD LIGHITNG | CCD-MUP-060-24-NON | Outdoor Luminaires | Mid Output | Parking Garage Luminaires | Standard | TRUE | 5913.102 | 98.32 | 60.14 | 20.78 | 0.9329 | 4077 | 83.3 | 5 | 50000 | 7/8/2016 12:00:00 AM | Not Dimmable | Not Dimmable | No |  | 3.1 | 5913.102 | 98.322 | 60.14 | 20.78 | 0.995 | 4077 | 83.3
P7UPQNKD | CCD Lighting Inc | CCD LIGHITNG | CCD-MUP-060-24-CTN | Outdoor Luminaires | Mid Output | Parking Garage Luminaires | Standard | FALSE | [9 empty] | 7/8/2016 12:00:00 AM | Dimmable | Continuous Below 10 | No |  |  | 5913.102 | 98.322 | 60.14 | 20.78 | 0.995 | 4077 | 83.3
P4XB9BM8 | CCD Lighting Inc | CCD LIGHITNG | CCD-MUP-060-25-NON | Outdoor Luminaires | Mid Output | Parking Garage Luminaires | Standard | FALSE | [9 empty] | 7/8/2016 12:00:00 AM | Not Dimmable | Not Dimmable | No |  |  | 6058.938 | 100.965 | 60.01 | 20.78 | 0.995 | 5010 | 83.4
P7PYRR7N | CCD Lighting Inc | CCD LIGHITNG | CCD-MUP-060-25-STP | Outdoor Luminaires | Mid Output | Parking Garage Luminaires | Standard | FALSE | [9 empty] | 7/8/2016 12:00:00 AM | Dimmable | Stepped | No |  |  | 6058.938 | 100.965 | 60.01 | 20.78 | 0.995 | 5010 | 83.4
P2GXG7YJ | CCD Lighting Inc | CCD LIGHITNG | CCD-MUP-060-24-STP | Outdoor Luminaires | Mid Output | Parking Garage Luminaires | Standard | FALSE | [9 empty] | 7/8/2016 12:00:00 AM | Dimmable | Stepped | No |  |  | 5913.102 | 98.322 | 60.14 | 20.78 | 0.995 | 4077 | 83.3
PSDPUJFW | CCD Lighting Inc | CCD LIGHITNG | CCD-MUP-060-25-CTN | Outdoor Luminaires | Mid Output | Parking Garage Luminaires | Standard | FALSE | [9 empty] | 7/8/2016 12:00:00 AM | Dimmable | Continuous Below 10 | No |  |  | 6058.938 | 100.965 | 60.01 | 20.78 | 0.995 | 5010 | 83.4
PD4XHX6S | CCD Lighting Inc | CCD LIGHITNG | CCD-MUD-040-24-NON | Outdoor Luminaires | Low Output | Parking Garage Luminaires | Standard | TRUE | 5317.83 | 95.22 | 55.85 | 18.76 | 0.896 | 4083 | 82.8 | 5 | 50000 | 4/14/2016 12:00:00 AM | Not Dimmable | Not Dimmable | No |  | 3.1 | 3756.375 | 85.72 | 43.82 | 18.46 | 0.992 | 4078 | 83.3
PE25W5J6 | CCD Lighting Inc | CCD LIGHITNG | CCD-MUD-040-24-CTN | Outdoor Luminaires | Low Output | Parking Garage Luminaires | Standard | FALSE | [9 empty] | 4/14/2016 12:00:00 AM | Dimmable | Continuous Below 10 | No |  |  | 3756.375 | 85.72 | 43.82 | 18.46 | 0.992 | 4078 | 83.3
PVXNPYP1 | CCD Lighting Inc | CCD LIGHITNG | CCD-MUD-040-25-STP | Outdoor Luminaires | Low Output | Parking Garage Luminaires | Standard | FALSE | [9 empty] | 4/14/2016 12:00:00 AM | Dimmable | Stepped | No |  |  | 3867.152 | 88.96 | 43.47 | 18.46 | 0.995 | 5026 | 83.4
PUY6A2XJ | CCD Lighting Inc | CCD LIGHITNG | CCD-MUD-040-24-STP | Outdoor Luminaires | Low Output | Parking Garage Luminaires | Standard | FALSE | [9 empty] | 4/14/2016 12:00:00 AM | Dimmable | Stepped | No |  |  | 3756.375 | 85.72 | 43.82 | 18.46 | 0.992 | 4078 | 83.3
PX1FBZ26 | CCD Lighting Inc | CCD LIGHITNG | CCD-MUD-040-25-CTN | Outdoor Luminaires | Low Output | Parking Garage Luminaires | Standard | FALSE | [9 empty] | 4/14/2016 12:00:00 AM | Dimmable | Continuous Below 10 | No |  |  | 3867.152 | 88.96 | 43.47 | 18.46 | 0.995 | 5026 | 83.4
P4DZECNY | CCD Lighting Inc | CCD LIGHITNG | CCD-MUD-040-25-NON | Outdoor Luminaires | Low Output | Parking Garage Luminaires | Standard | FALSE | [9 empty] | 4/14/2016 12:00:00 AM | Not Dimmable | Not Dimmable | No |  |  | 3867.152 | 88.96 | 43.47 | 18.46 | 0.995 | 5026 | 83.4
P000005YH | Cireon, LLC | Cireon | ON2-048-AG-AH-AG | Outdoor Luminaires | Mid Output | Parking Garage Luminaires | Standard | TRUE | 5467 | 101 | 54.15 | 8 | 0.88 | 5812 | 72 | 10 |  | 1/30/2014 12:00:00 AM | Not Yet Verified | Not Yet Verified | Not Yet Verified |  | 2.1 | 5466 |  | 54 |  | 0.95 | 5700 | 70
P000005ZN | Cireon, LLC | Cireon | ON1-024-AG-AJ | Outdoor Luminaires | Low Output | Parking Garage Luminaires | Standard | TRUE | 4036 | 103 | 39.12 | 12 | 0.89 | 5644 | 73 | 10 | 293000 | 7/15/2014 12:00:00 AM | Not Yet Verified | Not Yet Verified | Not Yet Verified |  | 2.1 | 4030 |  | 40 |  | 0.95 | 5700 | 70
PFUP2W55 | CNA International Enterprises Inc. | CNA | CP45W40KBZ | Outdoor Luminaires | Low Output | Parking Garage Luminaires | Standard | TRUE | 4005.121 | 91.722 | 43.666 | 13.77 | 0.9507 | 3991 | 83.5 | 5 | 50000 | 7/11/2016 12:00:00 AM | Not Dimmable | Not Dimmable | Not Yet Verified |  | 2.1 | 4005.121 | 91.722 | 43.666 | 13.77 | 0.987 | 3991 | 83.5
PH7PXSJT | CNA International Enterprises Inc. | CNA | CP45W50KBZ | Outdoor Luminaires | Low Output | Parking Garage Luminaires | Standard | FALSE | [9 empty] | 7/11/2016 12:00:00 AM | Not Dimmable | Not Dimmable | Not Yet Verified |  |  | 4149.603 | 95.022 | 43.67 | 13.77 | 0.993 | 5074 | 82.3
PWCPZA95 | CNA International Enterprises Inc. | CNA | CP70W40KBZ | Outdoor Luminaires | Mid Output | Parking Garage Luminaires | Standard | TRUE | 5703.348 | 79.834 | 71.44 | 21.55 | 0.9074 | 4108 | 85 | 5 | 50000 | 7/11/2016 12:00:00 AM | Not Dimmable | Not Dimmable | Not Yet Verified |  | 2.1 | 5703.348 | 79.834 | 71.44 | 21.55 | 0.983 | 4108 | 85
PGR2U15V | CNA International Enterprises Inc. | CNA | CP70W50KBZ | Outdoor Luminaires | Mid Output | Parking Garage Luminaires | Standard | FALSE | [9 empty] | 7/11/2016 12:00:00 AM | Not Dimmable | Not Dimmable | Not Yet Verified |  |  | 5928.278 | 86.255 | 68.73 | 21.55 | 0.977 | 5286 | 77.1
P00000636 | CONXCORP | CONXCORP VIVIX | CNX-LBL-P2-CN-40-020-S | Outdoor Luminaires | Low Output | Parking Garage Luminaires | Standard | TRUE | 4062 | 77.8 | 52.24 | 21.1 | 0.887 | 4075 | 74 | 5 |  | 3/31/2014 12:00:00 AM | Not Yet Verified | Not Yet Verified | Not Yet Verified |  | 2.1 | 3750 |  | 50 |  | 0.9 | 4000 | 70
P00000637 | CONXCORP | CONXCORP VIVIX | CNX-LBL-P1-CN-40-020-S [Only 120-240V] | Outdoor Luminaires | Low Output | Parking Garage Luminaires | Standard | TRUE | 4146 | 86.6 | 47.9 | 12.84 | 0.901 | 4081 | 73.5 | 5 |  | 3/31/2014 12:00:00 AM | Not Yet Verified | Not Yet Verified | Not Yet Verified |  | 2.1 | 3750 |  | 50 |  | 0.9 | 4000 | 70
P6CKKB1K | Core Products Canada Ltd. | CORE | CF45-4K-1 | Outdoor Luminaires | Low Output | Parking Garage Luminaires | Standard | TRUE | 4005.121 | 91.722 | 43.666 | 13.77 | 0.9507 | 3991 | 83.5 | 5 | 50000 | 11/9/2015 12:00:00 AM | Not Dimmable | Not Dimmable | Not Yet Verified |  | 2.1 | 4005.121 | 91.722 | 43.666 | 13.77 | 0.987 | 3991 | 83.5
P6T1ME9U | Core Products Canada Ltd. | CORE | CF45-5K-1 | Outdoor Luminaires | Low Output | Parking Garage Luminaires | Standard | FALSE | [9 empty] | 11/9/2015 12:00:00 AM | Not Dimmable | Not Dimmable | Not Yet Verified |  |  | 4149.603 | 95.022 | 43.67 | 13.77 | 0.993 | 5074 | 82.3
PRNHYVXD | Core Products Canada Ltd. | CORE | CF70-4K-1 | Outdoor Luminaires | Mid Output | Parking Garage Luminaires | Standard | TRUE | 5703.348 | 79.834 | 71.44 | 21.55 | 0.9074 | 4108 | 85 | 5 | 50000 | 11/9/2015 12:00:00 AM | Not Dimmable | Not Dimmable | Not Yet Verified |  | 2.1 | 5703.348 | 79.834 | 71.44 | 21.55 | 0.983 | 4108 | 85
P1M232PQ | Core Products Canada Ltd. | CORE | CF70-5K-1 | Outdoor Luminaires | Mid Output | Parking Garage Luminaires | Standard | FALSE | [9 empty] | 11/9/2015 12:00:00 AM | Not Dimmable | Not Dimmable | Not Yet Verified |  |  | 5928.278 | 86.255 | 68.73 | 21.55 | 0.977 | 5286 | 77.1
P00001EAR | Coronet, Inc. | DP LED | DP LED 4-B-RB | Outdoor Luminaires | Mid Output | Parking Garage Luminaires | Standard | TRUE | 6924 | 86.96 | 79.24 | 18.286 | 0.9091 | 4029 | 84 | 5 |  | 7/23/2013 12:00:00 AM | Not Yet Verified | Not Yet Verified | Not Yet Verified |  | 2 | 6924 | 87 | 79.6 |  |  | 4000
P00000QNP | Cree, Inc. | E-conolight | E-PG1L08CS | Outdoor Luminaires | Mid Output | Parking Garage Luminaires | Standard | TRUE | 5985 | 79.6 | 75.2 | 13.1 | 0.937 | 5065 | 67.1 | 5 | 190000 | 5/6/2013 12:00:00 AM | Not Yet Verified | Not Yet Verified | Not Yet Verified |  | 1.6 | 5985 | 80 | 75 |  |  | 5000 | 75
P00000QNQ | Cree, Inc. | E-conolight | E-CP2L04CX | Outdoor Luminaires | Low Output | Parking Garage Luminaires | Standard | TRUE | 4119 | 100.88 | 40.83 | 10.8 | 0.9598 | 4697 | 73 | 5 | 100000 | 5/6/2013 12:00:00 AM | Not Yet Verified | Not Yet Verified | Not Yet Verified | Qualified with dimming and non-dimming driver options | 1.7 | 4119 | 101 | 41 |  | 0.9 | 5000 | 70
P00000NXV | Cree, Inc. | Cree VG Series | VGA**5MA40K-U** | Outdoor Luminaires | Low Output | Parking Garage Luminaires | Standard | TRUE | 3667 | 75.56 | 48.53 | 9.36 | 0.936 | 4087 | 73 | 10 |  | 7/12/2013 12:00:00 AM | Not Yet Verified | Not Yet Verified | Not Yet Verified |  | 2 | 3710 | 74 | 50 |  | 0.9 | 4000 | 70
P00000NXZ | Cree, Inc. | Cree VG Series | VGA**5WA40K-U** | Outdoor Luminaires | Low Output | Parking Garage Luminaires | Standard | FALSE | [9 empty] | 8/21/2013 12:00:00 AM | Not Yet Verified | Not Yet Verified | Not Yet Verified |  |  | 3760 | 75 | 50 |  | 0.9 | 4000 | 70
P00000NXW | Cree, Inc. | Cree VG Series | VGA**5MA57K-U** | Outdoor Luminaires | Low Output | Parking Garage Luminaires | Standard | FALSE | [9 empty] | 7/12/2013 12:00:00 AM | Not Yet Verified | Not Yet Verified | Not Yet Verified |  |  | 3820 | 76 | 50 |  | 0.9 | 5000 | 70
P00000NY0 | Cree, Inc. | Cree VG Series | VGA**5WA57K-U** | Outdoor Luminaires | Low Output | Parking Garage Luminaires | Standard | FALSE | [9 empty] | 8/21/2013 12:00:00 AM | Not Yet Verified | Not Yet Verified | Not Yet Verified |  |  | 3870 | 77 | 50 |  | 0.9 | 5000 | 70
P00000OH0 | Cree, Inc. | Cree 304 Series | PKG-304-5M-xx-04-E-Ux-xx-700-40K-xxxx | Outdoor Luminaires | Mid Output | Parking Garage Luminaires | Standard | TRUE | 8467 | 94.5 | 89.6 | 11.5 | 0.931 | 4010 | 72 | 10 | 50000 | 11/8/2013 12:00:00 AM | Not Yet Verified | Not Yet Verified | Not Yet Verified | XCP*504E-*D7_ | 2.1 | 7811 | 83.1 | 94 |  | 0.9 | 4000 | 70
P00000OGZ | Cree, Inc. | Cree 304 Series | PKG-304-5M-xx-04-E-Ux-xx-525-40K-xxxx | Outdoor Luminaires | Mid Output | Parking Garage Luminaires | Standard | TRUE | 6330 | 100 | 63.3 | 12.5 | 0.883 | 4024 | 72 | 10 | 50000 | 11/8/2013 12:00:00 AM | Not Yet Verified | Not Yet Verified | Not Yet Verified | XCP*504E-*C7_ | 2.1 | 6433 | 90.6 | 71 |  | 0.9 | 4000 | 70
P00000OH7 | Cree, Inc. | Cree 304 Series | PKG-304-5M-xx-06-E-Ux-xx-700-xxxx | Outdoor Luminaires | High Output | Parking Garage Luminaires | Standard | TRUE | 12508 | 94.4 | 132.5 | 9.7 | 0.96 | 5787 | 70 | 10 | 50000 | 11/8/2013 12:00:00 AM | Not Yet Verified | Not Yet Verified | Not Yet Verified | XCP*506E-*D_ | 2.1 | 12072 | 89.4 | 135 |  | 0.9 | 5700 | 70
P00000P6S | Cree, Inc. | Cree 304 Series | PKG-304-5M-xx-04-E-Ux-xx-350-40K-xxxx | Outdoor Luminaires | Low Output | Parking Garage Luminaires | Standard | TRUE | 4656.8 | 105.55 | 45.01 | 17.44 | 0.875 | 3981 | 72 | 10 | 50000 | 2/27/2014 12:00:00 AM | Not Yet Verified | Not Yet Verified | Not Yet Verified | XCP*504E-*H7_ | 2.1 | 4595 | 99.9 | 46 | 20 | 0.9 | 4000 | 70
P00000P6V | Cree, Inc. | Cree 304 Series | PKG-304-5M-xx-06-E-Ux-xx-350-40K-xxxx | Outdoor Luminaires | Mid Output | Parking Garage Luminaires | Standard | FALSE | [9 empty] | 2/27/2014 12:00:00 AM | Not Yet Verified | Not Yet Verified | Not Yet Verified | XCP*506E-*H7_ |  | 6838 | 99.1014492753623 | 69 | 20 | 0.9 | 4000 | 70
P00000P6Y | Cree, Inc. | Cree 304 Series | PKG-304-5S-xx-06-E-Ux-xx-350-xxxx | Outdoor Luminaires | Mid Output | Parking Garage Luminaires | Standard | FALSE | [9 empty] | 2/27/2014 12:00:00 AM | Not Yet Verified | Not Yet Verified | Not Yet Verified | XCP*R06E-*H_ |  | 7890 | 114.347826086957 | 69 | 20 | 0.9 | 5700 | 70
P00000OHA | Cree, Inc. | Cree 304 Series | PKG-304-5S-xx-06-E-Ux-xx-525-xxxx | Outdoor Luminaires | High Output | Parking Garage Luminaires | Standard | FALSE | [9 empty] | 11/8/2013 12:00:00 AM | Not Yet Verified | Not Yet Verified | Not Yet Verified | XCP*R06E-*C_ |  | 11046 | 109.4 | 101 |  | 0.9 | 5700 | 70
P00000OH1 | Cree, Inc. | Cree 304 Series | PKG-304-5S-xx-04-E-Ux-xx-525-40K-xxxx | Outdoor Luminaires | Mid Output | Parking Garage Luminaires | Standard | FALSE | [9 empty] | 11/8/2013 12:00:00 AM | Not Yet Verified | Not Yet Verified | Not Yet Verified | XCP*R04E-*C7_ |  | 7147 | 100.7 | 71 |  | 0.9 | 4000 | 70
P00000OH2 | Cree, Inc. | Cree 304 Series | PKG-304-5S-xx-04-E-Ux-xx-700-40K-xxxx | Outdoor Luminaires | Mid Output | Parking Garage Luminaires | Standard | FALSE | [9 empty] | 11/8/2013 12:00:00 AM | Not Yet Verified | Not Yet Verified | Not Yet Verified | XCP*R04E-*D7_ |  | 8679 | 92.3 | 94 |  | 0.9 | 4000 | 70
P00000OHC | Cree, Inc. | Cree 304 Series | PKG-304-5M-xx-04-E-Ux-xx-525-xxxx | Outdoor Luminaires | Mid Output | Parking Garage Luminaires | Standard | FALSE | [9 empty] | 11/8/2013 12:00:00 AM | Not Yet Verified | Not Yet Verified | Not Yet Verified | XCP*504E-*C_ |  | 6680 | 94.1 | 71 |  | 0.9 | 5700 | 70
P00000OHD | Cree, Inc. | Cree 304 Series | PKG-304-5M-xx-04-E-Ux-xx-700-xxxx | Outdoor Luminaires | Mid Output | Parking Garage Luminaires | Standard | FALSE | [9 empty] | 11/8/2013 12:00:00 AM | Not Yet Verified | Not Yet Verified | Not Yet Verified | XCP*504E-*D_ |  | 8111 | 86.3 | 94 |  | 0.9 | 5700 | 70
P00000OHE | Cree, Inc. | Cree 304 Series | PKG-304-5M-xx-06-E-Ux-xx-525-xxxx | Outdoor Luminaires | Mid Output | Parking Garage Luminaires | Standard | FALSE | [9 empty] | 11/8/2013 12:00:00 AM | Not Yet Verified | Not Yet Verified | Not Yet Verified | XCP*506E-*C_ |  | 9942 | 98.4 | 101 |  | 0.9 | 5700 | 70
P00000P6X | Cree, Inc. | Cree 304 Series | PKG-304-5S-xx-04-E-Ux-xx-350-40K-xxxx | Outdoor Luminaires | Mid Output | Parking Garage Luminaires | Standard | FALSE | [9 empty] | 2/27/2014 12:00:00 AM | Not Yet Verified | Not Yet Verified | Not Yet Verified | XCP*R04E-*H7_ |  | 5105 | 110.978260869565 | 46 | 20 | 0.9 | 4000 | 70
P00000OH8 | Cree, Inc. | Cree 304 Series | PKG-304-5S-xx-04-E-Ux-xx-525-xxxx | Outdoor Luminaires | Mid Output | Parking Garage Luminaires | Standard | FALSE | [9 empty] | 11/8/2013 12:00:00 AM | Not Yet Verified | Not Yet Verified | Not Yet Verified | XCP*R04E-*C_ |  | 7422 | 104.5 | 71 |  | 0.9 | 5700 | 70
P00000OH4 | Cree, Inc. | Cree 304 Series | PKG-304-5S-xx-06-E-Ux-xx-700-40K-xxxx | Outdoor Luminaires | High Output | Parking Garage Luminaires | Standard | FALSE | [9 empty] | 11/8/2013 12:00:00 AM | Not Yet Verified | Not Yet Verified | Not Yet Verified | XCP*R06E-*D7_ |  | 12917 | 95.7 | 135 |  | 0.9 | 4000 | 70
P00000OH9 | Cree, Inc. | Cree 304 Series | PKG-304-5S-xx-04-E-Ux-xx-700-xxxx | Outdoor Luminaires | Mid Output | Parking Garage Luminaires | Standard | FALSE | [9 empty] | 11/8/2013 12:00:00 AM | Not Yet Verified | Not Yet Verified | Not Yet Verified | XCP*R04E-*D_ |  | 9013 | 95.9 | 94 |  | 0.9 | 5700 | 70
P00000OHB | Cree, Inc. | Cree 304 Series | PKG-304-5S-xx-06-E-Ux-xx-700-xxxx | Outdoor Luminaires | High Output | Parking Garage Luminaires | Standard | FALSE | [9 empty] | 11/8/2013 12:00:00 AM | Not Yet Verified | Not Yet Verified | Not Yet Verified | XCP*R06E-*D_ |  | 13413 | 99.4 | 135 |  | 0.9 | 5700 | 70
P00000P6U | Cree, Inc. | Cree 304 Series | PKG-304-5M-xx-06-E-Ux-xx-350-xxxx | Outdoor Luminaires | Mid Output | Parking Garage Luminaires | Standard | FALSE | [9 empty] | 2/27/2014 12:00:00 AM | Not Yet Verified | Not Yet Verified | Not Yet Verified | XCP*506E-*H_ |  | 7101 | 102.913043478261 | 69 | 20 | 0.9 | 5700 | 70
P00000P6T | Cree, Inc. | Cree 304 Series | PKG-304-5M-xx-04-E-Ux-xx-350-xxxx | Outdoor Luminaires | Low Output | Parking Garage Luminaires | Standard | FALSE | [9 empty] | 2/27/2014 12:00:00 AM | Not Yet Verified | Not Yet Verified | Not Yet Verified | XCP*504E-*H_ |  | 4771 | 103.717391304348 | 46 | 20 | 0.9 | 5700 | 70
P00000OH3 | Cree, Inc. | Cree 304 Series | PKG-304-5S-xx-06-E-Ux-xx-525-40K-xxxx | Outdoor Luminaires | High Output | Parking Garage Luminaires | Standard | FALSE | [9 empty] | 11/8/2013 12:00:00 AM | Not Yet Verified | Not Yet Verified | Not Yet Verified | XCP*R06E-*C7_ |  | 10637 | 105.3 | 101 |  | 0.9 | 4000 | 70
P00000P6Z | Cree, Inc. | Cree 304 Series | PKG-304-5S-xx-06-E-Ux-xx-350-40K-xxxx | Outdoor Luminaires | Mid Output | Parking Garage Luminaires | Standard | FALSE | [9 empty] | 2/27/2014 12:00:00 AM | Not Yet Verified | Not Yet Verified | Not Yet Verified | XCP*R06E-*H7_ |  | 7598 | 110.115942028986 | 69 | 20 | 0.9 | 4000 | 70
P00000P6W | Cree, Inc. | Cree 304 Series | PKG-304-5S-xx-04-E-Ux-xx-350-xxxx | Outdoor Luminaires | Mid Output | Parking Garage Luminaires | Standard | FALSE | [9 empty] | 2/27/2014 12:00:00 AM | Not Yet Verified | Not Yet Verified | Not Yet Verified | XCP*R04E-*H_ |  | 5302 | 115.260869565217 | 46 | 20 | 0.9 | 5700 | 70
P00000OH5 | Cree, Inc. | Cree 304 Series | PKG-304-5M-xx-06-E-Ux-xx-525-40K-xxxx | Outdoor Luminaires | Mid Output | Parking Garage Luminaires | Standard | FALSE | [9 empty] | 11/8/2013 12:00:00 AM | Not Yet Verified | Not Yet Verified | Not Yet Verified | XCP*506E-*C7_ |  | 9574 | 94.8 | 101 |  | 0.9 | 4000 | 70
P00000OH6 | Cree, Inc. | Cree 304 Series | PKG-304-5M-xx-06-E-Ux-xx-700-40K-xxxx | Outdoor Luminaires | High Output | Parking Garage Luminaires | Standard | FALSE | [9 empty] | 11/8/2013 12:00:00 AM | Not Yet Verified | Not Yet Verified | Not Yet Verified | XCP*506E-*D7_ |  | 11625 | 86.1 | 135 |  | 0.9 | 4000 | 70
PWHWNF6PS | Cree, Inc. | E-conolight | E-CC5L03NX | Outdoor Luminaires | Low Output | Parking Garage Luminaires | Standard | TRUE | 3554.6 | 101.88 | 36.16 | 16.45 | 0.931 | 3866 | 75 | 5 | 50000 | 2/12/2015 12:00:00 AM | Not Dimmable | Not Dimmable | Not Yet Verified |  | 2.1 | 3618 |  |  | 20 | 0.9 | 4000 | 70
P5X2K5KHC | Cree, Inc. | E-conolight | E-CC5L03CX | Outdoor Luminaires | Low Output | Parking Garage Luminaires | Standard | FALSE | [9 empty] | 2/12/2015 12:00:00 AM | Not Dimmable | Not Dimmable | Not Yet Verified |  |  | 3662 | 100 | 36 | 20 | 0.9 | 5000
PBP921BS | Cree, Inc. | E-conolight | E-PG2L06CS | Outdoor Luminaires | Mid Output | Parking Garage Luminaires | Standard | TRUE | 5566.55 | 88 | 64.38 | 16 | 0.92 | 4805 | 73 | 5 | 190000 | 11/20/2015 12:00:00 AM | Dimmable | Continuous Above 10 | Not Yet Verified |  | 2.1 | 5567 | 88 | 63 |  | 0.9 | 5000 | 70
P00000OJ4 | Cree, Inc. | Cree EDGE Parking Structure | PKG-EDG-5M-xx-02-E-xx-xx-350-40K-xxxx | Outdoor Luminaires | Low Output | Parking Garage Luminaires | Standard | TRUE | 2333 | 101.4 | 23 | 10.6 | 0.891 | 3917 | 73 | 10 | 50000 | 12/17/2013 12:00:00 AM | Not Yet Verified | Not Yet Verified | Not Yet Verified | XPS*502E-*H7_ | 2.1 | 2249 | 86.5 | 26 | 20 | 0.9 | 4000 | 70
P00000OJ5 | Cree, Inc. | Cree EDGE Parking Structure | PKG-EDG-5M-xx-02-E-xx-xx-700-40K-xxxx | Outdoor Luminaires | Low Output | Parking Garage Luminaires | Standard | TRUE | 4105 | 86.6 | 47.4 | 8.5 | 0.932 | 3951 | 72 | 10 | 50000 | 12/17/2013 12:00:00 AM | Not Yet Verified | Not Yet Verified | Not Yet Verified | XPS*502E-*D7_ | 2.1 | 3846 | 76.9 | 50 | 20 | 0.9 | 4000 | 70
P00000OJ6 | Cree, Inc. | Cree EDGE Parking Structure | PKG-EDG-5M-xx-04-E-xx-xx-350-40K-xxxx | Outdoor Luminaires | Low Output | Parking Garage Luminaires | Standard | TRUE | 4728 | 105.3 | 44.9 | 8.5 | 0.932 | 4072 | 72 | 10 | 50000 | 12/17/2013 12:00:00 AM | Not Yet Verified | Not Yet Verified | Not Yet Verified | XPS*504E-*H7_ | 2.1 | 4498 | 104.6 | 43 | 20 | 0.9 | 4000 | 70
P00000OJ8 | Cree, Inc. | Cree EDGE Parking Structure | PKG-EDG-5M-xx-02-E-xx-xx-700-xxxx | Outdoor Luminaires | Low Output | Parking Garage Luminaires | Standard | FALSE | [9 empty] | 12/17/2013 12:00:00 AM | Not Yet Verified | Not Yet Verified | Not Yet Verified | XPS*502E-*D_ |  | 3994 | 79.88 | 50 |  | 0.9 | 5700 | 70
P00000OJK | Cree, Inc. | Cree EDGE Parking Structure | PKG-EDG-5S-xx-02-E-xx-xx-350-40K-xxxx | Outdoor Luminaires | Low Output | Parking Garage Luminaires | Standard | FALSE | [9 empty] | 12/17/2013 12:00:00 AM | Not Yet Verified | Not Yet Verified | Not Yet Verified | XPS*R02E-*H7_ |  | 2499 | 96.1153846153846 | 26 |  | 0.9 | 4000 | 70
P00000OJL | Cree, Inc. | Cree EDGE Parking Structure | PKG-EDG-5S-xx-02-E-xx-xx-350-xxxx | Outdoor Luminaires | Low Output | Parking Garage Luminaires | Standard | FALSE | [9 empty] | 12/17/2013 12:00:00 AM | Not Yet Verified | Not Yet Verified | Not Yet Verified | XPS*R02E-*H_ |  | 2595 | 99.8076923076923 | 26 |  | 0.9 | 5700 | 70
P00000OJP | Cree, Inc. | Cree EDGE Parking Structure | PKG-EDG-5S-xx-04-E-xx-xx-350-xxxx | Outdoor Luminaires | Mid Output | Parking Garage Luminaires | Standard | FALSE | [9 empty] | 12/17/2013 12:00:00 AM | Not Yet Verified | Not Yet Verified | Not Yet Verified | XPS*R04E-*H_ |  | 5190 | 120.697674418605 | 43 |  | 0.9 | 5700 | 70
P00000OJR | Cree, Inc. | Cree EDGE Parking Structure | PKG-EDG-5S-xx-04-E-xx-xx-525-xxxx | Outdoor Luminaires | Mid Output | Parking Garage Luminaires | Standard | FALSE | [9 empty] | 12/17/2013 12:00:00 AM | Not Yet Verified | Not Yet Verified | Not Yet Verified | XPS*R04E-*C_ |  | 7266 | 103.8 | 70 |  | 0.9 | 5700 | 70
P00000OJS | Cree, Inc. | Cree EDGE Parking Structure | PKG-EDG-5S-xx-04-E-xx-xx-700-40K-xxxx | Outdoor Luminaires | Mid Output | Parking Garage Luminaires | Standard | FALSE | [9 empty] | 12/17/2013 12:00:00 AM | Not Yet Verified | Not Yet Verified | Not Yet Verified | XPS*R04E-*D7_ |  | 8546 | 92.8913043478261 | 92 |  | 0.9 | 4000 | 70
P00000OJU | Cree, Inc. | Cree EDGE Parking Structure | PKG-EDG-5S-xx-06-E-xx-xx-350-40K-xxxx | Outdoor Luminaires | Mid Output | Parking Garage Luminaires | Standard | FALSE | [9 empty] | 12/17/2013 12:00:00 AM | Not Yet Verified | Not Yet Verified | Not Yet Verified | XPS*R06E-*H7_ |  | 7411 | 112.287878787879 | 66 |  | 0.9 | 4000 | 70
P00000OJV | Cree, Inc. | Cree EDGE Parking Structure | PKG-EDG-5S-xx-06-E-xx-xx-350-xxxx | Outdoor Luminaires | Mid Output | Parking Garage Luminaires | Standard | FALSE | [9 empty] | 12/17/2013 12:00:00 AM | Not Yet Verified | Not Yet Verified | Not Yet Verified | XPS*R06E-*H_ |  | 7696 | 116.606060606061 | 66 |  | 0.9 | 5700 | 70
P00000OJJ | Cree, Inc. | Cree EDGE Parking Structure | PKG-EDG-5M-xx-06-E-xx-xx-700-xxxx | Outdoor Luminaires | High Output | Parking Garage Luminaires | Standard | FALSE | [9 empty] | 12/17/2013 12:00:00 AM | Not Yet Verified | Not Yet Verified | Not Yet Verified | XPS*506E-*D_ |  | 11844 | 88.3880597014925 | 134 |  | 0.9 | 5700 | 70
P00000OJE | Cree, Inc. | Cree EDGE Parking Structure | PKG-EDG-5M-xx-06-E-xx-xx-350-40K-xxxx | Outdoor Luminaires | Mid Output | Parking Garage Luminaires | Standard | FALSE | [9 empty] | 12/17/2013 12:00:00 AM | Not Yet Verified | Not Yet Verified | Not Yet Verified | XPS*502E-*H7_ |  | 6670 | 101.060606060606 | 66 |  | 0.9 | 4000 | 70
P00000OJF | Cree, Inc. | Cree EDGE Parking Structure | PKG-EDG-5M-xx-06-E-xx-xx-350-xxxx | Outdoor Luminaires | Mid Output | Parking Garage Luminaires | Standard | FALSE | [9 empty] | 12/17/2013 12:00:00 AM | Not Yet Verified | Not Yet Verified | Not Yet Verified | XPS*506E-*H_ |  | 6926 | 104.939393939394 | 66 |  | 0.9 | 5700 | 70
P00000OJX | Cree, Inc. | Cree EDGE Parking Structure | PKG-EDG-5S-xx-06-E-xx-xx-525-xxxx | Outdoor Luminaires | High Output | Parking Garage Luminaires | Standard | FALSE | [9 empty] | 12/17/2013 12:00:00 AM | Not Yet Verified | Not Yet Verified | Not Yet Verified | XPS*R06E-*C_ |  | 10774 | 106.673267326733 | 101 |  | 0.9 | 5700 | 70
P00000OJM | Cree, Inc. | Cree EDGE Parking Structure | PKG-EDG-5S-xx-02-E-xx-xx-700-40K-xxxx | Outdoor Luminaires | Low Output | Parking Garage Luminaires | Standard | FALSE | [9 empty] | 12/17/2013 12:00:00 AM | Not Yet Verified | Not Yet Verified | Not Yet Verified | XPS*R02E-*D7_ |  | 4273 | 85.46 | 50 |  | 0.9 | 4000 | 70
P00000OJQ | Cree, Inc. | Cree EDGE Parking Structure | PKG-EDG-5S-xx-04-E-xx-xx-525-40K-xxxx | Outdoor Luminaires | Mid Output | Parking Garage Luminaires | Standard | FALSE | [9 empty] | 12/17/2013 12:00:00 AM | Not Yet Verified | Not Yet Verified | Not Yet Verified | XPS*R04E-*C7_ |  | 6997 | 99.9571428571429 | 70 |  | 0.9 | 4000 | 70
P00000OJN | Cree, Inc. | Cree EDGE Parking Structure | PKG-EDG-5S-xx-02-E-xx-xx-700-xxxx | Outdoor Luminaires | Low Output | Parking Garage Luminaires | Standard | FALSE | [9 empty] | 12/17/2013 12:00:00 AM | Not Yet Verified | Not Yet Verified | Not Yet Verified | XPS*R02E-*D_ |  | 4437 | 88.74 | 50 |  | 0.9 | 5700 | 70
P00000OJI | Cree, Inc. | Cree EDGE Parking Structure | PKG-EDG-5M-xx-06-E-xx-xx-700-40K-xxxx | Outdoor Luminaires | High Output | Parking Garage Luminaires | Standard | FALSE | [9 empty] | 12/17/2013 12:00:00 AM | Not Yet Verified | Not Yet Verified | Not Yet Verified | XPS*506E-*D7_ |  | 11405 | 85.1119402985075 | 134 |  | 0.9 | 4000 | 70
P00000OJA | Cree, Inc. | Cree EDGE Parking Structure | PKG-EDG-5M-xx-04-E-xx-xx-525-40K-xxxx | Outdoor Luminaires | Mid Output | Parking Garage Luminaires | Standard | FALSE | [9 empty] | 12/17/2013 12:00:00 AM | Not Yet Verified | Not Yet Verified | Not Yet Verified | XPS*504E-*C7_ |  | 6297 | 89.9571428571429 | 70 |  | 0.9 | 4000 | 70
P00000OJY | Cree, Inc. | Cree EDGE Parking Structure | PKG-EDG-5S-xx-06-E-xx-xx-700-40K-xxxx | Outdoor Luminaires | High Output | Parking Garage Luminaires | Standard | FALSE | [9 empty] | 12/17/2013 12:00:00 AM | Not Yet Verified | Not Yet Verified | Not Yet Verified | XPS*R06E-*D7_ |  | 12672 | 94.5671641791045 | 134 |  | 0.9 | 4000 | 70
P00000OJB | Cree, Inc. | Cree EDGE Parking Structure | PKG-EDG-5M-xx-04-E-xx-xx-525-xxxx | Outdoor Luminaires | Mid Output | Parking Garage Luminaires | Standard | FALSE | [9 empty] | 12/17/2013 12:00:00 AM | Not Yet Verified | Not Yet Verified | Not Yet Verified | XPS*504E-*C_ |  | 6539 | 93.4142857142857 | 70 |  | 0.9 | 5700 | 70
P00000OJC | Cree, Inc. | Cree EDGE Parking Structure | PKG-EDG-5M-xx-04-E-xx-xx-700-40K-xxxx | Outdoor Luminaires | Mid Output | Parking Garage Luminaires | Standard | FALSE | [9 empty] | 12/17/2013 12:00:00 AM | Not Yet Verified | Not Yet Verified | Not Yet Verified | XPS*504E-*D7_ |  | 7691 | 83.5978260869565 | 92 |  | 0.9 | 4000 | 70
P00000OJW | Cree, Inc. | Cree EDGE Parking Structure | PKG-EDG-5S-xx-06-E-xx-xx-525-40K-xxxx | Outdoor Luminaires | High Output | Parking Garage Luminaires | Standard | FALSE | [9 empty] | 12/17/2013 12:00:00 AM | Not Yet Verified | Not Yet Verified | Not Yet Verified | XPS*R06E-*C7_ |  | 10375 | 102.722772277228 | 101 |  | 0.9 | 4000 | 70
P00000OJ7 | Cree, Inc. | Cree EDGE Parking Structure | PKG-EDG-5M-xx-02-E-xx-xx-350-xxxx | Outdoor Luminaires | Low Output | Parking Garage Luminaires | Standard | FALSE | [9 empty] | 12/17/2013 12:00:00 AM | Not Yet Verified | Not Yet Verified | Not Yet Verified | XPS*502E-*H_ |  | 2335 | 89.8076923076923 | 26 |  | 0.9 | 5700 | 70
P00000OJZ | Cree, Inc. | Cree EDGE Parking Structure | PKG-EDG-5S-xx-06-E-xx-xx-700-xxxx | Outdoor Luminaires | High Output | Parking Garage Luminaires | Standard | FALSE | [9 empty] | 12/17/2013 12:00:00 AM | Not Yet Verified | Not Yet Verified | Not Yet Verified | XPS*R06E-*D_ |  | 13160 | 98.2089552238806 | 134 |  | 0.9 | 5700 | 70
P00000OJT | Cree, Inc. | Cree EDGE Parking Structure | PKG-EDG-5S-xx-04-E-xx-xx-700-xxxx | Outdoor Luminaires | Mid Output | Parking Garage Luminaires | Standard | FALSE | [9 empty] | 12/17/2013 12:00:00 AM | Not Yet Verified | Not Yet Verified | Not Yet Verified | XPS*R04E-*D_ |  | 8874 | 96.4565217391304 | 92 |  | 0.9 | 5700 | 70
P00000OJO | Cree, Inc. | Cree EDGE Parking Structure | PKG-EDG-5S-xx-04-E-xx-xx-350-40K-xxxx | Outdoor Luminaires | Low Output | Parking Garage Luminaires | Standard | FALSE | [9 empty] | 12/17/2013 12:00:00 AM | Not Yet Verified | Not Yet Verified | Not Yet Verified | XPS*R04E-*H7_ |  | 4998 | 116.232558139535 | 43 |  | 0.9 | 4000 | 70
P00000OJ9 | Cree, Inc. | Cree EDGE Parking Structure | PKG-EDG-5M-xx-04-E-xx-xx-350-xxxx | Outdoor Luminaires | Low Output | Parking Garage Luminaires | Standard | FALSE | [9 empty] | 12/17/2013 12:00:00 AM | Not Yet Verified | Not Yet Verified | Not Yet Verified | XPS*504E-*H_ |  | 4671 | 108.627906976744 | 43 |  | 0.9 | 5700 | 70
P00000OJD | Cree, Inc. | Cree EDGE Parking Structure | PKG-EDG-5M-xx-04-E-xx-xx-700-xxxx | Outdoor Luminaires | Mid Output | Parking Garage Luminaires | Standard | FALSE | [9 empty] | 12/17/2013 12:00:00 AM | Not Yet Verified | Not Yet Verified | Not Yet Verified | XPS*504E-*D_ |  | 7987 | 86.8152173913043 | 92 |  | 0.9 | 5700 | 70
P00000OJG | Cree, Inc. | Cree EDGE Parking Structure | PKG-EDG-5M-xx-06-E-xx-xx-525-40K-xxxx | Outdoor Luminaires | Mid Output | Parking Garage Luminaires | Standard | FALSE | [9 empty] | 12/17/2013 12:00:00 AM | Not Yet Verified | Not Yet Verified | Not Yet Verified | XPS*506E-*C7_ |  | 9338 | 92.4554455445545 | 101 |  | 0.9 | 4000 | 70
P00000OJH | Cree, Inc. | Cree EDGE Parking Structure | PKG-EDG-5M-xx-06-E-xx-xx-525-xxxx | Outdoor Luminaires | Mid Output | Parking Garage Luminaires | Standard | FALSE | [9 empty] | 12/17/2013 12:00:00 AM | Not Yet Verified | Not Yet Verified | Not Yet Verified | XPS*506E-*C_ |  | 9697 | 96.009900990099 | 101 |  | 0.9 | 5700 | 70
P00000QNX | Cree, Inc. | E-conolight | E-CP2L07CW | Outdoor Luminaires | Mid Output | Parking Garage Luminaires | Standard | TRUE | 7249.99 | 100 | 72.15 | 10 | 0.93 | 4660 | 72 | 5 | 100000 | 5/30/2014 12:00:00 AM | Not Yet Verified | Not Yet Verified | Not Yet Verified |  | 2.1 | 7250 | 100 | 72
P00000QOA | Cree, Inc. | E-conolight | E-RC2L04CW | Outdoor Luminaires | Low Output | Parking Garage Luminaires | Standard | TRUE | 4119 | 100.88 | 40.83 | 10.8 | 0.9598 | 4697 | 73 | 5 | 100000 | 8/26/2014 12:00:00 AM | Not Yet Verified | Not Yet Verified | Not Yet Verified |  | 1.7 | 4119 | 101 | 41 |  | 0.9 | 5000 | 70
P1NXQAHJ | Cree, Inc. | E-conolight | E-CC6L06C(*) | Outdoor Luminaires | Mid Output | Parking Garage Luminaires | Standard | TRUE | 6303.1 | 95.3 | 66.11 | 16.05 | 0.927 | 4847 | 74 | 5 | 50000 | 7/8/2015 12:00:00 AM | Not Dimmable | Not Dimmable | Not Yet Verified |  | 2.1 | 6300 | 94.03 | 67 | 20 | 0.9 | 5000 | 74
PHJJFPJN | Cree, Inc. | E-conolight | E-CC6L06N(*) | Outdoor Luminaires | Mid Output | Parking Garage Luminaires | Standard | FALSE | [9 empty] | 7/8/2015 12:00:00 AM | Not Dimmable | Not Dimmable | Not Yet Verified |  |  | 6600 | 98.5 | 67 | 20 | 0.9 | 4000 | 74
PMWR28Q9 | Cree, Inc. | Cree IG Series | IG-NM-5S-J-40K-xx-xx-xxx | Outdoor Luminaires | Mid Output | Parking Garage Luminaires | Standard | TRUE | 7276.1 | 112.35 | 65.03 | 11.24 | 0.962 | 4016 | 84 | 5 | 50000 | 10/19/2015 12:00:00 AM | Dimmable | Continuous Below 10 | No |  | 3 | 7500 | 115.4 | 65 | 20 | 0.9 | 4000 | 80
PZH6W157 | Cree, Inc. | Cree IG Series | IG-NM-5S-J-57K-xx-xx-PML | Outdoor Luminaires | Mid Output | Parking Garage Luminaires | Standard | FALSE | [9 empty] | 10/19/2015 12:00:00 AM | Dimmable | Stepped | Yes |  |  | 7500 | 115.4 | 65 | 20 | 0.9 | 5700 | 80
P3UC6DQA | Cree, Inc. | Cree IG Series | IG-NM-5S-J-57K-xx-xx-xxx | Outdoor Luminaires | Mid Output | Parking Garage Luminaires | Standard | FALSE | [9 empty] | 10/19/2015 12:00:00 AM | Dimmable | Continuous Below 10 | No |  |  | 7500 | 115.4 | 65 | 20 | 0.9 | 5700 | 80
P14K7FYA | Cree, Inc. | Cree IG Series | IG-NM-5S-J-40K-xx-xx-PML | Outdoor Luminaires | Mid Output | Parking Garage Luminaires | Standard | FALSE | [9 empty] | 10/19/2015 12:00:00 AM | Dimmable | Stepped | Yes |  |  | 7500 | 115.4 | 65 | 20 | 0.9 | 4000 | 80
PVXRJGTN | Cree, Inc. | Cree IG Series | IG-NM-5S-A-40K-xx-xx-xxx | Outdoor Luminaires | Low Output | Parking Garage Luminaires | Standard | TRUE | 3683.2 | 115.28 | 31.95 | 14.21 | 0.944 | 4098 | 85 | 5 | 50000 | 10/19/2015 12:00:00 AM | Dimmable | Continuous Below 10 | No |  | 3 | 3910 | 118.5 | 33 | 20 | 0.9 | 4000 | 80
PS6C6FM1 | Cree, Inc. | Cree IG Series | IG-NM-5S-A-40K-xx-xx-PML | Outdoor Luminaires | Low Output | Parking Garage Luminaires | Standard | FALSE | [9 empty] | 10/19/2015 12:00:00 AM | Dimmable | Stepped | Yes |  |  | 3910 | 118.5 | 33 | 20 | 0.9 | 4000 | 80
PN3WT3DX | Cree, Inc. | Cree IG Series | IG-NM-5S-A-57K-xx-xx-PML | Outdoor Luminaires | Low Output | Parking Garage Luminaires | Standard | FALSE | [9 empty] | 10/19/2015 12:00:00 AM | Dimmable | Stepped | Yes |  |  | 3910 | 118.5 | 33 | 20 | 0.9 | 5700 | 80
P3J6C8ZU | Cree, Inc. | Cree IG Series | IG-NM-5S-A-57K-xx-xx-xxx | Outdoor Luminaires | Low Output | Parking Garage Luminaires | Standard | FALSE | [9 empty] | 10/19/2015 12:00:00 AM | Dimmable | Continuous Below 10 | No |  |  | 3910 | 118.5 | 33 | 20 | 0.9 | 5700 | 80
PJSXGSPQG | Crystal Lighting Corporation | Crystal Lighting Corporation | LG-CLW-3034-30CLED-50-120-277V-XX-XXX [Excludes GS Options] | Outdoor Luminaires | Low Output | Parking Garage Luminaires | Standard | TRUE | 2374.19 | 82 | 28.94 | 13 | 0.89 | 5348 | 75 | 5 | 60000 | 9/30/2014 12:00:00 AM | Not Yet Verified | Not Yet Verified | Not Yet Verified |  | 2.1 |  |  | 30 | 20 | 0.9 | 5000 | 70
P00001GL0 | Crystal Lighting Corporation | Crystal Lighting Corporation | LG-CLW-3034-60CLED-50-120-277V-XX-XXX [Excludes GS Options] | Outdoor Luminaires | Low Output | Parking Garage Luminaires | Standard | TRUE | 4942.11 | 77 | 64.36 | 10 | 0.94 | 5348 | 75 | 5 | 60000 | 8/27/2014 12:00:00 AM | Not Yet Verified | Not Yet Verified | Not Yet Verified |  | 2.1 |  |  | 60 |  | 0.98 | 5000 | 70
P4Q2CKU3H | Crystal Lighting Corporation | Crystal Lighting Corporation | LG-CLW-3034-50CLED-50-120-277V-XX-XXX [Excludes GS Options] | Outdoor Luminaires | Low Output | Parking Garage Luminaires | Standard | FALSE | [9 empty] | 9/30/2014 12:00:00 AM | Not Yet Verified | Not Yet Verified | Not Yet Verified |  |  | 4559 | 105 | 50 | 20 | 0.9 | 5000 | 70
P6HDZ2775 | Crystal Lighting Corporation | Crystal Lighting Corporation | LG-CLW-3034-40CLED-50-120-277V-XX-XXX [Excludes GS Options] | Outdoor Luminaires | Mid Output | Parking Garage Luminaires | Standard | FALSE | [9 empty] | 9/30/2014 12:00:00 AM | Not Yet Verified | Not Yet Verified | Not Yet Verified |  |  | 5565 | 105 | 40 | 20 | 0.9 | 5000 | 70
P8F9V1EU | Crystal Lighting Corporation | Crystal Lighting Corporation | CLC-CUATRO-55LED | Outdoor Luminaires | Low Output | Parking Garage Luminaires | Standard | TRUE | 4309.79 | 78 | 55.14 | 16 | 0.96 | 5100 | 67.2 | 5 |  | 5/4/2015 12:00:00 AM | Not Yet Verified | Not Yet Verified | Not Yet Verified | Only qualified at 20° setting | 2.1 | 4000 | 74 | 54 |  |  | 5000 | 70
PDVHHUCJ | Crystal Lighting Corporation | Crystal Lighting Corporation | CLC-365SM-105LED | Outdoor Luminaires | Mid Output | Parking Garage Luminaires | Standard | TRUE | 8178.22 | 78 | 105 | 21 | 0.88 | 4952 | 70 | 5 |  | 5/4/2015 12:00:00 AM | Not Yet Verified | Not Yet Verified | Not Yet Verified |  | 2.1 | 8178 | 77.9 | 105 | 21 | 0.9 | 5000 | 70
P6B4E2NF | Crystal Lighting Corporation | Crystal Lighting Corporation | CLC-365SM-156LED | Outdoor Luminaires | High Output | Parking Garage Luminaires | Standard | FALSE | [9 empty] | 5/4/2015 12:00:00 AM | Not Yet Verified | Not Yet Verified | Not Yet Verified |  |  | 12267 | 78.6 | 156 | 15 | 0.94 | 5000 | 70
PPKPT1KU | Cyber Tech Lighting Inc. | Eco-Star | LWP45CPF-D/840 | Outdoor Luminaires | Low Output | Parking Garage Luminaires | Standard | TRUE | 4101.1 | 90.19 | 45.47 | 18.62 | 0.9132 | 3958 | 73.5 | 5 | 50000 | 9/30/2016 12:00:00 AM | Not Dimmable | Not Dimmable | Yes |  | 3.1 | 4100 | 91 | 45 | 14 | 0.9 | 4000 | 70
PXTQ8VQG | Cyber Tech Lighting Inc. | Eco-Star | LWP45CPF-D/850 | Outdoor Luminaires | Low Output | Parking Garage Luminaires | Standard | FALSE | [9 empty] | 9/30/2016 12:00:00 AM | Dimmable | Continuous Below 10 | Yes |  |  | 4200 | 93 | 45 | 14 | 0.9 | 5000 | 70
PRP79PGA | Cyber Tech Lighting Inc. | Eco-Star | LWP65CPF-D/840 | Outdoor Luminaires | Mid Output | Parking Garage Luminaires | Standard | TRUE | 6458 | 101.1 | 63.88 | 11.32 | 0.9239 | 3917 | 75 | 5 | 50000 | 10/5/2016 12:00:00 AM | Dimmable | Continuous Above 10 | No |  | 4 | 6500 | 100 | 65 | 11.32 | 0.9 | 4000 | 70
P1ZGT46Q | Cyber Tech Lighting Inc. | Eco-Star | LWP65CPF-D/850 | Outdoor Luminaires | Mid Output | Parking Garage Luminaires | Standard | FALSE | [9 empty] | 10/5/2016 12:00:00 AM | Dimmable | Continuous Above 10 | No |  |  | 6600 | 101 | 65 | 11.32 | 0.9 | 5000 | 70
P00000PMA | Dalian Golden Sanwei Technology Co., Ltd. | Thermalway | SW-MZ50RNA | Outdoor Luminaires | Low Output | Parking Garage Luminaires | Standard | TRUE | 4091.8 | 83.2 | 49.19 | 17.15 | 0.872 | 3038 | 73.4 | 10 | 50000 | 12/18/2013 12:00:00 AM | Not Yet Verified | Not Yet Verified | Not Yet Verified |  | 2.1 |  |  | 50 |  | 0.9 | 3000
P00000PMB | Dalian Golden Sanwei Technology Co., Ltd. | Thermalway | SW-MZ50RBA | Outdoor Luminaires | Low Output | Parking Garage Luminaires | Standard | FALSE | [9 empty] | 12/18/2013 12:00:00 AM | Not Yet Verified | Not Yet Verified | Not Yet Verified |  |  | 3500 | 80 | 50 |  | 0.9 | 3500 | 70
P00000PMC | Dalian Golden Sanwei Technology Co., Ltd. | Thermalway | SW-MZ50RLA | Outdoor Luminaires | Low Output | Parking Garage Luminaires | Standard | FALSE | [9 empty] | 12/18/2013 12:00:00 AM | Not Yet Verified | Not Yet Verified | Not Yet Verified |  |  | 3500 | 80 | 50 |  | 0.9 | 4000 | 70
P00000PMD | Dalian Golden Sanwei Technology Co., Ltd. | Thermalway | SW-MZ50RYA | Outdoor Luminaires | Low Output | Parking Garage Luminaires | Standard | FALSE | [9 empty] | 12/18/2013 12:00:00 AM | Not Yet Verified | Not Yet Verified | Not Yet Verified |  |  | 4000 | 85 | 50 |  | 0.9 | 4500 | 70
P00000PME | Dalian Golden Sanwei Technology Co., Ltd. | Thermalway | SW-MZ50RZA | Outdoor Luminaires | Low Output | Parking Garage Luminaires | Standard | FALSE | [9 empty] | 12/18/2013 12:00:00 AM | Not Yet Verified | Not Yet Verified | Not Yet Verified |  |  | 4500 | 90 | 50 |  | 0.9 | 5000 | 70
P00000PMF | Dalian Golden Sanwei Technology Co., Ltd. | Thermalway | SW-MZ50RQA | Outdoor Luminaires | Low Output | Parking Garage Luminaires | Standard | FALSE | [9 empty] | 12/18/2013 12:00:00 AM | Not Yet Verified | Not Yet Verified | Not Yet Verified |  |  | 4500 | 90 | 50 |  | 0.9 | 5700 | 70
P00000PMG | Dalian Golden Sanwei Technology Co., Ltd. | Thermalway | SW-MZ75RNA | Outdoor Luminaires | Mid Output | Parking Garage Luminaires | Standard | TRUE | 6284.1 | 85.5 | 73.49 | 17.68 | 0.89 | 3027 | 73.3 | 10 | 50000 | 12/18/2013 12:00:00 AM | Not Yet Verified | Not Yet Verified | Not Yet Verified |  | 2.1 |  |  | 75 |  | 0.9 | 3000
P00000PMJ | Dalian Golden Sanwei Technology Co., Ltd. | Thermalway | SW-MZ75RYA | Outdoor Luminaires | Mid Output | Parking Garage Luminaires | Standard | FALSE | [9 empty] | 12/18/2013 12:00:00 AM | Not Yet Verified | Not Yet Verified | Not Yet Verified |  |  | 5700 | 85 | 75 |  | 0.9 | 4500 | 70
P00000PML | Dalian Golden Sanwei Technology Co., Ltd. | Thermalway | SW-MZ75RQA | Outdoor Luminaires | Mid Output | Parking Garage Luminaires | Standard | FALSE | [9 empty] | 12/18/2013 12:00:00 AM | Not Yet Verified | Not Yet Verified | Not Yet Verified |  |  | 6500 | 90 | 75 |  | 0.9 | 5700 | 70
P00000PMI | Dalian Golden Sanwei Technology Co., Ltd. | Thermalway | SW-MZ75RLA | Outdoor Luminaires | Mid Output | Parking Garage Luminaires | Standard | FALSE | [9 empty] | 12/18/2013 12:00:00 AM | Not Yet Verified | Not Yet Verified | Not Yet Verified |  |  | 5200 | 80 | 75 |  | 0.9 | 4000 | 70
P00000PMK | Dalian Golden Sanwei Technology Co., Ltd. | Thermalway | SW-MZ75RZA | Outdoor Luminaires | Mid Output | Parking Garage Luminaires | Standard | FALSE | [9 empty] | 12/18/2013 12:00:00 AM | Not Yet Verified | Not Yet Verified | Not Yet Verified |  |  | 6500 | 90 | 75 |  | 0.9 | 5000 | 70
P00000PMH | Dalian Golden Sanwei Technology Co., Ltd. | Thermalway | SW-MZ75RBA | Outdoor Luminaires | Mid Output | Parking Garage Luminaires | Standard | FALSE | [9 empty] | 12/18/2013 12:00:00 AM | Not Yet Verified | Not Yet Verified | Not Yet Verified |  |  | 5000 | 80 | 75 |  | 0.9 | 3500 | 70
P55ZM63A | Damar | DAMAR | 38707A | Outdoor Luminaires | Low Output | Parking Garage Luminaires | Premium | TRUE | 3238.39 | 112.37 | 28.82 | 10.15 | 0.996 | 4125 | 85.6 | 5 | 50000 | 4/25/2016 12:00:00 AM | Dimmable | Continuous Above 10 | No |  | 3.1 | 3238.39 | 112.37 | 28.82 | 10.15 | 0.996 | 4125 | 85.6
PZ6FN1XH | Damar | Damar | 32173D | Outdoor Luminaires | Low Output | Parking Garage Luminaires | Standard | TRUE | 4948.39 | 80.79 | 61.25 | 14.32 | 0.929 | 4106 | 86.2 | 5 | 50000 | 11/3/2014 12:00:00 AM | Not Yet Verified | Not Yet Verified | Not Yet Verified |  | 2.1 | 4948.38 | 80.79 | 61.25 | 14 | 0.93 | 4000 | 86.2
PNQMRA3B | Damar | Damar | 32173B | Outdoor Luminaires | Low Output | Parking Garage Luminaires | Standard | FALSE | [9 empty] | 11/3/2014 12:00:00 AM | Not Yet Verified | Not Yet Verified | Not Yet Verified |  |  | 4948.38 | 80.786 | 61.25 | 14.32 | 0.929 | 5000 | 86.2
PXF1Z249 | Damar | DAMAR | 32173E | Outdoor Luminaires | Low Output | Parking Garage Luminaires | Standard | TRUE | 4948.39 | 80.786 | 61.25 | 14.32 | 0.929 | 4106 | 86.2 | 5 | 50000 | 7/21/2015 12:00:00 AM | Not Yet Verified | Not Yet Verified | Not Yet Verified |  | 2.1 | 4948.39 | 80.79 | 61.25 | 20 | 0.9 | 4000 | 86
PK7W4ZX9 | Damar | DAMAR | 32173F | Outdoor Luminaires | Low Output | Parking Garage Luminaires | Standard | FALSE | [9 empty] | 7/21/2015 12:00:00 AM | Not Yet Verified | Not Yet Verified | Not Yet Verified |  |  | 4948.39 | 80.79 | 61.25 | 20 | 0.9 | 5000 | 86
PCBZFPTH | Damar | DAMAR | 38700A | Outdoor Luminaires | Mid Output | Parking Garage Luminaires | Standard | TRUE | 5236.74 | 82.14 | 63.76 | 14.4 | 0.947 | 4209 | 75.6 | 5 | 50000 | 12/11/2015 12:00:00 AM | Not Yet Verified | Not Yet Verified | Not Yet Verified |  | 2.1 | 5236.74 | 82.14 | 63.76 | 14.4 | 0.947 | 4000 | 75.6
P00001FWX | DayLight Technology USA | DayLight Technology USA | DL-P-30W | Outdoor Luminaires | Low Output | Parking Garage Luminaires | Standard | TRUE | 3253 | 103.2 | 31.52 | 7.82 | 0.986 | 5423 | 69.2 | 5 |  | 9/30/2013 12:00:00 AM | Not Yet Verified | Not Yet Verified | Not Yet Verified | 120V only | 2 | 3313 | 105.4 | 31.44 |  | 0.986 | 5423 | 69
P00001FWY | DayLight Technology USA | DayLight Technology USA | DL-P-300W | Outdoor Luminaires | High Output | Parking Garage Luminaires | Standard | TRUE | 28248 | 94.25 | 299.7 | 4.55 | 0.998 | 5482 | 70.9 | 5 |  | 9/30/2013 12:00:00 AM | Not Yet Verified | Not Yet Verified | Not Yet Verified | 120V only | 2 | 28957 | 96.98 | 299.7 |  | 0.998 | 5482 | 71
P00001FX1 | DayLight Technology USA | DayLight Technology USA | DL-P-60W | Outdoor Luminaires | Mid Output | Parking Garage Luminaires | Standard | FALSE | [9 empty] | 9/30/2013 12:00:00 AM | Not Yet Verified | Not Yet Verified | Not Yet Verified |  |  | 6403 | 104.47 | 61.29 |  | 0.987 | 5429.6 | 69.2
P00001FX7 | DayLight Technology USA | DayLight Technology USA | DL-P-120W | Outdoor Luminaires | High Output | Parking Garage Luminaires | Standard | FALSE | [9 empty] | 9/30/2013 12:00:00 AM | Not Yet Verified | Not Yet Verified | Not Yet Verified |  |  | 12415 | 102.61 | 120.99 |  | 0.99 | 5442.7 | 69.7
P00001FXB | DayLight Technology USA | DayLight Technology USA | DL-P-160W | Outdoor Luminaires | High Output | Parking Garage Luminaires | Standard | FALSE | [9 empty] | 9/30/2013 12:00:00 AM | Not Yet Verified | Not Yet Verified | Not Yet Verified |  |  | 16299 | 101.37 | 160.79 |  | 0.992 | 5451.4 | 70
P00001FXD | DayLight Technology USA | DayLight Technology USA | DL-P-180W | Outdoor Luminaires | High Output | Parking Garage Luminaires | Standard | FALSE | [9 empty] | 9/30/2013 12:00:00 AM | Not Yet Verified | Not Yet Verified | Not Yet Verified |  |  | 18205 | 100.75 | 180.69 |  | 0.993 | 5455.8 | 70.1
P00001FXJ | DayLight Technology USA | DayLight Technology USA | DL-P-240W | Outdoor Luminaires | High Output | Parking Garage Luminaires | Standard | FALSE | [9 empty] | 9/30/2013 12:00:00 AM | Not Yet Verified | Not Yet Verified | Not Yet Verified |  |  | 23772 | 98.89 | 240.39 |  | 0.995 | 5468.9 | 70.6
P00001FXA | DayLight Technology USA | DayLight Technology USA | DL-P-150W | Outdoor Luminaires | High Output | Parking Garage Luminaires | Standard | FALSE | [9 empty] | 9/30/2013 12:00:00 AM | Not Yet Verified | Not Yet Verified | Not Yet Verified |  |  | 15337 | 101.68 | 150.84 |  | 0.991 | 5449.2 | 69.9
P00001FXO | DayLight Technology USA | DayLight Technology USA | DL-P-290W | Outdoor Luminaires | High Output | Parking Garage Luminaires | Standard | FALSE | [9 empty] | 9/30/2013 12:00:00 AM | Not Yet Verified | Not Yet Verified | Not Yet Verified |  |  | 28242 | 97.34 | 290.14 |  | 0.997 | 5479.8 | 70.9
P00001FX5 | DayLight Technology USA | DayLight Technology USA | DL-P-100W | Outdoor Luminaires | High Output | Parking Garage Luminaires | Standard | FALSE | [9 empty] | 9/30/2013 12:00:00 AM | Not Yet Verified | Not Yet Verified | Not Yet Verified |  |  | 10436 | 103.23 | 101.09 |  | 0.989 | 5438.3 | 69.5
P00001FXG | DayLight Technology USA | DayLight Technology USA | DL-P-210W | Outdoor Luminaires | High Output | Parking Garage Luminaires | Standard | FALSE | [9 empty] | 9/30/2013 12:00:00 AM | Not Yet Verified | Not Yet Verified | Not Yet Verified |  |  | 21016 | 99.82 | 210.54 |  | 0.994 | 5462.3 | 70.3
P00001FXC | DayLight Technology USA | DayLight Technology USA | DL-P-170W | Outdoor Luminaires | High Output | Parking Garage Luminaires | Standard | FALSE | [9 empty] | 9/30/2013 12:00:00 AM | Not Yet Verified | Not Yet Verified | Not Yet Verified |  |  | 17255 | 101.06 | 170.74 |  | 0.992 | 5453.6 | 70
P00001FXE | DayLight Technology USA | DayLight Technology USA | DL-P-190W | Outdoor Luminaires | High Output | Parking Garage Luminaires | Standard | FALSE | [9 empty] | 9/30/2013 12:00:00 AM | Not Yet Verified | Not Yet Verified | Not Yet Verified |  |  | 19148 | 100.44 | 190.64 |  | 0.993 | 5458 | 70.2
P00001FXL | DayLight Technology USA | DayLight Technology USA | DL-P-260W | Outdoor Luminaires | High Output | Parking Garage Luminaires | Standard | FALSE | [9 empty] | 9/30/2013 12:00:00 AM | Not Yet Verified | Not Yet Verified | Not Yet Verified |  |  | 25579 | 98.27 | 260.29 |  | 0.996 | 5473.3 | 70.7
P00001FX6 | DayLight Technology USA | DayLight Technology USA | DL-P-110W | Outdoor Luminaires | High Output | Parking Garage Luminaires | Standard | FALSE | [9 empty] | 9/30/2013 12:00:00 AM | Not Yet Verified | Not Yet Verified | Not Yet Verified |  |  | 11428 | 102.92 | 111.04 |  | 0.99 | 5440.5 | 69.6
P00001FXI | DayLight Technology USA | DayLight Technology USA | DL-P-230W | Outdoor Luminaires | High Output | Parking Garage Luminaires | Standard | FALSE | [9 empty] | 9/30/2013 12:00:00 AM | Not Yet Verified | Not Yet Verified | Not Yet Verified |  |  | 22860 | 99.2 | 230.44 |  | 0.995 | 5466.7 | 70.5
P00001FX9 | DayLight Technology USA | DayLight Technology USA | DL-P-140W | Outdoor Luminaires | High Output | Parking Garage Luminaires | Standard | FALSE | [9 empty] | 9/30/2013 12:00:00 AM | Not Yet Verified | Not Yet Verified | Not Yet Verified |  |  | 14369 | 101.99 | 140.89 |  | 0.991 | 5447 | 69.8
P00001FWZ | DayLight Technology USA | DayLight Technology USA | DL-P-40W | Outdoor Luminaires | Low Output | Parking Garage Luminaires | Standard | FALSE | [9 empty] | 9/30/2013 12:00:00 AM | Not Yet Verified | Not Yet Verified | Not Yet Verified |  |  | 4350 | 105.09 | 41.39 |  | 0.986 | 5425.2 | 69.1
P00001FXH | DayLight Technology USA | DayLight Technology USA | DL-P-220W | Outdoor Luminaires | High Output | Parking Garage Luminaires | Standard | FALSE | [9 empty] | 9/30/2013 12:00:00 AM | Not Yet Verified | Not Yet Verified | Not Yet Verified |  |  | 21941 | 99.51 | 220.49 |  | 0.994 | 5464.5 | 70.4
P00001FX2 | DayLight Technology USA | DayLight Technology USA | DL-P-70W | Outdoor Luminaires | Mid Output | Parking Garage Luminaires | Standard | FALSE | [9 empty] | 9/30/2013 12:00:00 AM | Not Yet Verified | Not Yet Verified | Not Yet Verified |  |  | 7420 | 104.16 | 71.24 |  | 0.988 | 5431.7 | 69.3
P00001FXF | DayLight Technology USA | DayLight Technology USA | DL-P-200W | Outdoor Luminaires | High Output | Parking Garage Luminaires | Standard | FALSE | [9 empty] | 9/30/2013 12:00:00 AM | Not Yet Verified | Not Yet Verified | Not Yet Verified |  |  | 20085 | 100.13 | 200.59 |  | 0.993 | 5460.1 | 70.3
P00001FX0 | DayLight Technology USA | DayLight Technology USA | DL-P-50W | Outdoor Luminaires | Mid Output | Parking Garage Luminaires | Standard | FALSE | [9 empty] | 9/30/2013 12:00:00 AM | Not Yet Verified | Not Yet Verified | Not Yet Verified |  |  | 5379 | 104.78 | 51.34 |  | 0.987 | 5427.4 | 69.1
P00001FX3 | DayLight Technology USA | DayLight Technology USA | DL-P-80W | Outdoor Luminaires | Mid Output | Parking Garage Luminaires | Standard | FALSE | [9 empty] | 9/30/2013 12:00:00 AM | Not Yet Verified | Not Yet Verified | Not Yet Verified |  |  | 8432 | 103.85 | 81.19 |  | 0.988 | 5433.9 | 69.4
P00001FX4 | DayLight Technology USA | DayLight Technology USA | DL-P-90W | Outdoor Luminaires | Mid Output | Parking Garage Luminaires | Standard | FALSE | [9 empty] | 9/30/2013 12:00:00 AM | Not Yet Verified | Not Yet Verified | Not Yet Verified |  |  | 9437 | 103.54 | 91.14 |  | 0.989 | 5436.1 | 69.4
P00001FX8 | DayLight Technology USA | DayLight Technology USA | DL-P-130W | Outdoor Luminaires | High Output | Parking Garage Luminaires | Standard | FALSE | [9 empty] | 9/30/2013 12:00:00 AM | Not Yet Verified | Not Yet Verified | Not Yet Verified |  |  | 13395 | 102.3 | 130.94 |  | 0.99 | 5444.9 | 69.7
P00001FXK | DayLight Technology USA | DayLight Technology USA | DL-P-250W | Outdoor Luminaires | High Output | Parking Garage Luminaires | Standard | FALSE | [9 empty] | 9/30/2013 12:00:00 AM | Not Yet Verified | Not Yet Verified | Not Yet Verified |  |  | 24679 | 98.58 | 250.34 |  | 0.996 | 5471.1 | 70.6
P00001FXM | DayLight Technology USA | DayLight Technology USA | DL-P-270W | Outdoor Luminaires | High Output | Parking Garage Luminaires | Standard | FALSE | [9 empty] | 9/30/2013 12:00:00 AM | Not Yet Verified | Not Yet Verified | Not Yet Verified |  |  | 26473 | 97.96 | 270.24 |  | 0.997 | 5475.4 | 70.8
P00001FXN | DayLight Technology USA | DayLight Technology USA | DL-P-280W | Outdoor Luminaires | High Output | Parking Garage Luminaires | Standard | FALSE | [9 empty] | 9/30/2013 12:00:00 AM | Not Yet Verified | Not Yet Verified | Not Yet Verified |  |  | 27361 | 97.65 | 280.19 |  | 0.997 | 5477.6 | 70.9
P00001FYJ | DayLight Technology USA | Daylight Technology USA | DL-300W-C | Outdoor Luminaires | High Output | Parking Garage Luminaires | Standard | TRUE | 28957 | 96.98 | 298.6 | 9.18 | 0.965 | 5482 | 70.9 | 5 |  | 9/30/2013 12:00:00 AM | Not Yet Verified | Not Yet Verified | Not Yet Verified |  | 2.1
P00001FYK | DayLight Technology USA | Daylight Technology USA | DL-30W-C | Outdoor Luminaires | Low Output | Parking Garage Luminaires | Standard | TRUE | 3253 | 103.2 | 31.52 | 10.88 | 0.986 | 5423 | 69.2 | 5 |  | 9/30/2013 12:00:00 AM | Not Yet Verified | Not Yet Verified | Not Yet Verified |  | 2.1
P00001FZ0 | DayLight Technology USA | Daylight Technology USA | DL-190w-C | Outdoor Luminaires | High Output | Parking Garage Luminaires | Standard | FALSE | [9 empty] | 9/30/2013 12:00:00 AM | Not Yet Verified | Not Yet Verified | Not Yet Verified |  |  | 19147.88 | 100.44 | 190.64 | 5.9 | 0.99304 | 5457.96 | 70.18
P00001FYM | DayLight Technology USA | Daylight Technology USA | DL-50w-C | Outdoor Luminaires | Mid Output | Parking Garage Luminaires | Standard | FALSE | [9 empty] | 9/30/2013 12:00:00 AM | Not Yet Verified | Not Yet Verified | Not Yet Verified |  |  | 5379.41 | 104.78 | 51.34 | 7.58 | 0.98688 | 5427.37 | 69.15
P00001FYN | DayLight Technology USA | Daylight Technology USA | DL-60w-C | Outdoor Luminaires | Mid Output | Parking Garage Luminaires | Standard | FALSE | [9 empty] | 9/30/2013 12:00:00 AM | Not Yet Verified | Not Yet Verified | Not Yet Verified |  |  | 6402.97 | 104.47 | 61.29 | 7.46 | 0.98732 | 5429.56 | 69.22
P00001FZ2 | DayLight Technology USA | Daylight Technology USA | DL-210w-C | Outdoor Luminaires | High Output | Parking Garage Luminaires | Standard | FALSE | [9 empty] | 9/30/2013 12:00:00 AM | Not Yet Verified | Not Yet Verified | Not Yet Verified |  |  | 21016.1 | 99.82 | 210.54 | 5.66 | 0.99392 | 5462.33 | 70.33
P00001FYW | DayLight Technology USA | Daylight Technology USA | DL-150w-C | Outdoor Luminaires | High Output | Parking Garage Luminaires | Standard | FALSE | [9 empty] | 9/30/2013 12:00:00 AM | Not Yet Verified | Not Yet Verified | Not Yet Verified |  |  | 15337.41 | 101.68 | 150.84 | 6.38 | 0.99128 | 5449.22 | 69.89
P00001FYX | DayLight Technology USA | Daylight Technology USA | DL-160w-C | Outdoor Luminaires | High Output | Parking Garage Luminaires | Standard | FALSE | [9 empty] | 9/30/2013 12:00:00 AM | Not Yet Verified | Not Yet Verified | Not Yet Verified |  |  | 16299.28 | 101.37 | 160.79 | 6.26 | 0.99172 | 5451.41 | 69.96
P00001FYZ | DayLight Technology USA | Daylight Technology USA | DL-180w-C | Outdoor Luminaires | High Output | Parking Garage Luminaires | Standard | FALSE | [9 empty] | 9/30/2013 12:00:00 AM | Not Yet Verified | Not Yet Verified | Not Yet Verified |  |  | 18204.52 | 100.75 | 180.69 | 6.02 | 0.9926 | 5455.78 | 70.11
P00001FZ4 | DayLight Technology USA | Daylight Technology USA | DL-230w-C | Outdoor Luminaires | High Output | Parking Garage Luminaires | Standard | FALSE | [9 empty] | 9/30/2013 12:00:00 AM | Not Yet Verified | Not Yet Verified | Not Yet Verified |  |  | 22859.65 | 99.2 | 230.44 | 5.42 | 0.9948 | 5466.7 | 70.48
P00001FZ9 | DayLight Technology USA | Daylight Technology USA | DL-280w-C | Outdoor Luminaires | High Output | Parking Garage Luminaires | Standard | FALSE | [9 empty] | 9/30/2013 12:00:00 AM | Not Yet Verified | Not Yet Verified | Not Yet Verified |  |  | 27360.55 | 97.6499999999999 | 280.19 | 4.82 | 0.997 | 5477.63 | 70.85
P00001FYL | DayLight Technology USA | Daylight Technology USA | DL-40w-C | Outdoor Luminaires | Low Output | Parking Garage Luminaires | Standard | FALSE | [9 empty] | 9/30/2013 12:00:00 AM | Not Yet Verified | Not Yet Verified | Not Yet Verified |  |  | 4349.68 | 105.09 | 41.39 | 7.7 | 0.98644 | 5425.19 | 69.07
P00001FYV | DayLight Technology USA | Daylight Technology USA | DL-140w-C | Outdoor Luminaires | High Output | Parking Garage Luminaires | Standard | FALSE | [9 empty] | 9/30/2013 12:00:00 AM | Not Yet Verified | Not Yet Verified | Not Yet Verified |  |  | 14369.37 | 101.99 | 140.89 | 6.5 | 0.99084 | 5447.04 | 69.81
P00001FZ3 | DayLight Technology USA | Daylight Technology USA | DL-220w-C | Outdoor Luminaires | High Output | Parking Garage Luminaires | Standard | FALSE | [9 empty] | 9/30/2013 12:00:00 AM | Not Yet Verified | Not Yet Verified | Not Yet Verified |  |  | 21940.96 | 99.51 | 220.49 | 5.54 | 0.99436 | 5464.52 | 70.41
P00001FZ1 | DayLight Technology USA | Daylight Technology USA | DL-200w-C | Outdoor Luminaires | High Output | Parking Garage Luminaires | Standard | FALSE | [9 empty] | 9/30/2013 12:00:00 AM | Not Yet Verified | Not Yet Verified | Not Yet Verified |  |  | 20085.08 | 100.13 | 200.59 | 5.78 | 0.99348 | 5460.15 | 70.26
P00001FYO | DayLight Technology USA | Daylight Technology USA | DL-70w-C | Outdoor Luminaires | Mid Output | Parking Garage Luminaires | Standard | FALSE | [9 empty] | 9/30/2013 12:00:00 AM | Not Yet Verified | Not Yet Verified | Not Yet Verified |  |  | 7420.36 | 104.16 | 71.24 | 7.34 | 0.98776 | 5431.74 | 69.3
P00001FZ5 | DayLight Technology USA | Daylight Technology USA | DL-240w-C | Outdoor Luminaires | High Output | Parking Garage Luminaires | Standard | FALSE | [9 empty] | 9/30/2013 12:00:00 AM | Not Yet Verified | Not Yet Verified | Not Yet Verified |  |  | 23772.17 | 98.89 | 240.39 | 5.3 | 0.99524 | 5468.89 | 70.55
P00001FZ6 | DayLight Technology USA | Daylight Technology USA | DL-250w-C | Outdoor Luminaires | High Output | Parking Garage Luminaires | Standard | FALSE | [9 empty] | 9/30/2013 12:00:00 AM | Not Yet Verified | Not Yet Verified | Not Yet Verified |  |  | 24678.52 | 98.58 | 250.34 | 5.18 | 0.99568 | 5471.07 | 70.63
P00001FZ7 | DayLight Technology USA | Daylight Technology USA | DL-260w-C | Outdoor Luminaires | High Output | Parking Garage Luminaires | Standard | FALSE | [9 empty] | 9/30/2013 12:00:00 AM | Not Yet Verified | Not Yet Verified | Not Yet Verified |  |  | 25578.7 | 98.27 | 260.29 | 5.06 | 0.99612 | 5473.26 | 70.7
P00001FZ8 | DayLight Technology USA | Daylight Technology USA | DL-270w-C | Outdoor Luminaires | High Output | Parking Garage Luminaires | Standard | FALSE | [9 empty] | 9/30/2013 12:00:00 AM | Not Yet Verified | Not Yet Verified | Not Yet Verified |  |  | 26472.71 | 97.96 | 270.24 | 4.94 | 0.99656 | 5475.44 | 70.78
P00001FZA | DayLight Technology USA | Daylight Technology USA | DL-290w-C | Outdoor Luminaires | High Output | Parking Garage Luminaires | Standard | FALSE | [9 empty] | 9/30/2013 12:00:00 AM | Not Yet Verified | Not Yet Verified | Not Yet Verified |  |  | 28242.23 | 97.3399999999999 | 290.14 | 4.7 | 0.99744 | 5479.81 | 70.92
P00001FYP | DayLight Technology USA | Daylight Technology USA | DL-80w-C | Outdoor Luminaires | Mid Output | Parking Garage Luminaires | Standard | FALSE | [9 empty] | 9/30/2013 12:00:00 AM | Not Yet Verified | Not Yet Verified | Not Yet Verified |  |  | 8431.58 | 103.85 | 81.19 | 7.22 | 0.9882 | 5433.93 | 69.37
P00001FYQ | DayLight Technology USA | Daylight Technology USA | DL-90w-C | Outdoor Luminaires | Mid Output | Parking Garage Luminaires | Standard | FALSE | [9 empty] | 9/30/2013 12:00:00 AM | Not Yet Verified | Not Yet Verified | Not Yet Verified |  |  | 9436.64 | 103.54 | 91.14 | 7.1 | 0.98864 | 5436.11 | 69.44
P00001FYR | DayLight Technology USA | Daylight Technology USA | DL-100w-C | Outdoor Luminaires | High Output | Parking Garage Luminaires | Standard | FALSE | [9 empty] | 9/30/2013 12:00:00 AM | Not Yet Verified | Not Yet Verified | Not Yet Verified |  |  | 10435.52 | 103.23 | 101.09 | 6.98 | 0.98908 | 5438.3 | 69.52
P00001FYS | DayLight Technology USA | Daylight Technology USA | DL-110w-C | Outdoor Luminaires | High Output | Parking Garage Luminaires | Standard | FALSE | [9 empty] | 9/30/2013 12:00:00 AM | Not Yet Verified | Not Yet Verified | Not Yet Verified |  |  | 11428.24 | 102.92 | 111.04 | 6.86 | 0.98952 | 5440.48 | 69.59
P00001FYU | DayLight Technology USA | Daylight Technology USA | DL-130w-C | Outdoor Luminaires | High Output | Parking Garage Luminaires | Standard | FALSE | [9 empty] | 9/30/2013 12:00:00 AM | Not Yet Verified | Not Yet Verified | Not Yet Verified |  |  | 13395.16 | 102.3 | 130.94 | 6.62 | 0.9904 | 5444.85 | 69.74
P00001FYY | DayLight Technology USA | Daylight Technology USA | DL-170w-C | Outdoor Luminaires | High Output | Parking Garage Luminaires | Standard | FALSE | [9 empty] | 9/30/2013 12:00:00 AM | Not Yet Verified | Not Yet Verified | Not Yet Verified |  |  | 17254.98 | 101.06 | 170.74 | 6.14 | 0.99216 | 5453.59 | 70.04
P00001FYT | DayLight Technology USA | Daylight Technology USA | DL-120w-C | Outdoor Luminaires | High Output | Parking Garage Luminaires | Standard | FALSE | [9 empty] | 9/30/2013 12:00:00 AM | Not Yet Verified | Not Yet Verified | Not Yet Verified |  |  | 12414.78 | 102.61 | 120.99 | 6.74 | 0.98996 | 5442.67 | 69.67
P00000PWK | DECO Lighting | DECO Lighting | D536-LED-60-50-UNV-XX-XX | Outdoor Luminaires | Low Output | Parking Garage Luminaires | Standard | TRUE | 4439.4 | 78.71 | 56.78 | 19.8 | 0.9234 | 5084 | 66.9 | 10 |  | 4/6/2013 12:00:00 AM | Not Yet Verified | Not Yet Verified | Not Yet Verified |  | 1.7 | 5395 | 95.6 | 56.46 |  |  | 5000
P00000PWL | DECO Lighting | DECO Lighting | D536-LED-40-50-UNV-XX-XX | Outdoor Luminaires | Low Output | Parking Garage Luminaires | Standard | TRUE | 3241.7 | 83.48 | 38 | 16.9 | 0.9234 | 5292 | 69.9 | 10 |  | 4/12/2013 12:00:00 AM | Not Yet Verified | Not Yet Verified | Not Yet Verified |  | 1.7 | 3500 | 92.1 | 38 |  |  | 5000
P00000PYW | DECO Lighting | DECO Lighting | D511-LED-60-50-UNV-XX-XXX | Outdoor Luminaires | Mid Output | Parking Garage Luminaires | Standard | TRUE | 5079 | 90.41 | 56.18 | 14.9 | 0.9378 | 5040 | 67 | 5 | 60200 | 6/25/2013 12:00:00 AM | Not Yet Verified | Not Yet Verified | Not Yet Verified |  | 2 |  |  | 60 |  |  | 5000
P00000PZN | DECO Lighting | DECO Lighting | DWH-LED-4-45-40-UNV | Outdoor Luminaires | Mid Output | Parking Garage Luminaires | Standard | TRUE | 5014 | 98.09 | 51.115 | 18.032 | 0.9368 | 4082 | 82.77 | 5 | 50000 | 6/10/2014 12:00:00 AM | Not Yet Verified | Not Yet Verified | Not Yet Verified |  | 2 | 5000 | 98 | 51 |  | 0.9 | 4000 | 82
P00000PZI | DECO Lighting | DECO Lighting | DWH-LED-2-22-30-UNV | Outdoor Luminaires | Low Output | Parking Garage Luminaires | Standard | TRUE | 3068 | 73.44 | 41.77 | 18.91 | 0.92 | 3070 | 84.06 | 5 | 50000 | 6/10/2014 12:00:00 AM | Not Yet Verified | Not Yet Verified | Not Yet Verified |  | 2.1 | 3067.8 | 73.6 | 41.7 | 18.91 | 0.921 | 3000 | 84.06
P00000PZL | DECO Lighting | DECO Lighting | DWH-LED-2-22-50-UNV | Outdoor Luminaires | Low Output | Parking Garage Luminaires | Standard | FALSE | [9 empty] | 6/10/2014 12:00:00 AM | Not Yet Verified | Not Yet Verified | Not Yet Verified |  |  | 3546 | 73.6 | 42.143 | 18.91 | 0.921 | 5000 | 88.85
P00000PZK | DECO Lighting | DECO Lighting | DWH-LED-2-22-40-UNV | Outdoor Luminaires | Low Output | Parking Garage Luminaires | Standard | FALSE | [9 empty] | 6/10/2014 12:00:00 AM | Not Yet Verified | Not Yet Verified | Not Yet Verified |  |  | 3067.8 | 73.6 |  | 18.91 | 0.921 | 4000
P00000PZM | DECO Lighting | DECO Lighting | DWH-LED-8-90-40-UNV | Outdoor Luminaires | Mid Output | Parking Garage Luminaires | Standard | TRUE | 7648 | 91.36 | 83.717 | 19.261 | 0.9167 | 4118 | 82.82 | 5 | 50000 | 6/10/2014 12:00:00 AM | Not Yet Verified | Not Yet Verified | Not Yet Verified |  | 2 | 7600 | 90 | 84 |  | 0.9 | 4000 | 82
P00000PZJ | DECO Lighting | DECO Lighting | DWH-LED-2-22-35-UNV | Outdoor Luminaires | Low Output | Parking Garage Luminaires | Standard | FALSE | [9 empty] | 6/10/2014 12:00:00 AM | Not Yet Verified | Not Yet Verified | Not Yet Verified |  |  | 3067.8 | 73.6 |  | 18.91 | 0.921 | 3500
PUFJRYBZ3 | Delviro | Delviro Energy | ARIUS-LB-40-5K -U-CL-SS-XX-FL-XX-XX | Outdoor Luminaires | Low Output | Parking Garage Luminaires | Standard | TRUE | 3967 | 99.2 | 39.99 | 10.78 | 0.9403 | 5339 | 84.83 | 5 | 100000 | 12/3/2014 12:00:00 AM | Dimmable | Continuous Below 10 | Not Yet Verified |  | 2.1 | 3967 |  | 40 |  |  | 5000
P8SFMD9VF | Delviro | Delviro Energy | ARIUS-LB-60-5K -U-CL-SS-XX-FL-XX-XX | Outdoor Luminaires | Mid Output | Parking Garage Luminaires | Standard | TRUE | 5256 | 94.4 | 56.88 | 9 | 0.9822 | 5282 | 83.73 | 5 | 100000 | 12/3/2014 12:00:00 AM | Dimmable | Continuous Below 10 | Not Yet Verified |  | 2.1 | 5256 |  | 57 |  |  | 5000
P88ND5AT | Delviro | Delviro Energy | ARIUSLB40-5K-H-CL-SS-WH | Outdoor Luminaires | Low Output | Parking Garage Luminaires | Standard | TRUE | 3911 | 95.6 | 40.89 | 13.68 | 0.9601 | 5145 | 82.73 | 5 | 200000 | 10/8/2015 12:00:00 AM | Dimmable | Continuous Below 10 | Not Yet Verified |  | 2.1 | 3911 | 95.6 | 40.89 | 13.68 | 0.9601 | 5145 | 82.73
P00000Q0Q | Delviro | Delviro Energy | ARIUSLB4015KSC | Outdoor Luminaires | Low Output | Parking Garage Luminaires | Standard | TRUE | 2820 | 72.9 | 38.66 | 8.3 | 0.997 | 5322 | 89.2 | 5 | 100000 | 1/14/2014 12:00:00 AM | Not Yet Verified | Not Yet Verified | Not Yet Verified |  | 2.1 | 2800 |  | 40 |  |  | 5000
P00000Q1F | Dialight | DuroSite | LBW1C1D | Outdoor Luminaires | Mid Output | Parking Garage Luminaires | Standard | TRUE | 5975 | 75.19 | 79.47 | 11 | 0.907 | 5452 | 71 | 5 | 100000 | 10/10/2011 12:00:00 AM | Not Yet Verified | Not Yet Verified | Not Yet Verified |  | 1.6 | 6000 | 75 | 80 |  | 0.95 | 6000 | 70
P00000Q13 | Dialight | DuroSite | LBW1C4D-CB | Outdoor Luminaires | Mid Output | Parking Garage Luminaires | Standard | TRUE | 6167 | 75.22 | 82.11 | 11.69 | 0.912 | 5481 | 78 | 5 |  | 4/22/2013 12:00:00 AM | Not Yet Verified | Not Yet Verified | Not Yet Verified |  | 2 | 6000 | 75 | 80 |  | 0.9 | 6000 | 70
P00000Q14 | Dialight | DuroSite | LBW1C4A-CB | Outdoor Luminaires | Low Output | Parking Garage Luminaires | Standard | TRUE | 3861 | 79.38 | 48.64 | 12.28 | 0.942 | 5394 | 78 | 5 |  | 4/22/2013 12:00:00 AM | Not Yet Verified | Not Yet Verified | Not Yet Verified |  | 2 | 3800 | 84 | 45 |  | 0.9 | 6000 | 70
P00000Q15 | Dialight | DuroSite | LBW1C4B-CB | Outdoor Luminaires | Low Output | Parking Garage Luminaires | Standard | TRUE | 4941 | 78.59 | 62.87 | 12.22 | 0.931 | 5439 | 77 | 5 |  | 4/22/2013 12:00:00 AM | Not Yet Verified | Not Yet Verified | Not Yet Verified |  | 2 | 4800 | 60 | 80 |  | 0.9 | 6000 | 70
P00000QB2 | Dongbu Lightec | LumiDas Parking | PG45-UM-PFB(NT5M) | Outdoor Luminaires | Low Output | Parking Garage Luminaires | Standard | TRUE | 4383 | 95.67 | 45.67 | 16.22 | 0.94 | 4346 | 72.1 | 5 |  | 8/4/2014 12:00:00 AM | Not Yet Verified | Not Yet Verified | Not Yet Verified |  | 2.1 | 4470 | 97.7 | 45.75 | 20 | 0.9 | 4000 | 70
P00000QB3 | Dongbu Lightec | LumiDas Parking | PG45-UM-PFB(DT5M) | Outdoor Luminaires | Low Output | Parking Garage Luminaires | Standard | FALSE | [9 empty] | 8/4/2014 12:00:00 AM | Not Yet Verified | Not Yet Verified | Not Yet Verified |  |  | 4876 | 107.4 | 45.39 | 20 | 0.9 | 5000 | 70
P77GHX79 | Dongbu Lightec | LumiDas Parking | PG45-CH-PFB(NT5M-O) | Outdoor Luminaires | Low Output | Parking Garage Luminaires | Standard | TRUE | 4338 | 99.04 | 43.8 | 11.05 | 0.966 | 4149 | 71.2 | 5 |  | 2/13/2015 12:00:00 AM | Not Dimmable | Not Dimmable | Not Yet Verified |  | 2.1 | 4600 | 102 | 45 |  |  | 4000 | 70
PNVG4D3K | Dongbu Lightec | LumiDas Parking | PG45-CH-PFB(DT5M-O) | Outdoor Luminaires | Low Output | Parking Garage Luminaires | Standard | FALSE | [9 empty] | 2/13/2015 12:00:00 AM | Not Dimmable | Not Dimmable | Not Yet Verified |  |  | 4800 | 106 | 45 |  |  | 5000 | 70
PW6FPAFX | Dongbu Lightec | LumiDas Parking | PG45-UM-PFB(NT5M-O) | Outdoor Luminaires | Low Output | Parking Garage Luminaires | Standard | TRUE | 4810.03 | 105.1 | 45.77 | 15.8 | 0.9485 | 3960.2 | 72.9 | 5 | 50000 | 5/20/2015 12:00:00 AM | Not Dimmable | Not Dimmable | Not Yet Verified |  | 2.1 | 4810 | 105 | 45.77 | 20 | 0.9 | 4000 | 70
P6QE97R1 | Dongbu Lightec | LumiDas Parking | PG45-UM-PFB(DT5M-O) | Outdoor Luminaires | Low Output | Parking Garage Luminaires | Standard | FALSE | [9 empty] | 5/20/2015 12:00:00 AM | Not Dimmable | Not Dimmable | Not Yet Verified |  |  | 4930 | 108 | 45.24 | 20 | 0.9 | 5000 | 70
P00000QB4 | Dongbu Lightec | LumiDas Parking | PG45-CH-PFB(NT5M) | Outdoor Luminaires | Low Output | Parking Garage Luminaires | Standard | TRUE | 4252 | 98.15 | 43.32 | 8.86 | 0.97 | 4077 | 71.2 | 5 | 50000 | 8/4/2014 12:00:00 AM | Not Yet Verified | Not Yet Verified | Not Yet Verified |  | 2.1 | 4500 | 100 | 45 |  |  | 4000 | 70
P00000QB5 | Dongbu Lightec | LumiDas Parking | PG45-CH-PFB(DT5M) | Outdoor Luminaires | Low Output | Parking Garage Luminaires | Standard | FALSE | [9 empty] | 8/4/2014 12:00:00 AM | Not Yet Verified | Not Yet Verified | Not Yet Verified |  |  | 4500 | 100 | 45 |  |  | 5000 | 70
P00000QBR | DONGGUAN KINGSUN OPTOELECTRONIC CO., LTD | KINGSUN | BY2HA0283 | Outdoor Luminaires | Mid Output | Parking Garage Luminaires | Standard | TRUE | 5386 | 85.21 | 63.2 | 10.6 | 0.93 | 4915 | 76.6 | 5 | 50000 | 7/3/2013 12:00:00 AM | Not Yet Verified | Not Yet Verified | Not Yet Verified |  | 2.1 | [5 empty] | 5000 | 75
P00000QBS | DONGGUAN KINGSUN OPTOELECTRONIC CO., LTD | KINGSUN | BY2HA0563 | Outdoor Luminaires | High Output | Parking Garage Luminaires | Standard | TRUE | 10695 | 87.52 | 122.2 | 16.7 | 0.944 | 4929 | 76.7 | 5 | 50000 | 7/3/2013 12:00:00 AM | Not Yet Verified | Not Yet Verified | Not Yet Verified |  | 2.1 | [5 empty] | 5000 | 75
P00000QBT | DONGGUAN KINGSUN OPTOELECTRONIC CO., LTD | KINGSUN | BY2HA0423 | Outdoor Luminaires | Mid Output | Parking Garage Luminaires | Standard | TRUE | 8099 | 86.56 | 93.57 | 19.2 | 0.919 | 4922 | 76.6 | 5 | 50000 | 7/3/2013 12:00:00 AM | Not Yet Verified | Not Yet Verified | Not Yet Verified |  | 2.1 | [5 empty] | 5000 | 75
PQZN4K1E | DRK Enterprises | MyLEDLightingGuide | MLLG-LED-CANS-30-40 | Outdoor Luminaires | Low Output | Parking Garage Luminaires | Premium | TRUE | 2932.8 | 100.65 | 29.14 | 13.44 | 0.905 | 3895 | 73.4 | 6 | 50000 | 7/18/2016 12:00:00 AM | Not Dimmable | Not Dimmable | Yes |  | 3.1 | 2952.6 | 101.66 | 29.04 | 13.44 | 0.905 | 4000 | 73.4
PJXJDGFY | DRK Enterprises | MyLEDLightingGuide | MLLG-LED-CANS-30-50 | Outdoor Luminaires | Low Output | Parking Garage Luminaires | Premium | FALSE | [9 empty] | 7/18/2016 12:00:00 AM | Not Dimmable | Not Dimmable | Yes |  |  | 2952.6 | 101.66 | 29.04 | 13.44 | 0.905 | 5000 | 73.4
P2JCEA61 | DRK Enterprises | MyLEDLightingGuide | MLLG-LED-CANS-40-40 | Outdoor Luminaires | Low Output | Parking Garage Luminaires | Premium | TRUE | 4320.5 | 105.92 | 40.79 | 13.29 | 0.9012 | 3899 | 74 | 6 | 50000 | 7/18/2016 12:00:00 AM | Not Dimmable | Not Dimmable | Yes |  | 3.1 | 4320.5 | 105.92 | 40.79 | 13.29 | 0.9012 | 4000 | 74
PTV9R3UN | DRK Enterprises | MyLEDLightingGuide | MLLG-LED-CANS-40-50 | Outdoor Luminaires | Low Output | Parking Garage Luminaires | Premium | FALSE | [9 empty] | 7/18/2016 12:00:00 AM | Not Dimmable | Not Dimmable | Yes |  |  | 4320.5 | 105.92 | 40.79 | 13.29 | 0.9012 | 5000 | 74
PF19E5ND | DRK Enterprises | MyLEDLightingGuide | MLLG-LED-CANS-58-40 | Outdoor Luminaires | Mid Output | Parking Garage Luminaires | Premium | TRUE | 5540.5 | 107.88 | 51.36 | 13.47 | 0.9103 | 4038 | 74.1 | 6 | 50000 | 7/18/2016 12:00:00 AM | Not Dimmable | Not Dimmable | Yes |  | 3.1 | 5540.5 | 107.88 | 51.36 | 13.47 | 0.9106 | 4000 | 74.1
PA9SDXUS | DRK Enterprises | MyLEDLightingGuide | MLLG-LED-CANS-58-50 | Outdoor Luminaires | Mid Output | Parking Garage Luminaires | Premium | FALSE | [9 empty] | 7/18/2016 12:00:00 AM | Not Dimmable | Not Dimmable | Yes |  |  | 5540.5 | 107.88 | 51.36 | 13.47 | 0.9106 | 5000 | 74.1
P00001EEV | DuraGuard | DuraGuard | VNQTC1X71U45K | Outdoor Luminaires | Mid Output | Parking Garage Luminaires | Standard | TRUE | 6715 | 92.76 | 72.39 | 10.99 | 0.94 | 4766 | 77.6 | 5 | 50000 | 11/19/2013 12:00:00 AM | Not Yet Verified | Not Yet Verified | Not Yet Verified |  | 2.1 | 5689 | 80 | 71 |  |  | 4500 | 75
PNS6BG1V | E2 Lighting International Inc. | E2 Lighting | E2CP45W27V40KYY | Outdoor Luminaires | Low Output | Parking Garage Luminaires | Standard | TRUE | 4005.121 | 91.722 | 43.666 | 13.77 | 0.9507 | 3991 | 83.5 | 5 | 50000 | 9/23/2015 12:00:00 AM | Not Dimmable | Not Dimmable | Not Yet Verified |  | 2.1 | 4005.121 | 91.722 | 43.666 | 13.77 | 0.987 | 3991 | 83.5
PN89PQEX | E2 Lighting International Inc. | E2 Lighting | E2CP45W27V50KYY | Outdoor Luminaires | Low Output | Parking Garage Luminaires | Standard | FALSE | [9 empty] | 9/23/2015 12:00:00 AM | Not Dimmable | Not Dimmable | Not Yet Verified |  |  | 4149.603 | 95.022 | 43.67 | 13.77 | 0.993 | 5074 | 82.3
PFT1Z42P | E2 Lighting International Inc. | E2 Lighting | E2CP70W27V40KYY | Outdoor Luminaires | Mid Output | Parking Garage Luminaires | Standard | TRUE | 5703.348 | 79.834 | 71.44 | 21.55 | 0.9074 | 4108 | 85 | 5 | 50000 | 9/23/2015 12:00:00 AM | Not Dimmable | Not Dimmable | Not Yet Verified |  | 2.1 | 5703.348 | 79.834 | 71.44 | 21.55 | 0.983 | 4108 | 85
P1W3RPQV | E2 Lighting International Inc. | E2 Lighting | E2CP70W27V50KYY | Outdoor Luminaires | Mid Output | Parking Garage Luminaires | Standard | FALSE | [9 empty] | 9/23/2015 12:00:00 AM | Not Dimmable | Not Dimmable | Not Yet Verified |  |  | 5928.278 | 86.255 | 68.73 | 21.55 | 0.977 | 5286 | 77.1
P000007G5 | Eaton (formerly Cooper Lighting) | Lumark | QDCAST1A[120V thru 277V and 347V] | Outdoor Luminaires | Low Output | Parking Garage Luminaires | Standard | TRUE | 4365 | 77.8 | 56.1 | 14.8 | 0.959 | 4015 | 66.3 | 5 | 50000 | 6/30/2012 12:00:00 AM | Not Yet Verified | Not Yet Verified | Not Yet Verified |  | 1.6 | 4365 | 75 | 58 |  | 0.9 | 4000 | 65
P00000CZR | Eaton (formerly Cooper Lighting) | MCGRAW-EDISON | TT-A3-LED-347-WQ-SG-8030 | Outdoor Luminaires | Low Output | Parking Garage Luminaires | Standard | TRUE | 4215.21 | 77.73 | 54.23 | 19.8 | 0.976 | 2977 | 81.4 | 5 | 60000 | 11/11/2013 12:00:00 AM | Not Yet Verified | Not Yet Verified | Not Yet Verified |  | 2.1
P00000CZQ | Eaton (formerly Cooper Lighting) | MCGRAW-EDISON | TT-A1-WQ-SG-DOS-8030 | Outdoor Luminaires | Low Output | Parking Garage Luminaires | Standard | TRUE | 2501 | 72.82 | 34.35 | 24.71 | 0.914 | 2960 | 79.6 | 5 | 60000 | 11/11/2013 12:00:00 AM | Not Yet Verified | Not Yet Verified | Not Yet Verified |  | 2.1
P00000CZS | Eaton (formerly Cooper Lighting) | MCGRAW-EDISON | TT-A2-WQ-SG-DOS-7060 | Outdoor Luminaires | Low Output | Parking Garage Luminaires | Standard | TRUE | 3669 | 80.06 | 45.83 | 12.6 | 0.948 | 5542 | 73 | 5 | 60000 | 11/11/2013 12:00:00 AM | Not Yet Verified | Not Yet Verified | Not Yet Verified |  | 2.1
P00000D0S | Eaton (formerly Cooper Lighting) | MCGRAW-EDISON | TT-A1-LED-[Voltages 120V-277V, except option HA which includes All Voltages]-MQ-[All Mounting]-[All Colors] -[Options include HA, TR, X, DIM and ICP] | Outdoor Luminaires | Low Output | Parking Garage Luminaires | Standard | FALSE | [9 empty] | 11/20/2013 12:00:00 AM | Not Yet Verified | Not Yet Verified | Not Yet Verified |  |  | 3552 | 103.56 | 34.3 | 5.59 | 0.99 | 4000 | 80
P00000D0U | Eaton (formerly Cooper Lighting) | MCGRAW-EDISON | TT-A1-LED-[Voltages 120V-277V, except option HA which includes All Voltages]-MQ-[All Mounting]-[All Colors] -7060-[Options include HA, TR, X, DIM and ICP]-CG | Outdoor Luminaires | Low Output | Parking Garage Luminaires | Standard | FALSE | [9 empty] | 11/20/2013 12:00:00 AM | Not Yet Verified | Not Yet Verified | Not Yet Verified |  |  | 3567 | 103.39 | 34.5 | 5.59 | 0.99 | 6000 | 70
P00000D0Z | Eaton (formerly Cooper Lighting) | MCGRAW-EDISON | TT-A1-LED-[Voltages 120V-277V, except option HA which includes All Voltages]-WQ-[All Mounting]-[All Colors] -7060-[Options include HA, TR, X, DIM and ICP]-CG | Outdoor Luminaires | Low Output | Parking Garage Luminaires | Standard | FALSE | [9 empty] | 11/20/2013 12:00:00 AM | Not Yet Verified | Not Yet Verified | Not Yet Verified |  |  | 3703 | 107.33 | 34.5 | 5.59 | 0.99 | 6000 | 70
P00000D14 | Eaton (formerly Cooper Lighting) | MCGRAW-EDISON | TT-A3-LED-[Voltages 120V-277V]-WQ-[All Mounting]-[All Colors] -7060-[Options include TR, X, DIM and ICP]-DIMRF[LW or LN]-CG | Outdoor Luminaires | Low Output | Parking Garage Luminaires | Standard | FALSE | [9 empty] | 11/20/2013 12:00:00 AM | Not Yet Verified | Not Yet Verified | Not Yet Verified |  |  | 3788 | 74.72 | 50.7 | 8.65 | 0.99 | 3000 | 80
P00000D00 | Eaton (formerly Cooper Lighting) | MCGRAW-EDISON | TT-A1-LED-[Voltages 120V-277V, except option HA which includes All Voltages]-MQ-[All Mounting]-[All Colors] -8030-[Options include HA, TR, X, DIM and ICP]-CG-DOS | Outdoor Luminaires | Low Output | Parking Garage Luminaires | Standard | FALSE | [9 empty] | 11/20/2013 12:00:00 AM | Not Yet Verified | Not Yet Verified | Not Yet Verified |  |  | 3032 | 88.14 | 34.4 | 5.59 | 0.99 | 3000 | 80
P00000D03 | Eaton (formerly Cooper Lighting) | MCGRAW-EDISON | TT-A1-LED-[Voltages 120V-277V, except option HA which includes All Voltages]-MQ-[All Mounting]-[All Colors] -8030-[Options include HA, TR, X, DIM and ICP]-CG | Outdoor Luminaires | Low Output | Parking Garage Luminaires | Standard | FALSE | [9 empty] | 11/20/2013 12:00:00 AM | Not Yet Verified | Not Yet Verified | Not Yet Verified |  |  | 3101 | 90.15 | 34.4 | 5.59 | 0.99 | 3000 | 80
P00000D0A | Eaton (formerly Cooper Lighting) | MCGRAW-EDISON | TT-A1-LED-[Voltages 120V-277V, except option HA which includes All Voltages]-MQ-[All Mounting]-[All Colors] -[Options include HA, TR, X, DIM and ICP]-CG | Outdoor Luminaires | Low Output | Parking Garage Luminaires | Standard | FALSE | [9 empty] | 11/20/2013 12:00:00 AM | Not Yet Verified | Not Yet Verified | Not Yet Verified |  |  | 3153 | 91.92 | 34.3 | 5.59 | 0.99 | 4000 | 80
P00000D1B | Eaton (formerly Cooper Lighting) | MCGRAW-EDISON | TT-A3-LED-[All Voltages]-MQ-[All Mounting]-[All Colors] -8030-[Options include TR, X, DIM and ICP]-DIMRF-[LW or LN] | Outdoor Luminaires | Low Output | Parking Garage Luminaires | Standard | FALSE | [9 empty] | 11/20/2013 12:00:00 AM | Not Yet Verified | Not Yet Verified | Not Yet Verified |  |  | 3976 | 79.35 | 50.1 | 8.65 | 0.99 | 3000 | 80
P00000D1D | Eaton (formerly Cooper Lighting) | MCGRAW-EDISON | TT-A2-LED-[Voltages 120V-277V, except option HA which includes All Voltages]-WQ-[All Mounting]-[All Colors] -[Options include HA, TR, X, DIM and ICP]-DIMRF[LW or LN] | Outdoor Luminaires | Low Output | Parking Garage Luminaires | Standard | FALSE | [9 empty] | 11/20/2013 12:00:00 AM | Not Yet Verified | Not Yet Verified | Not Yet Verified |  |  | 3998 | 88.05 | 45.4 | 9.44 | 0.99 | 4000 | 80
P00000D1E | Eaton (formerly Cooper Lighting) | MCGRAW-EDISON | TT-A2-LED-[Voltages 120V-277V, except option HA which includes All Voltages]-MQ-[All Mounting]-[All Colors] -8030-[Options include HA, TR, X, DIM and ICP]-DIMRF-[LW or LN] | Outdoor Luminaires | Low Output | Parking Garage Luminaires | Standard | FALSE | [9 empty] | 11/20/2013 12:00:00 AM | Not Yet Verified | Not Yet Verified | Not Yet Verified |  |  | 4003 | 87.78 | 45.6 | 9.44 | 0.99 | 3000 | 80
P00000D1G | Eaton (formerly Cooper Lighting) | MCGRAW-EDISON | TT-A1-LED-[Voltages 120V-277V, except option HA which includes All Voltages]-MQ-[All Mounting]-[All Colors] -7060-[Options include HA, TR, X, DIM and ICP] | Outdoor Luminaires | Low Output | Parking Garage Luminaires | Standard | FALSE | [9 empty] | 11/20/2013 12:00:00 AM | Not Yet Verified | Not Yet Verified | Not Yet Verified |  |  | 4018 | 116.46 | 34.5 | 5.59 | 0.99 | 6000 | 70
P00000D1I | Eaton (formerly Cooper Lighting) | MCGRAW-EDISON | TT-A2-LED-[Voltages 120V-277V, except option HA which includes All Voltages]-MQ-[All Mounting]-[All Colors] -[Options include HA, TR, X, DIM and ICP]-CG | Outdoor Luminaires | Low Output | Parking Garage Luminaires | Standard | FALSE | [9 empty] | 11/20/2013 12:00:00 AM | Not Yet Verified | Not Yet Verified | Not Yet Verified |  |  | 4033 | 88.84 | 45.4 | 9.44 | 0.99 | 4000 | 80
P00000D1O | Eaton (formerly Cooper Lighting) | MCGRAW-EDISON | TT-A2-LED-[Voltages 120V-277V, except option HA which includes All Voltages]-WQ-[All Mounting]-[All Colors] -8030-[Options include HA, TR, X, DIM and ICP]-SG | Outdoor Luminaires | Low Output | Parking Garage Luminaires | Standard | FALSE | [9 empty] | 11/20/2013 12:00:00 AM | Not Yet Verified | Not Yet Verified | Not Yet Verified |  |  | 4098 | 89.86 | 45.6 | 9.44 | 0.99 | 3000 | 80
P00000D1Q | Eaton (formerly Cooper Lighting) | MCGRAW-EDISON | TT-A2-LED-[Voltages 120V-277V, except option HA which includes All Voltages]-WQ-[All Mounting]-[All Colors] -8030-[Options include HA, TR, X, DIM and ICP]-CG | Outdoor Luminaires | Low Output | Parking Garage Luminaires | Standard | FALSE | [9 empty] | 11/20/2013 12:00:00 AM | Not Yet Verified | Not Yet Verified | Not Yet Verified |  |  | 4146 | 90.92 | 45.6 | 9.44 | 0.99 | 3000 | 80
P00000D1V | Eaton (formerly Cooper Lighting) | MCGRAW-EDISON | TT-A3-LED-[All Voltages]-WQ-[All Mounting]-[All Colors] -7060-[Options include TR, X, DIM and ICP]-SG | Outdoor Luminaires | Low Output | Parking Garage Luminaires | Standard | FALSE | [9 empty] | 11/20/2013 12:00:00 AM | Not Yet Verified | Not Yet Verified | Not Yet Verified |  |  | 4242 | 83.67 | 50.7 | 8.65 | 0.99 | 3000 | 80
P00000D1X | Eaton (formerly Cooper Lighting) | MCGRAW-EDISON | TT-A3-LED-[All Voltages]-WQ-[All Mounting]-[All Colors] -[Options include TR, X, DIM and ICP]-CG | Outdoor Luminaires | Low Output | Parking Garage Luminaires | Standard | FALSE | [9 empty] | 11/20/2013 12:00:00 AM | Not Yet Verified | Not Yet Verified | Not Yet Verified |  |  | 4255 | 84.25 | 50.5 | 8.65 | 0.99 | 4000 | 80
P00000D1Z | Eaton (formerly Cooper Lighting) | MCGRAW-EDISON | TT-A2-LED-[Voltages 120V-277V, except option HA which includes All Voltages]-WQ-[All Mounting]-[All Colors] -7060-[Options include HA, TR, X, DIM and ICP] -DIMRF[LW or LN]-SG | Outdoor Luminaires | Low Output | Parking Garage Luminaires | Standard | FALSE | [9 empty] | 11/20/2013 12:00:00 AM | Not Yet Verified | Not Yet Verified | Not Yet Verified |  |  | 4269 | 93.21 | 45.8 | 9.44 | 0.99 | 6000 | 70
P00000D2F | Eaton (formerly Cooper Lighting) | MCGRAW-EDISON | TT-A3-LED-[All Voltages]-WQ-[All Mounting]-[All Colors] -8030-[Options include TR, X, DIM and ICP]-DIMRF[LW or LN]-CG | Outdoor Luminaires | Low Output | Parking Garage Luminaires | Standard | FALSE | [9 empty] | 11/20/2013 12:00:00 AM | Not Yet Verified | Not Yet Verified | Not Yet Verified |  |  | 4518 | 90.18 | 50.1 | 8.65 | 0.99 | 4000 | 80
P00000D2G | Eaton (formerly Cooper Lighting) | MCGRAW-EDISON | TT-A2-LED-[Voltages 120V-277V, except option HA which includes All Voltages]-MQ-[All Mounting]-[All Colors] -[Options include HA, TR, X, DIM and ICP] | Outdoor Luminaires | Low Output | Parking Garage Luminaires | Standard | FALSE | [9 empty] | 11/20/2013 12:00:00 AM | Not Yet Verified | Not Yet Verified | Not Yet Verified |  |  | 4544 | 100.09 | 45.4 | 9.44 | 0.99 | 4000 | 80
P00000D2H | Eaton (formerly Cooper Lighting) | MCGRAW-EDISON | TT-A2-LED-[Voltages 120V-277V, except option HA which includes All Voltages]-MQ-[All Mounting]-[All Colors] -7060-[Options include HA, TR, X, DIM and ICP]-CG | Outdoor Luminaires | Low Output | Parking Garage Luminaires | Standard | FALSE | [9 empty] | 11/20/2013 12:00:00 AM | Not Yet Verified | Not Yet Verified | Not Yet Verified |  |  | 4555 | 99.45 | 45.8 | 9.44 | 0.99 | 6000 | 70
P00000D2J | Eaton (formerly Cooper Lighting) | MCGRAW-EDISON | TT-A2-LED-[Voltages 120V-277V, except option HA which includes All Voltages]-WQ-[All Mounting]-[All Colors] -7060-[Options include HA, TR, X, DIM and ICP]-DOS-SG | Outdoor Luminaires | Low Output | Parking Garage Luminaires | Standard | FALSE | [9 empty] | 11/20/2013 12:00:00 AM | Not Yet Verified | Not Yet Verified | Not Yet Verified |  |  | 4569 | 99.77 | 45.8 | 9.44 | 0.99 | 6000 | 70
P00000D2M | Eaton (formerly Cooper Lighting) | MCGRAW-EDISON | TT-A3-LED-[All Voltages]-WQ-[All Mounting]-[All Colors] -[Options include TR, X, DIM and ICP]-DIMRF[LW or LN] | Outdoor Luminaires | Low Output | Parking Garage Luminaires | Standard | FALSE | [9 empty] | 11/20/2013 12:00:00 AM | Not Yet Verified | Not Yet Verified | Not Yet Verified |  |  | 4658 | 92.24 | 50.5 | 8.65 | 0.99 | 4000 | 80
P00000D2N | Eaton (formerly Cooper Lighting) | MCGRAW-EDISON | TT-A3-LED-[All Voltages]-WQ-[All Mounting]-[All Colors] -7060-[Options include TR, X, DIM and ICP]-DOS-SG | Outdoor Luminaires | Low Output | Parking Garage Luminaires | Standard | FALSE | [9 empty] | 11/20/2013 12:00:00 AM | Not Yet Verified | Not Yet Verified | Not Yet Verified |  |  | 4672 | 92.16 | 50.7 | 8.65 | 0.99 | 3000 | 80
P00000D2S | Eaton (formerly Cooper Lighting) | MCGRAW-EDISON | TT-A3-LED-[All Voltages]-WQ-[All Mounting]-[All Colors] -[Options include TR, X, DIM and ICP]-DOS | Outdoor Luminaires | Low Output | Parking Garage Luminaires | Standard | FALSE | [9 empty] | 11/20/2013 12:00:00 AM | Not Yet Verified | Not Yet Verified | Not Yet Verified |  |  | 4765 | 94.35 | 50.5 | 8.65 | 0.99 | 4000 | 80
P00000D2V | Eaton (formerly Cooper Lighting) | MCGRAW-EDISON | TT-A3-LED-[All Voltages]-WQ-[All Mounting]-[All Colors] -7060-[Options include TR, X, DIM and ICP]-CG | Outdoor Luminaires | Low Output | Parking Garage Luminaires | Standard | FALSE | [9 empty] | 11/20/2013 12:00:00 AM | Not Yet Verified | Not Yet Verified | Not Yet Verified |  |  | 4779 | 94.26 | 50.7 | 8.65 | 0.99 | 3000 | 80
P00000D2Y | Eaton (formerly Cooper Lighting) | MCGRAW-EDISON | TT-A3-LED-[All Voltages]-WQ-[All Mounting]-[All Colors] -8030-[Options include TR, X, DIM and ICP]-DOS-CG | Outdoor Luminaires | Low Output | Parking Garage Luminaires | Standard | FALSE | [9 empty] | 11/20/2013 12:00:00 AM | Not Yet Verified | Not Yet Verified | Not Yet Verified |  |  | 4836 | 96.52 | 50.1 | 8.65 | 0.99 | 4000 | 80
P00000D2Z | Eaton (formerly Cooper Lighting) | MCGRAW-EDISON | TT-A3-LED-[All Voltages]-WQ-[All Mounting]-[All Colors] -8030-[Options include TR, X, DIM and ICP]-SG | Outdoor Luminaires | Low Output | Parking Garage Luminaires | Standard | FALSE | [9 empty] | 11/20/2013 12:00:00 AM | Not Yet Verified | Not Yet Verified | Not Yet Verified |  |  | 4889 | 97.58 | 50.1 | 8.65 | 0.99 | 4000 | 80
P00000D0F | Eaton (formerly Cooper Lighting) | MCGRAW-EDISON | TT-A1-LED-[Voltages 120V-277V, except option HA which includes All Voltages]-MQ-[All Mounting]-[All Colors] -7060-[Options include HA, TR, X, DIM and ICP]-CG-DIMRF-[LW or LN] | Outdoor Luminaires | Low Output | Parking Garage Luminaires | Standard | FALSE | [9 empty] | 11/20/2013 12:00:00 AM | Not Yet Verified | Not Yet Verified | Not Yet Verified |  |  | 3185 | 92.32 | 34.5 | 5.59 | 0.99 | 6000 | 70
P00000D0I | Eaton (formerly Cooper Lighting) | MCGRAW-EDISON | TT-A1-LED-[Voltages 120V-277V, except option HA which includes All Voltages]-WQ-[All Mounting]-[All Colors] -8030-[Options include HA, TR, X, DIM and ICP]-DOS | Outdoor Luminaires | Low Output | Parking Garage Luminaires | Standard | FALSE | [9 empty] | 11/20/2013 12:00:00 AM | Not Yet Verified | Not Yet Verified | Not Yet Verified |  |  | 3290 | 95.64 | 34.4 | 5.59 | 0.99 | 3000 | 80
P00000D0K | Eaton (formerly Cooper Lighting) | MCGRAW-EDISON | TT-A1-LED-[Voltages 120V-277V, except option HA which includes All Voltages]-WQ-[All Mounting]-[All Colors] -8030-[Options include HA, TR, X, DIM and ICP] | Outdoor Luminaires | Low Output | Parking Garage Luminaires | Standard | FALSE | [9 empty] | 11/20/2013 12:00:00 AM | Not Yet Verified | Not Yet Verified | Not Yet Verified |  |  | 3365 | 97.82 | 34.4 | 5.59 | 0.99 | 3000 | 80
P00000D0L | Eaton (formerly Cooper Lighting) | MCGRAW-EDISON | TT-A1-LED-[Voltages 120V-277V, except option HA which includes All Voltages]-WQ-[All Mounting]-[All Colors] -7060-[Options include HA, TR, X, DIM and ICP]-DIMRF[LW or LN]-CG | Outdoor Luminaires | Low Output | Parking Garage Luminaires | Standard | FALSE | [9 empty] | 11/20/2013 12:00:00 AM | Not Yet Verified | Not Yet Verified | Not Yet Verified |  |  | 3382 | 98.03 | 34.5 | 5.59 | 0.99 | 6000 | 70
P00000D0Q | Eaton (formerly Cooper Lighting) | MCGRAW-EDISON | TT-A1-LED-[Voltages 120V-277V, except option HA which includes All Voltages]-MQ-[All Mounting]-[All Colors] -8030-[Options include HA, TR, X, DIM and ICP] | Outdoor Luminaires | Low Output | Parking Garage Luminaires | Standard | FALSE | [9 empty] | 11/20/2013 12:00:00 AM | Not Yet Verified | Not Yet Verified | Not Yet Verified |  |  | 3494 | 101.57 | 34.4 | 5.59 | 0.99 | 3000 | 80
P00000D35 | Eaton (formerly Cooper Lighting) | MCGRAW-EDISON | TT-A3-LED-[All Voltages]-WQ-[All Mounting]-[All Colors] -[Options include TR, X, DIM and ICP]-DOS-SG | Outdoor Luminaires | Mid Output | Parking Garage Luminaires | Standard | FALSE | [9 empty] | 11/20/2013 12:00:00 AM | Not Yet Verified | Not Yet Verified | Not Yet Verified |  |  | 5039 | 99.78 | 50.5 | 8.65 | 0.99 | 6000 | 70
P00000D39 | Eaton (formerly Cooper Lighting) | MCGRAW-EDISON | TT-A3-LED-[All Voltages]-MQ-[All Mounting]-[All Colors] -[Options include TR, X, DIM and ICP]-DIMRF-[LW or LN] | Outdoor Luminaires | Mid Output | Parking Garage Luminaires | Standard | FALSE | [9 empty] | 11/20/2013 12:00:00 AM | Not Yet Verified | Not Yet Verified | Not Yet Verified |  |  | 5114 | 101.27 | 50.5 | 8.65 | 0.99 | 6000 | 70
P00000D3F | Eaton (formerly Cooper Lighting) | MCGRAW-EDISON | TT-A3-LED-[All Voltages]-MQ-[All Mounting]-[All Colors] -[Options include TR, X, DIM and ICP]-CG | Outdoor Luminaires | Mid Output | Parking Garage Luminaires | Standard | FALSE | [9 empty] | 11/20/2013 12:00:00 AM | Not Yet Verified | Not Yet Verified | Not Yet Verified |  |  | 5346 | 105.85 | 50.5 | 8.65 | 0.99 | 6000 | 70
P00000D3G | Eaton (formerly Cooper Lighting) | MCGRAW-EDISON | TT-A3-LED-[All Voltages]-WQ-[All Mounting]-[All Colors] -[Options include TR, X, DIM and ICP] | Outdoor Luminaires | Mid Output | Parking Garage Luminaires | Standard | FALSE | [9 empty] | 11/20/2013 12:00:00 AM | Not Yet Verified | Not Yet Verified | Not Yet Verified |  |  | 5368 | 106.3 | 50.5 | 8.65 | 0.99 | 4000 | 80
P00000D3X | Eaton (formerly Cooper Lighting) | MCGRAW-EDISON | TT-A4-LED-[Voltages 120V-277V]-WQ-[All Mounting]-[All Colors] -8030-[Options include TR, X, DIM and ICP]-DIMRF[LW or LN]-CG | Outdoor Luminaires | Mid Output | Parking Garage Luminaires | Standard | FALSE | [9 empty] | 11/20/2013 12:00:00 AM | Not Yet Verified | Not Yet Verified | Not Yet Verified |  |  | 6357 | 82.66 | 76.9 | 5.73 | 1 | 4000 | 80
P00000D3Y | Eaton (formerly Cooper Lighting) | MCGRAW-EDISON | TT-A4-LED-[Voltages 120V-277V]-MQ-[All Mounting]-[All Colors] -7060-[Options include TR, X, DIM and ICP]-CG-DIMRF-[LW or LN] | Outdoor Luminaires | Mid Output | Parking Garage Luminaires | Standard | FALSE | [9 empty] | 11/20/2013 12:00:00 AM | Not Yet Verified | Not Yet Verified | Not Yet Verified |  |  | 6487 | 82.96 | 78.2 | 5.73 | 1 | 3000 | 80
P00000D40 | Eaton (formerly Cooper Lighting) | MCGRAW-EDISON | TT-A4-LED-[All Voltages]-WQ-[All Mounting]-[All Colors] -7060-[Options include TR, X, DIM and ICP]-DOS-SG | Outdoor Luminaires | Mid Output | Parking Garage Luminaires | Standard | FALSE | [9 empty] | 11/20/2013 12:00:00 AM | Not Yet Verified | Not Yet Verified | Not Yet Verified |  |  | 6585 | 84.21 | 78.2 | 5.73 | 1 | 3000 | 80
P00000D42 | Eaton (formerly Cooper Lighting) | MCGRAW-EDISON | TT-A4-LED-[All Voltages]-MQ-[All Mounting]-[All Colors] -7060-[Options include TR, X, DIM and ICP]-CG-DOS | Outdoor Luminaires | Mid Output | Parking Garage Luminaires | Standard | FALSE | [9 empty] | 11/20/2013 12:00:00 AM | Not Yet Verified | Not Yet Verified | Not Yet Verified |  |  | 6654 | 85.09 | 78.2 | 5.73 | 1 | 6000 | 70
P00000D47 | Eaton (formerly Cooper Lighting) | MCGRAW-EDISON | TT-A4-LED-[All Voltages]-WQ-[All Mounting]-[All Colors] -7060-[Options include TR, X, DIM and ICP]-CG | Outdoor Luminaires | Mid Output | Parking Garage Luminaires | Standard | FALSE | [9 empty] | 11/20/2013 12:00:00 AM | Not Yet Verified | Not Yet Verified | Not Yet Verified |  |  | 6736 | 86.13 | 78.2 | 5.73 | 1 | 3000 | 80
P00000D49 | Eaton (formerly Cooper Lighting) | MCGRAW-EDISON | TT-A4-LED-[Voltages 120V-277V]-WQ-[All Mounting]-[All Colors] -8030-[Options include TR, X, DIM and ICP]-SG | Outdoor Luminaires | Mid Output | Parking Garage Luminaires | Standard | FALSE | [9 empty] | 11/20/2013 12:00:00 AM | Not Yet Verified | Not Yet Verified | Not Yet Verified |  |  | 6879 | 89.45 | 76.9 | 5.73 | 1 | 4000 | 80
P00000D4A | Eaton (formerly Cooper Lighting) | MCGRAW-EDISON | TT-A4-LED-[Voltages 120V-277V]-WQ-[All Mounting]-[All Colors] -[Options include TR, X, DIM and ICP]-DIMRF[LW or LN]-SG | Outdoor Luminaires | Mid Output | Parking Garage Luminaires | Standard | FALSE | [9 empty] | 11/20/2013 12:00:00 AM | Not Yet Verified | Not Yet Verified | Not Yet Verified |  |  | 6941 | 89.33 | 77.7 | 5.73 | 1 | 6000 | 70
P00000D4B | Eaton (formerly Cooper Lighting) | MCGRAW-EDISON | TT-A4-LED-[Voltages 120V-277V]-WQ-[All Mounting]-[All Colors] -8030-[Options include TR, X, DIM and ICP]-CG | Outdoor Luminaires | Mid Output | Parking Garage Luminaires | Standard | FALSE | [9 empty] | 11/20/2013 12:00:00 AM | Not Yet Verified | Not Yet Verified | Not Yet Verified |  |  | 6959 | 90.5 | 76.9 | 5.73 | 1 | 4000 | 80
P00000D4C | Eaton (formerly Cooper Lighting) | MCGRAW-EDISON | TT-A4-LED-[Voltages 120V-277V]-MQ-[All Mounting]-[All Colors] -[Options include TR, X, DIM and ICP]-CG-DOS | Outdoor Luminaires | Mid Output | Parking Garage Luminaires | Standard | FALSE | [9 empty] | 11/20/2013 12:00:00 AM | Not Yet Verified | Not Yet Verified | Not Yet Verified |  |  | 7037 | 90.56 | 77.7 | 5.73 | 1 | 6000 | 70
P00000D4D | Eaton (formerly Cooper Lighting) | MCGRAW-EDISON | TT-A4-LED-[Voltages 120V-277V]-WQ-[All Mounting]-[All Colors] -[Options include TR, X, DIM and ICP]-DOS-SG | Outdoor Luminaires | Mid Output | Parking Garage Luminaires | Standard | FALSE | [9 empty] | 11/20/2013 12:00:00 AM | Not Yet Verified | Not Yet Verified | Not Yet Verified |  |  | 7100 | 91.37 | 77.7 | 5.73 | 1 | 6000 | 70
P00000D4G | Eaton (formerly Cooper Lighting) | MCGRAW-EDISON | TT-A4-LED-[All Voltages]-MQ-[All Mounting]-[All Colors] -7060-[Options include TR, X, DIM and ICP]-CG | Outdoor Luminaires | Mid Output | Parking Garage Luminaires | Standard | FALSE | [9 empty] | 11/20/2013 12:00:00 AM | Not Yet Verified | Not Yet Verified | Not Yet Verified |  |  | 7122 | 91.08 | 78.2 | 5.73 | 1 | 6000 | 70
P00000D4H | Eaton (formerly Cooper Lighting) | MCGRAW-EDISON | TT-A4-LED-[Voltages 120V-277V]-MQ-[All Mounting]-[All Colors] -[Options include TR, X, DIM and ICP]-DIMRF-[LW or LN] | Outdoor Luminaires | Mid Output | Parking Garage Luminaires | Standard | FALSE | [9 empty] | 11/20/2013 12:00:00 AM | Not Yet Verified | Not Yet Verified | Not Yet Verified |  |  | 7206 | 92.74 | 77.7 | 5.73 | 1 | 6000 | 70
P00000D4Q | Eaton (formerly Cooper Lighting) | MCGRAW-EDISON | TT-A5-LED-[Voltages 120V-277V]-MQ-[All Mounting]-[All Colors] -8030-[Options include TR, X, DIM and ICP]-DOS | Outdoor Luminaires | Mid Output | Parking Garage Luminaires | Standard | FALSE | [9 empty] | 11/20/2013 12:00:00 AM | Not Yet Verified | Not Yet Verified | Not Yet Verified |  |  | 7871 | 72.81 | 108.1 | 5.43 | 1 | 3000 | 80
P00000D4S | Eaton (formerly Cooper Lighting) | MCGRAW-EDISON | TT-A4-LED-[Voltages 120V-277V]-WQ-[All Mounting]-[All Colors] -[Options include TR, X, DIM and ICP]-DIMRF[LW or LN]-CG | Outdoor Luminaires | Mid Output | Parking Garage Luminaires | Standard | FALSE | [9 empty] | 11/20/2013 12:00:00 AM | Not Yet Verified | Not Yet Verified | Not Yet Verified |  |  | 7999 | 102.94 | 77.7 | 5.73 | 1 | 6000 | 70
P00000D4T | Eaton (formerly Cooper Lighting) | MCGRAW-EDISON | TT-A5-LED-[Voltages 120V-277V]-WQ-[All Mounting]-[All Colors] -[Options include TR, X, DIM and ICP]-DIMRF[LW or LN] | Outdoor Luminaires | Mid Output | Parking Garage Luminaires | Standard | FALSE | [9 empty] | 11/20/2013 12:00:00 AM | Not Yet Verified | Not Yet Verified | Not Yet Verified |  |  | 8017 | 74.78 | 107.2 | 5.43 | 1 | 4000 | 80
P00000D4U | Eaton (formerly Cooper Lighting) | MCGRAW-EDISON | TT-A5-LED-[Voltages 120V-277V]-MQ-[All Mounting]-[All Colors] -8030-[Options include TR, X, DIM and ICP] | Outdoor Luminaires | Mid Output | Parking Garage Luminaires | Standard | FALSE | [9 empty] | 11/20/2013 12:00:00 AM | Not Yet Verified | Not Yet Verified | Not Yet Verified |  |  | 8145 | 75.35 | 108.1 | 5.43 | 1 | 3000 | 80
P00000D4W | Eaton (formerly Cooper Lighting) | MCGRAW-EDISON | TT-A5-LED-[Voltages 120V-277V]-WQ-[All Mounting]-[All Colors] -[Options include TR, X, DIM and ICP]-DOS-CG | Outdoor Luminaires | Mid Output | Parking Garage Luminaires | Standard | FALSE | [9 empty] | 11/20/2013 12:00:00 AM | Not Yet Verified | Not Yet Verified | Not Yet Verified |  |  | 8218 | 76.66 | 107.2 | 5.43 | 1 | 4000 | 80
P00000D4X | Eaton (formerly Cooper Lighting) | MCGRAW-EDISON | TT-A5-LED-[Voltages 120V-277V]-WQ-[All Mounting]-[All Colors] -8030-[Options include TR, X, DIM and ICP]-DOS-SG | Outdoor Luminaires | Mid Output | Parking Garage Luminaires | Standard | FALSE | [9 empty] | 11/20/2013 12:00:00 AM | Not Yet Verified | Not Yet Verified | Not Yet Verified |  |  | 8226 | 76.73 | 107.2 | 5.43 | 1 | 4000 | 80
P00000D4Z | Eaton (formerly Cooper Lighting) | MCGRAW-EDISON | TT-A5-LED-[All Voltages]-MQ-[All Mounting]-[All Colors] -7060-[Options include TR, X, DIM and ICP]-DOS | Outdoor Luminaires | Mid Output | Parking Garage Luminaires | Standard | FALSE | [9 empty] | 11/20/2013 12:00:00 AM | Not Yet Verified | Not Yet Verified | Not Yet Verified |  |  | 8323 | 74.51 | 111.71 | 5.43 | 1 | 3000 | 80
P00000D52 | Eaton (formerly Cooper Lighting) | MCGRAW-EDISON | TT-A5-LED-[All Voltages]-MQ-[All Mounting]-[All Colors] -7060-[Options include TR, X, DIM and ICP] | Outdoor Luminaires | Mid Output | Parking Garage Luminaires | Standard | FALSE | [9 empty] | 11/20/2013 12:00:00 AM | Not Yet Verified | Not Yet Verified | Not Yet Verified |  |  | 8461 | 75.74 | 111.71 | 5.43 | 1 | 6000 | 70
P00000D53 | Eaton (formerly Cooper Lighting) | MCGRAW-EDISON | TT-A5-LED-Voltages 120V-347V]-WQ-[All Mounting]-[All Colors] -8030-[Options include TR, X, DIM and ICP]-CG | Outdoor Luminaires | Mid Output | Parking Garage Luminaires | Standard | FALSE | [9 empty] | 11/20/2013 12:00:00 AM | Not Yet Verified | Not Yet Verified | Not Yet Verified |  |  | 8512 | 79.4 | 107.2 | 5.43 | 1 | 4000 | 80
P00000D55 | Eaton (formerly Cooper Lighting) | MCGRAW-EDISON | TT-A5-LED-[Voltages 120V-277V]-WQ-[All Mounting]-[All Colors] -7060-[Options include TR, X, DIM and ICP]-DOS-SG | Outdoor Luminaires | Mid Output | Parking Garage Luminaires | Standard | FALSE | [9 empty] | 11/20/2013 12:00:00 AM | Not Yet Verified | Not Yet Verified | Not Yet Verified |  |  | 8642 | 79.94 | 108.1 | 5.43 | 1 | 3000 | 80
P00000D5G | Eaton (formerly Cooper Lighting) | MCGRAW-EDISON | TT-A5-LED-[Voltages 120V-277V]-WQ-[All Mounting]-[All Colors] -[Options include TR, X, DIM and ICP] | Outdoor Luminaires | Mid Output | Parking Garage Luminaires | Standard | FALSE | [9 empty] | 11/20/2013 12:00:00 AM | Not Yet Verified | Not Yet Verified | Not Yet Verified |  |  | 9238 | 86.17 | 107.2 | 5.43 | 1 | 4000 | 80
P00000D58 | Eaton (formerly Cooper Lighting) | MCGRAW-EDISON | TT-A5-LED-[Voltages 120V-277V]-MQ-[All Mounting]-[All Colors] -[Options include TR, X, DIM and ICP]-CG-DOS | Outdoor Luminaires | Mid Output | Parking Garage Luminaires | Standard | FALSE | [9 empty] | 11/20/2013 12:00:00 AM | Not Yet Verified | Not Yet Verified | Not Yet Verified |  |  | 8844 | 82.5 | 107.2 | 5.43 | 1 | 6000 | 70
P00000D5H | Eaton (formerly Cooper Lighting) | MCGRAW-EDISON | TT-A5-LED-[Voltages 120V-277V]-MQ-[All Mounting]-[All Colors] -[Options include TR, X, DIM and ICP]-CG | Outdoor Luminaires | Mid Output | Parking Garage Luminaires | Standard | FALSE | [9 empty] | 11/20/2013 12:00:00 AM | Not Yet Verified | Not Yet Verified | Not Yet Verified |  |  | 9466 | 88.31 | 107.2 | 5.43 | 1 | 6000 | 70
P00000D0M | Eaton (formerly Cooper Lighting) | MCGRAW-EDISON | TT-A1-LED-[Voltages 120V-277V, except option HA which includes All Voltages]-MQ-[All Mounting]-[All Colors] -8030-[Options include HA, TR, X, DIM and ICP]-DOS | Outdoor Luminaires | Low Output | Parking Garage Luminaires | Standard | FALSE | [9 empty] | 11/20/2013 12:00:00 AM | Not Yet Verified | Not Yet Verified | Not Yet Verified |  |  | 3416 | 99.3 | 34.4 | 5.59 | 0.99 | 3000 | 80
P00000D0P | Eaton (formerly Cooper Lighting) | MCGRAW-EDISON | TT-A1-LED-[Voltages 120V-277V, except option HA which includes All Voltages]-MQ-[All Mounting]-[All Colors] -7060-[Options include HA, TR, X, DIM and ICP]-CG-DOS | Outdoor Luminaires | Low Output | Parking Garage Luminaires | Standard | FALSE | [9 empty] | 11/20/2013 12:00:00 AM | Not Yet Verified | Not Yet Verified | Not Yet Verified |  |  | 3487 | 101.07 | 34.5 | 5.59 | 0.99 | 6000 | 70
P00000D38 | Eaton (formerly Cooper Lighting) | MCGRAW-EDISON | TT-A3-LED-[All Voltages]-MQ-[All Mounting]-[All Colors] -7060-[Options include TR, X, DIM and ICP]-CG | Outdoor Luminaires | Mid Output | Parking Garage Luminaires | Standard | FALSE | [9 empty] | 11/20/2013 12:00:00 AM | Not Yet Verified | Not Yet Verified | Not Yet Verified |  |  | 5055 | 99.7 | 50.7 | 8.65 | 0.99 | 6000 | 70
P00000D3U | Eaton (formerly Cooper Lighting) | MCGRAW-EDISON | TT-A4-LED-[All Voltages]-MQ-[All Mounting]-[All Colors] -8030-[Options include TR, X, DIM and ICP] | Outdoor Luminaires | Mid Output | Parking Garage Luminaires | Standard | FALSE | [9 empty] | 11/20/2013 12:00:00 AM | Not Yet Verified | Not Yet Verified | Not Yet Verified |  |  | 6207 | 80.71 | 76.9 | 5.73 | 1 | 3000 | 80
P00000D4I | Eaton (formerly Cooper Lighting) | MCGRAW-EDISON | TT-A4-LED-[Voltages 120V-277V]-WQ-[All Mounting]-[All Colors] -8030-[Options include TR, X, DIM and ICP] | Outdoor Luminaires | Mid Output | Parking Garage Luminaires | Standard | FALSE | [9 empty] | 11/20/2013 12:00:00 AM | Not Yet Verified | Not Yet Verified | Not Yet Verified |  |  | 7274 | 94.59 | 76.9 | 5.73 | 1 | 4000 | 80
P00000D33 | Eaton (formerly Cooper Lighting) | MCGRAW-EDISON | TT-A3-LED-[All Voltages]-MQ-[All Mounting]-[All Colors] -[Options include TR, X, DIM and ICP]-CG-DOS | Outdoor Luminaires | Low Output | Parking Garage Luminaires | Standard | FALSE | [9 empty] | 11/20/2013 12:00:00 AM | Not Yet Verified | Not Yet Verified | Not Yet Verified |  |  | 4994 | 98.89 | 50.5 | 8.65 | 0.99 | 6000 | 70
P00000D3B | Eaton (formerly Cooper Lighting) | MCGRAW-EDISON | TT-A3-LED-[All Voltages]-WQ-[All Mounting]-[All Colors] -8030-[Options include TR, X, DIM and ICP] | Outdoor Luminaires | Mid Output | Parking Garage Luminaires | Standard | FALSE | [9 empty] | 11/20/2013 12:00:00 AM | Not Yet Verified | Not Yet Verified | Not Yet Verified |  |  | 5170 | 103.19 | 50.1 | 8.65 | 0.99 | 4000 | 80
P00000D3H | Eaton (formerly Cooper Lighting) | MCGRAW-EDISON | TT-A3-LED-[All Voltages]-MQ-[All Mounting]-[All Colors] -[Options include TR, X, DIM and ICP] | Outdoor Luminaires | Mid Output | Parking Garage Luminaires | Standard | FALSE | [9 empty] | 11/20/2013 12:00:00 AM | Not Yet Verified | Not Yet Verified | Not Yet Verified |  |  | 5468 | 108.27 | 50.5 | 8.65 | 0.99 | 6000 | 70
P00000D4O | Eaton (formerly Cooper Lighting) | MCGRAW-EDISON | TT-A4-LED-[All Voltages]-MQ-[All Mounting]-[All Colors] -[Options include TR, X, DIM and ICP] | Outdoor Luminaires | Mid Output | Parking Garage Luminaires | Standard | FALSE | [9 empty] | 11/20/2013 12:00:00 AM | Not Yet Verified | Not Yet Verified | Not Yet Verified |  |  | 7704 | 99.15 | 77.7 | 5.73 | 1 | 6000 | 70
P00000D51 | Eaton (formerly Cooper Lighting) | MCGRAW-EDISON | TT-A5-LED-[Voltages 120V-277V]-WQ-[All Mounting]-[All Colors] -8030-[Options include TR, X, DIM and ICP]-SG | Outdoor Luminaires | Mid Output | Parking Garage Luminaires | Standard | FALSE | [9 empty] | 11/20/2013 12:00:00 AM | Not Yet Verified | Not Yet Verified | Not Yet Verified |  |  | 8414 | 78.48 | 107.2 | 5.43 | 1 | 4000 | 80
P00000D2D | Eaton (formerly Cooper Lighting) | MCGRAW-EDISON | TT-A3-LED-[All Voltages]-MQ-[All Mounting]-[All Colors] -7060-[Options include TR, X, DIM and ICP]-DOS | Outdoor Luminaires | Low Output | Parking Garage Luminaires | Standard | FALSE | [9 empty] | 11/20/2013 12:00:00 AM | Not Yet Verified | Not Yet Verified | Not Yet Verified |  |  | 4500 | 88.76 | 50.7 | 8.65 | 0.99 | 3000 | 80
P00000D2W | Eaton (formerly Cooper Lighting) | MCGRAW-EDISON | TT-A3-LED-[All Voltages]-WQ-[All Mounting]-[All Colors] -8030-[Options include TR, X, DIM and ICP]-DOS-SG | Outdoor Luminaires | Low Output | Parking Garage Luminaires | Standard | FALSE | [9 empty] | 11/20/2013 12:00:00 AM | Not Yet Verified | Not Yet Verified | Not Yet Verified |  |  | 4780 | 95.4 | 50.1 | 8.65 | 0.99 | 4000 | 80
P00000D1P | Eaton (formerly Cooper Lighting) | MCGRAW-EDISON | TT-A2-LED-[Voltages 120V-277V, except option HA which includes All Voltages]-WQ-[All Mounting]-[All Colors] -[Options include HA, TR, X, DIM and ICP]-SG | Outdoor Luminaires | Low Output | Parking Garage Luminaires | Standard | FALSE | [9 empty] | 11/20/2013 12:00:00 AM | Not Yet Verified | Not Yet Verified | Not Yet Verified |  |  | 4139 | 91.16 | 45.4 | 9.44 | 0.99 | 4000 | 80
P00000CZY | Eaton (formerly Cooper Lighting) | MCGRAW-EDISON | TT-A1-LED-[Voltages 120V-277V, except option HA which includes All Voltages]-WQ-[All Mounting]-[All Colors] -[Options include HA, TR, X, DIM and ICP]-DIMRF[LW or LN]-CG | Outdoor Luminaires | Low Output | Parking Garage Luminaires | Standard | FALSE | [9 empty] | 11/20/2013 12:00:00 AM | Not Yet Verified | Not Yet Verified | Not Yet Verified |  |  | 2940 | 85.71 | 34.3 | 5.59 | 0.99 | 4000 | 80
P00000CZZ | Eaton (formerly Cooper Lighting) | MCGRAW-EDISON | TT-A1-LED-[Voltages 120V-277V, except option HA which includes All Voltages]-WQ-[All Mounting]-[All Colors] -7060-[Options include HA, TR, X, DIM and ICP] -DIMRF[LW or LN]-SG | Outdoor Luminaires | Low Output | Parking Garage Luminaires | Standard | FALSE | [9 empty] | 11/20/2013 12:00:00 AM | Not Yet Verified | Not Yet Verified | Not Yet Verified |  |  | 2955 | 85.65 | 34.5 | 5.59 | 0.99 | 6000 | 70
P00000D04 | Eaton (formerly Cooper Lighting) | MCGRAW-EDISON | TT-A1-LED-[Voltages 120V-277V, except option HA which includes All Voltages]-MQ-[All Mounting]-[All Colors] -8030-[Options include HA, TR, X, DIM and ICP]-DIMRF-[LW or LN] | Outdoor Luminaires | Low Output | Parking Garage Luminaires | Standard | FALSE | [9 empty] | 11/20/2013 12:00:00 AM | Not Yet Verified | Not Yet Verified | Not Yet Verified |  |  | 3108 | 90.35 | 34.4 | 5.59 | 0.99 | 3000 | 80
P00000D05 | Eaton (formerly Cooper Lighting) | MCGRAW-EDISON | TT-A1-LED-[Voltages 120V-277V, except option HA which includes All Voltages]-WQ-[All Mounting]-[All Colors] -8030-[Options include HA, TR, X, DIM and ICP]-DOS-SG | Outdoor Luminaires | Low Output | Parking Garage Luminaires | Standard | FALSE | [9 empty] | 11/20/2013 12:00:00 AM | Not Yet Verified | Not Yet Verified | Not Yet Verified |  |  | 3111 | 90.44 | 34.4 | 5.59 | 0.99 | 3000 | 80
P00000D23 | Eaton (formerly Cooper Lighting) | MCGRAW-EDISON | TT-A2-LED-[Voltages 120V-277V, except option HA which includes All Voltages]-WQ-[All Mounting]-[All Colors] -8030-[Options include HA, TR, X, DIM and ICP] | Outdoor Luminaires | Low Output | Parking Garage Luminaires | Standard | FALSE | [9 empty] | 11/20/2013 12:00:00 AM | Not Yet Verified | Not Yet Verified | Not Yet Verified |  |  | 4333 | 95.03 | 45.6 | 9.44 | 0.99 | 3000 | 80
P00000D27 | Eaton (formerly Cooper Lighting) | MCGRAW-EDISON | TT-A3-LED-[All Voltages]-MQ-[All Mounting]-[All Colors] -8030-[Options include TR, X, DIM and ICP] | Outdoor Luminaires | Low Output | Parking Garage Luminaires | Standard | FALSE | [9 empty] | 11/20/2013 12:00:00 AM | Not Yet Verified | Not Yet Verified | Not Yet Verified |  |  | 4404 | 87.9 | 50.1 | 8.65 | 0.99 | 3000 | 80
P00000D2R | Eaton (formerly Cooper Lighting) | MCGRAW-EDISON | TT-A2-LED-[Voltages 120V-277V, except option HA which includes All Voltages]-WQ-[All Mounting]-[All Colors] -7060-[Options include HA, TR, X, DIM and ICP]-CG | Outdoor Luminaires | Low Output | Parking Garage Luminaires | Standard | FALSE | [9 empty] | 11/20/2013 12:00:00 AM | Not Yet Verified | Not Yet Verified | Not Yet Verified |  |  | 4728 | 103.24 | 45.8 | 9.44 | 0.99 | 6000 | 70
P00000D30 | Eaton (formerly Cooper Lighting) | MCGRAW-EDISON | TT-A3-LED-[All Voltages]-WQ-[All Mounting]-[All Colors] -[Options include TR, X, DIM and ICP]-DIMRF[LW or LN]-SG | Outdoor Luminaires | Low Output | Parking Garage Luminaires | Standard | FALSE | [9 empty] | 11/20/2013 12:00:00 AM | Not Yet Verified | Not Yet Verified | Not Yet Verified |  |  | 4927 | 97.55 | 50.5 | 8.65 | 0.99 | 6000 | 70
P00000D0H | Eaton (formerly Cooper Lighting) | MCGRAW-EDISON | TT-A1-LED-[Voltages 120V-277V, except option HA which includes All Voltages]-WQ-[All Mounting]-[All Colors] -[Options include HA, TR, X, DIM and ICP]-CG | Outdoor Luminaires | Low Output | Parking Garage Luminaires | Standard | FALSE | [9 empty] | 11/20/2013 12:00:00 AM | Not Yet Verified | Not Yet Verified | Not Yet Verified |  |  | 3219 | 93.85 | 34.3 | 5.59 | 0.99 | 4000 | 80
P00000D37 | Eaton (formerly Cooper Lighting) | MCGRAW-EDISON | TT-A3-LED-[All Voltages]-WQ-[All Mounting]-[All Colors] -8030-[Options include TR, X, DIM and ICP]-DOS | Outdoor Luminaires | Mid Output | Parking Garage Luminaires | Standard | FALSE | [9 empty] | 11/20/2013 12:00:00 AM | Not Yet Verified | Not Yet Verified | Not Yet Verified |  |  | 5055 | 100.89 | 50.1 | 8.65 | 0.99 | 4000 | 80
P00000D3D | Eaton (formerly Cooper Lighting) | MCGRAW-EDISON | TT-A3-LED-[Voltages 120V-277V]-MQ-[All Mounting]-[All Colors] -[Options include TR, X, DIM and ICP]-CG-DIMRF-[LW or LN] | Outdoor Luminaires | Mid Output | Parking Garage Luminaires | Standard | FALSE | [9 empty] | 11/20/2013 12:00:00 AM | Not Yet Verified | Not Yet Verified | Not Yet Verified |  |  | 5231 | 103.58 | 50.5 | 8.65 | 0.99 | 6000 | 70
P00000D3I | Eaton (formerly Cooper Lighting) | MCGRAW-EDISON | TT-A3-LED-[All Voltages]-WQ-[All Mounting]-[All Colors] -7060-[Options include TR, X, DIM and ICP]-DOS | Outdoor Luminaires | Mid Output | Parking Garage Luminaires | Standard | FALSE | [9 empty] | 11/20/2013 12:00:00 AM | Not Yet Verified | Not Yet Verified | Not Yet Verified |  |  | 5550 | 109.47 | 50.7 | 8.65 | 0.99 | 6000 | 70
P00000D3P | Eaton (formerly Cooper Lighting) | MCGRAW-EDISON | TT-A4-LED-[All Voltages]-WQ-[All Mounting]-[All Colors] -[Options include TR, X, DIM and ICP]-CG | Outdoor Luminaires | Mid Output | Parking Garage Luminaires | Standard | FALSE | [9 empty] | 11/20/2013 12:00:00 AM | Not Yet Verified | Not Yet Verified | Not Yet Verified |  |  | 5987 | 77.05 | 77.7 | 5.73 | 1 | 4000 | 80
P00000D3Q | Eaton (formerly Cooper Lighting) | MCGRAW-EDISON | TT-A4-LED-[Voltages 120V-277V]-WQ-[All Mounting]-[All Colors] -7060-[Options include TR, X, DIM and ICP] -DIMRF[LW or LN]-SG | Outdoor Luminaires | Mid Output | Parking Garage Luminaires | Standard | FALSE | [9 empty] | 11/20/2013 12:00:00 AM | Not Yet Verified | Not Yet Verified | Not Yet Verified |  |  | 5992 | 76.62 | 78.2 | 5.73 | 1 | 3000 | 80
P00000D3Z | Eaton (formerly Cooper Lighting) | MCGRAW-EDISON | TT-A4-LED-Voltages 120V-347V]-WQ-[All Mounting]-[All Colors] -[Options include TR, X, DIM and ICP]-DIMRF[LW or LN] | Outdoor Luminaires | Mid Output | Parking Garage Luminaires | Standard | FALSE | [9 empty] | 11/20/2013 12:00:00 AM | Not Yet Verified | Not Yet Verified | Not Yet Verified |  |  | 6554 | 84.35 | 77.7 | 5.73 | 1 | 4000 | 80
P00000D48 | Eaton (formerly Cooper Lighting) | MCGRAW-EDISON | TT-A4-LED-[Voltages 120V-277V]-WQ-[All Mounting]-[All Colors] -8030-[Options include TR, X, DIM and ICP]-DOS-CG | Outdoor Luminaires | Mid Output | Parking Garage Luminaires | Standard | FALSE | [9 empty] | 11/20/2013 12:00:00 AM | Not Yet Verified | Not Yet Verified | Not Yet Verified |  |  | 6804 | 88.48 | 76.9 | 5.73 | 1 | 4000 | 80
P00000D0X | Eaton (formerly Cooper Lighting) | MCGRAW-EDISON | TT-A1-LED-[Voltages 120V-277V, except option HA which includes All Voltages]-WQ-[All Mounting]-[All Colors] -7060-[Options include HA, TR, X, DIM and ICP]-DOS-CG | Outdoor Luminaires | Low Output | Parking Garage Luminaires | Standard | FALSE | [9 empty] | 11/20/2013 12:00:00 AM | Not Yet Verified | Not Yet Verified | Not Yet Verified |  |  | 3620 | 104.93 | 34.5 | 5.59 | 0.99 | 6000 | 70
P00000D5F | Eaton (formerly Cooper Lighting) | MCGRAW-EDISON | TT-A5-LED-[Voltages 120V-277V]-MQ-[All Mounting]-[All Colors] -[Options include TR, X, DIM and ICP]-DOS | Outdoor Luminaires | Mid Output | Parking Garage Luminaires | Standard | FALSE | [9 empty] | 11/20/2013 12:00:00 AM | Not Yet Verified | Not Yet Verified | Not Yet Verified |  |  | 9156 | 85.41 | 107.2 | 5.43 | 1 | 6000 | 70
P00000D5I | Eaton (formerly Cooper Lighting) | MCGRAW-EDISON | TT-A5-LED-[Voltages 120V-277V]-MQ-[All Mounting]-[All Colors] -[Options include TR, X, DIM and ICP] | Outdoor Luminaires | Mid Output | Parking Garage Luminaires | Standard | FALSE | [9 empty] | 11/20/2013 12:00:00 AM | Not Yet Verified | Not Yet Verified | Not Yet Verified |  |  | 9683 | 90.32 | 107.2 | 5.43 | 1 | 6000 | 70
P00000D0G | Eaton (formerly Cooper Lighting) | MCGRAW-EDISON | TT-A1-LED-[Voltages 120V-277V, except option HA which includes All Voltages]-WQ-[All Mounting]-[All Colors] -8030-[Options include HA, TR, X, DIM and ICP]-CG | Outdoor Luminaires | Low Output | Parking Garage Luminaires | Standard | FALSE | [9 empty] | 11/20/2013 12:00:00 AM | Not Yet Verified | Not Yet Verified | Not Yet Verified |  |  | 3219 | 93.58 | 34.4 | 5.59 | 0.99 | 3000 | 80
P00000CZU | Eaton (formerly Cooper Lighting) | MCGRAW-EDISON | TT-A1-LED-[Voltages 120V-277V, except option HA which includes All Voltages]-MQ-[All Mounting]-[All Colors] -[Options include HA, TR, X, DIM and ICP]-CG-DIMRF-[LW or LN] | Outdoor Luminaires | Low Output | Parking Garage Luminaires | Standard | FALSE | [9 empty] | 11/20/2013 12:00:00 AM | Not Yet Verified | Not Yet Verified | Not Yet Verified |  |  | 2816 | 82.1 | 34.3 | 5.59 | 0.99 | 4000 | 80
P00000D0Y | Eaton (formerly Cooper Lighting) | MCGRAW-EDISON | TT-A1-LED-[Voltages 120V-277V, except option HA which includes All Voltages]-WQ-[All Mounting]-[All Colors] -7060-[Options include HA, TR, X, DIM and ICP]-SG | Outdoor Luminaires | Low Output | Parking Garage Luminaires | Standard | FALSE | [9 empty] | 11/20/2013 12:00:00 AM | Not Yet Verified | Not Yet Verified | Not Yet Verified |  |  | 3660 | 106.09 | 34.5 | 5.59 | 0.99 | 6000 | 70
P00000D0B | Eaton (formerly Cooper Lighting) | MCGRAW-EDISON | TT-A1-LED-[Voltages 120V-277V, except option HA which includes All Voltages]-MQ-[All Mounting]-[All Colors] -[Options include HA, TR, X, DIM and ICP]-DIMRF-[LW or LN] | Outdoor Luminaires | Low Output | Parking Garage Luminaires | Standard | FALSE | [9 empty] | 11/20/2013 12:00:00 AM | Not Yet Verified | Not Yet Verified | Not Yet Verified |  |  | 3160 | 91.59 | 34.5 | 5.59 | 0.99 | 4000 | 80
P00000D1N | Eaton (formerly Cooper Lighting) | MCGRAW-EDISON | TT-A2-LED-[Voltages 120V-277V, except option HA which includes All Voltages]-WQ-[All Mounting]-[All Colors] -[Options include HA, TR, X, DIM and ICP]-DOS-CG | Outdoor Luminaires | Low Output | Parking Garage Luminaires | Standard | FALSE | [9 empty] | 11/20/2013 12:00:00 AM | Not Yet Verified | Not Yet Verified | Not Yet Verified |  |  | 4094 | 90.17 | 45.4 | 9.44 | 0.99 | 4000 | 80
P00000D1T | Eaton (formerly Cooper Lighting) | MCGRAW-EDISON | TT-A3-LED-[All Voltages]-MQ-[All Mounting]-[All Colors] -7060-[Options include TR, X, DIM and ICP]-DIMRF-[LW or LN] | Outdoor Luminaires | Low Output | Parking Garage Luminaires | Standard | FALSE | [9 empty] | 11/20/2013 12:00:00 AM | Not Yet Verified | Not Yet Verified | Not Yet Verified |  |  | 4204 | 82.92 | 50.7 | 8.65 | 0.99 | 3000 | 80
P00000D25 | Eaton (formerly Cooper Lighting) | MCGRAW-EDISON | TT-A2-LED-[Voltages 120V-277V, except option HA which includes All Voltages]-WQ-[All Mounting]-[All Colors] -[Options include HA, TR, X, DIM and ICP] | Outdoor Luminaires | Low Output | Parking Garage Luminaires | Standard | FALSE | [9 empty] | 11/20/2013 12:00:00 AM | Not Yet Verified | Not Yet Verified | Not Yet Verified |  |  | 4377 | 96.4 | 45.4 | 9.44 | 0.99 | 4000 | 80
P00000D5J | Eaton (formerly Cooper Lighting) | MCGRAW-EDISON | TT-A5-LED-[All Voltages]-WQ-[All Mounting]-[All Colors] -7060-[Options include TR, X, DIM and ICP]-DOS | Outdoor Luminaires | Mid Output | Parking Garage Luminaires | Standard | FALSE | [9 empty] | 11/20/2013 12:00:00 AM | Not Yet Verified | Not Yet Verified | Not Yet Verified |  |  | 9829 | 90.92 | 108.1 | 5.43 | 1 | 6000 | 70
P00000D5K | Eaton (formerly Cooper Lighting) | MCGRAW-EDISON | TT-A5-LED-[Voltages 120V-277V]-WQ-[All Mounting]-[All Colors] -[Options include TR, X, DIM and ICP]-DIMRF[LW or LN]-CG | Outdoor Luminaires | High Output | Parking Garage Luminaires | Standard | FALSE | [9 empty] | 11/20/2013 12:00:00 AM | Not Yet Verified | Not Yet Verified | Not Yet Verified |  |  | 10053 | 93.78 | 107.2 | 5.43 | 1 | 6000 | 70
P00000D54 | Eaton (formerly Cooper Lighting) | MCGRAW-EDISON | TT-A5-LED-[Voltages 120V-277V]-MQ-[All Mounting]-[All Colors] -7060-[Options include TR, X, DIM and ICP]-CG-DIMRF-[LW or LN] | Outdoor Luminaires | Mid Output | Parking Garage Luminaires | Standard | FALSE | [9 empty] | 11/20/2013 12:00:00 AM | Not Yet Verified | Not Yet Verified | Not Yet Verified |  |  | 8513 | 76.21 | 111.71 | 5.43 | 1 | 3000 | 80
P00000D56 | Eaton (formerly Cooper Lighting) | MCGRAW-EDISON | TT-A5-LED-[Voltages 120V-277V]-WQ-[All Mounting]-[All Colors] -8030-[Options include TR, X, DIM and ICP]-DOS | Outdoor Luminaires | Mid Output | Parking Garage Luminaires | Standard | FALSE | [9 empty] | 11/20/2013 12:00:00 AM | Not Yet Verified | Not Yet Verified | Not Yet Verified |  |  | 8699 | 81.14 | 107.2 | 5.43 | 1 | 4000 | 80
P00000D57 | Eaton (formerly Cooper Lighting) | MCGRAW-EDISON | TT-A5-LED-[Voltages 120V-277V]-WQ-[All Mounting]-[All Colors] -7060-[Options include TR, X, DIM and ICP]-CG | Outdoor Luminaires | Mid Output | Parking Garage Luminaires | Standard | FALSE | [9 empty] | 11/20/2013 12:00:00 AM | Not Yet Verified | Not Yet Verified | Not Yet Verified |  |  | 8839 | 81.77 | 108.1 | 5.43 | 1 | 3000 | 80
P00000D5A | Eaton (formerly Cooper Lighting) | MCGRAW-EDISON | TT-A5-LED-[Voltages 120V-277V]-WQ-[All Mounting]-[All Colors] -[Options include TR, X, DIM and ICP]-DOS-SG | Outdoor Luminaires | Mid Output | Parking Garage Luminaires | Standard | FALSE | [9 empty] | 11/20/2013 12:00:00 AM | Not Yet Verified | Not Yet Verified | Not Yet Verified |  |  | 8923 | 83.24 | 107.2 | 5.43 | 1 | 6000 | 70
P00000D5B | Eaton (formerly Cooper Lighting) | MCGRAW-EDISON | TT-A5-LED-[Voltages 120V-277V]-WQ-[All Mounting]-[All Colors] -7060-[Options include TR, X, DIM and ICP]-DIMRF[LW or LN] | Outdoor Luminaires | Mid Output | Parking Garage Luminaires | Standard | FALSE | [9 empty] | 11/20/2013 12:00:00 AM | Not Yet Verified | Not Yet Verified | Not Yet Verified |  |  | 8943 | 82.73 | 108.1 | 5.43 | 1 | 6000 | 70
P00000D5C | Eaton (formerly Cooper Lighting) | MCGRAW-EDISON | TT-A5-LED-[Voltages 120V-277V]-MQ-[All Mounting]-[All Colors] -7060-[Options include TR, X, DIM and ICP]-CG | Outdoor Luminaires | Mid Output | Parking Garage Luminaires | Standard | FALSE | [9 empty] | 11/20/2013 12:00:00 AM | Not Yet Verified | Not Yet Verified | Not Yet Verified |  |  | 8952 | 80.13 | 111.71 | 5.43 | 1 | 6000 | 70
P00000D5D | Eaton (formerly Cooper Lighting) | MCGRAW-EDISON | TT-A5-LED-[Voltages 120V-277V]-WQ-[All Mounting]-[All Colors] -[Options include TR, X, DIM and ICP]-SG | Outdoor Luminaires | Mid Output | Parking Garage Luminaires | Standard | FALSE | [9 empty] | 11/20/2013 12:00:00 AM | Not Yet Verified | Not Yet Verified | Not Yet Verified |  |  | 9032 | 84.25 | 107.2 | 5.43 | 1 | 4000 | 80
P00000D5E | Eaton (formerly Cooper Lighting) | MCGRAW-EDISON | TT-A5-LED-[Voltages 120V-277V]-MQ-[All Mounting]-[All Colors] -[Options include TR, X, DIM and ICP]-DIMRF-[LW or LN] | Outdoor Luminaires | Mid Output | Parking Garage Luminaires | Standard | FALSE | [9 empty] | 11/20/2013 12:00:00 AM | Not Yet Verified | Not Yet Verified | Not Yet Verified |  |  | 9057 | 84.48 | 107.2 | 5.43 | 1 | 6000 | 70
P00000D31 | Eaton (formerly Cooper Lighting) | MCGRAW-EDISON | TT-A2-LED-[Voltages 120V-277V, except option HA which includes All Voltages]-WQ-[All Mounting]-[All Colors] -7060-[Options include HA, TR, X, DIM and ICP] | Outdoor Luminaires | Low Output | Parking Garage Luminaires | Standard | FALSE | [9 empty] | 11/20/2013 12:00:00 AM | Not Yet Verified | Not Yet Verified | Not Yet Verified |  |  | 4942 | 107.91 | 45.8 | 9.44 | 0.99 | 6000 | 70
P00000D32 | Eaton (formerly Cooper Lighting) | MCGRAW-EDISON | TT-A3-LED-[All Voltages]-WQ-[All Mounting]-[All Colors] -8030-[Options include TR, X, DIM and ICP]-CG | Outdoor Luminaires | Low Output | Parking Garage Luminaires | Standard | FALSE | [9 empty] | 11/20/2013 12:00:00 AM | Not Yet Verified | Not Yet Verified | Not Yet Verified |  |  | 4946 | 98.73 | 50.1 | 8.65 | 0.99 | 4000 | 80
P00000CZV | Eaton (formerly Cooper Lighting) | MCGRAW-EDISON | TT-A1-LED-[Voltages 120V-277V, except option HA which includes All Voltages]-WQ-[All Mounting]-[All Colors] -8030-[Options include HA, TR, X, DIM and ICP] -DIMRF [LW or LN]-SG | Outdoor Luminaires | Low Output | Parking Garage Luminaires | Standard | FALSE | [9 empty] | 11/20/2013 12:00:00 AM | Not Yet Verified | Not Yet Verified | Not Yet Verified |  |  | 2906 | 84.48 | 34.4 | 5.59 | 0.99 | 3000 | 80
P00000D50 | Eaton (formerly Cooper Lighting) | MCGRAW-EDISON | TT-A5-LED-[Voltages 120V-277V]-MQ-[All Mounting]-[All Colors] -7060-[Options include TR, X, DIM and ICP]-CG-DOS | Outdoor Luminaires | Mid Output | Parking Garage Luminaires | Standard | FALSE | [9 empty] | 11/20/2013 12:00:00 AM | Not Yet Verified | Not Yet Verified | Not Yet Verified |  |  | 8363 | 74.87 | 111.71 | 5.43 | 1 | 6000 | 70
P00000D2E | Eaton (formerly Cooper Lighting) | MCGRAW-EDISON | TT-A2-LED-[Voltages 120V-277V, except option HA which includes All Voltages]-WQ-[All Mounting]-[All Colors] -7060-[Options include HA, TR, X, DIM and ICP]-DIMRF[LW or LN] | Outdoor Luminaires | Low Output | Parking Garage Luminaires | Standard | FALSE | [9 empty] | 11/20/2013 12:00:00 AM | Not Yet Verified | Not Yet Verified | Not Yet Verified |  |  | 4514 | 98.57 | 45.8 | 9.44 | 0.99 | 6000 | 70
P00000D2I | Eaton (formerly Cooper Lighting) | MCGRAW-EDISON | TT-A2-LED-[Voltages 120V-277V, except option HA which includes All Voltages]-MQ-[All Mounting]-[All Colors] -7060-[Options include HA, TR, X, DIM and ICP]-DIMRF-[LW or LN] | Outdoor Luminaires | Low Output | Parking Garage Luminaires | Standard | FALSE | [9 empty] | 11/20/2013 12:00:00 AM | Not Yet Verified | Not Yet Verified | Not Yet Verified |  |  | 4565 | 99.67 | 45.8 | 9.44 | 0.99 | 6000 | 70
P00000D2K | Eaton (formerly Cooper Lighting) | MCGRAW-EDISON | TT-A3-LED-[All Voltages]-MQ-[All Mounting]-[All Colors] -7060-[Options include TR, X, DIM and ICP]-CG-DIMRF-[LW or LN] | Outdoor Luminaires | Low Output | Parking Garage Luminaires | Standard | FALSE | [9 empty] | 11/20/2013 12:00:00 AM | Not Yet Verified | Not Yet Verified | Not Yet Verified |  |  | 4603 | 90.79 | 50.7 | 8.65 | 0.99 | 3000 | 80
P00000D2O | Eaton (formerly Cooper Lighting) | MCGRAW-EDISON | TT-A2-LED-[Voltages 120V-277V, except option HA which includes All Voltages]-WQ-[All Mounting]-[All Colors] -7060-[Options include HA, TR, X, DIM and ICP]-SG | Outdoor Luminaires | Low Output | Parking Garage Luminaires | Standard | FALSE | [9 empty] | 11/20/2013 12:00:00 AM | Not Yet Verified | Not Yet Verified | Not Yet Verified |  |  | 4674 | 102.04 | 45.8 | 9.44 | 0.99 | 6000 | 70
P00000D2P | Eaton (formerly Cooper Lighting) | MCGRAW-EDISON | TT-A3-LED-[All Voltages]-WQ-[All Mounting]-[All Colors] -8030-[Options include TR, X, DIM and ICP]-DIMRF[LW or LN] | Outdoor Luminaires | Low Output | Parking Garage Luminaires | Standard | FALSE | [9 empty] | 11/20/2013 12:00:00 AM | Not Yet Verified | Not Yet Verified | Not Yet Verified |  |  | 4722 | 94.26 | 50.1 | 8.65 | 0.99 | 4000 | 80
P00000D2Q | Eaton (formerly Cooper Lighting) | MCGRAW-EDISON | TT-A3-LED-[All Voltages]-MQ-[All Mounting]-[All Colors] -7060-[Options include TR, X, DIM and ICP]-CG-DOS | Outdoor Luminaires | Low Output | Parking Garage Luminaires | Standard | FALSE | [9 empty] | 11/20/2013 12:00:00 AM | Not Yet Verified | Not Yet Verified | Not Yet Verified |  |  | 4723 | 93.15 | 50.7 | 8.65 | 0.99 | 6000 | 70
P00000D2T | Eaton (formerly Cooper Lighting) | MCGRAW-EDISON | TT-A3-LED-[All Voltages]-WQ-[All Mounting]-[All Colors] -[Options include TR, X, DIM and ICP]-DOS-CG | Outdoor Luminaires | Low Output | Parking Garage Luminaires | Standard | FALSE | [9 empty] | 11/20/2013 12:00:00 AM | Not Yet Verified | Not Yet Verified | Not Yet Verified |  |  | 4775 | 94.56 | 50.5 | 8.65 | 0.99 | 4000 | 80
P00000D2X | Eaton (formerly Cooper Lighting) | MCGRAW-EDISON | TT-A2-LED-[Voltages 120V-277V, except option HA which includes All Voltages]-WQ-[All Mounting]-[All Colors] -7060-[Options include HA, TR, X, DIM and ICP]-DOS | Outdoor Luminaires | Low Output | Parking Garage Luminaires | Standard | FALSE | [9 empty] | 11/20/2013 12:00:00 AM | Not Yet Verified | Not Yet Verified | Not Yet Verified |  |  | 4832 | 105.5 | 45.8 | 9.44 | 0.99 | 6000 | 70
P00000D0J | Eaton (formerly Cooper Lighting) | MCGRAW-EDISON | TT-A1-LED-[Voltages 120V-277V, except option HA which includes All Voltages]-WQ-[All Mounting]-[All Colors] -[Options include HA, TR, X, DIM and ICP]-DOS | Outdoor Luminaires | Low Output | Parking Garage Luminaires | Standard | FALSE | [9 empty] | 11/20/2013 12:00:00 AM | Not Yet Verified | Not Yet Verified | Not Yet Verified |  |  | 3345 | 97.52 | 34.3 | 5.59 | 0.99 | 4000 | 80
P00000D34 | Eaton (formerly Cooper Lighting) | MCGRAW-EDISON | TT-A2-LED-[Voltages 120V-277V, except option HA which includes All Voltages]-MQ-[All Mounting]-[All Colors] -7060-[Options include HA, TR, X, DIM and ICP]-DOS | Outdoor Luminaires | Mid Output | Parking Garage Luminaires | Standard | FALSE | [9 empty] | 11/20/2013 12:00:00 AM | Not Yet Verified | Not Yet Verified | Not Yet Verified |  |  | 5017 | 109.54 | 45.8 | 9.44 | 0.99 | 6000 | 70
P00000D36 | Eaton (formerly Cooper Lighting) | MCGRAW-EDISON | TT-A3-LED-[All Voltages]-WQ-[All Mounting]-[All Colors] -7060-[Options include TR, X, DIM and ICP]-DIMRF[LW or LN] | Outdoor Luminaires | Mid Output | Parking Garage Luminaires | Standard | FALSE | [9 empty] | 11/20/2013 12:00:00 AM | Not Yet Verified | Not Yet Verified | Not Yet Verified |  |  | 5050 | 99.61 | 50.7 | 8.65 | 0.99 | 6000 | 70
P00000D3A | Eaton (formerly Cooper Lighting) | MCGRAW-EDISON | TT-A2-LED-[Voltages 120V-277V, except option HA which includes All Voltages]-MQ-[All Mounting]-[All Colors] -7060-[Options include HA, TR, X, DIM and ICP] | Outdoor Luminaires | Mid Output | Parking Garage Luminaires | Standard | FALSE | [9 empty] | 11/20/2013 12:00:00 AM | Not Yet Verified | Not Yet Verified | Not Yet Verified |  |  | 5132 | 112.04 | 45.8 | 9.44 | 0.99 | 6000 | 70
P00000D3J | Eaton (formerly Cooper Lighting) | MCGRAW-EDISON | TT-A4-LED-[Voltages 120V-277V]-MQ-[All Mounting]-[All Colors] -8030-[Options include TR, X, DIM and ICP]-DIMRF-[LW or LN] | Outdoor Luminaires | Mid Output | Parking Garage Luminaires | Standard | FALSE | [9 empty] | 11/20/2013 12:00:00 AM | Not Yet Verified | Not Yet Verified | Not Yet Verified |  |  | 5603 | 72.87 | 76.9 | 5.73 | 1 | 3000 | 80
P00000D3N | Eaton (formerly Cooper Lighting) | MCGRAW-EDISON | TT-A4-LED-[Voltages 120V-277V]-MQ-[All Mounting]-[All Colors] -7060-[Options include TR, X, DIM and ICP]-DIMRF-[LW or LN] | Outdoor Luminaires | Mid Output | Parking Garage Luminaires | Standard | FALSE | [9 empty] | 11/20/2013 12:00:00 AM | Not Yet Verified | Not Yet Verified | Not Yet Verified |  |  | 5926 | 75.77 | 78.2 | 5.73 | 1 | 3000 | 80
P00000D3S | Eaton (formerly Cooper Lighting) | MCGRAW-EDISON | TT-A4-LED-[Voltages 120V-277V]-MQ-[All Mounting]-[All Colors] -8030-[Options include TR, X, DIM and ICP]-CG-DOS | Outdoor Luminaires | Mid Output | Parking Garage Luminaires | Standard | FALSE | [9 empty] | 11/20/2013 12:00:00 AM | Not Yet Verified | Not Yet Verified | Not Yet Verified |  |  | 6068 | 78.91 | 76.9 | 5.73 | 1 | 3000 | 80
P00000D3T | Eaton (formerly Cooper Lighting) | MCGRAW-EDISON | TT-A4-LED-[Voltages 120V-277V]-MQ-[All Mounting]-[All Colors] -8030-[Options include TR, X, DIM and ICP]-CG | Outdoor Luminaires | Mid Output | Parking Garage Luminaires | Standard | FALSE | [9 empty] | 11/20/2013 12:00:00 AM | Not Yet Verified | Not Yet Verified | Not Yet Verified |  |  | 6135 | 79.77 | 76.9 | 5.73 | 1 | 3000 | 80
P00000D3V | Eaton (formerly Cooper Lighting) | MCGRAW-EDISON | TT-A4-LED-[All Voltages]-WQ-[All Mounting]-[All Colors] -7060-[Options include TR, X, DIM and ICP] | Outdoor Luminaires | Mid Output | Parking Garage Luminaires | Standard | FALSE | [9 empty] | 11/20/2013 12:00:00 AM | Not Yet Verified | Not Yet Verified | Not Yet Verified |  |  | 6340 | 81.08 | 78.2 | 5.73 | 1 | 6000 | 70
P00000D41 | Eaton (formerly Cooper Lighting) | MCGRAW-EDISON | TT-A4-LED-[Voltages 120V-277V]-WQ-[All Mounting]-[All Colors] -8030-[Options include TR, X, DIM and ICP]-DIMRF[LW or LN] | Outdoor Luminaires | Mid Output | Parking Garage Luminaires | Standard | FALSE | [9 empty] | 11/20/2013 12:00:00 AM | Not Yet Verified | Not Yet Verified | Not Yet Verified |  |  | 6644 | 86.4 | 76.9 | 5.73 | 1 | 4000 | 80
P00000D43 | Eaton (formerly Cooper Lighting) | MCGRAW-EDISON | TT-A4-LED-[All Voltages]-WQ-[All Mounting]-[All Colors] -[Options include TR, X, DIM and ICP]-DOS | Outdoor Luminaires | Mid Output | Parking Garage Luminaires | Standard | FALSE | [9 empty] | 11/20/2013 12:00:00 AM | Not Yet Verified | Not Yet Verified | Not Yet Verified |  |  | 6704 | 86.28 | 77.7 | 5.73 | 1 | 4000 | 80
P00000D44 | Eaton (formerly Cooper Lighting) | MCGRAW-EDISON | TT-A4-LED-[All Voltages]-WQ-[All Mounting]-[All Colors] -[Options include TR, X, DIM and ICP]-DOS-CG | Outdoor Luminaires | Mid Output | Parking Garage Luminaires | Standard | FALSE | [9 empty] | 11/20/2013 12:00:00 AM | Not Yet Verified | Not Yet Verified | Not Yet Verified |  |  | 6719 | 86.47 | 77.7 | 5.73 | 1 | 4000 | 80
P00000D46 | Eaton (formerly Cooper Lighting) | MCGRAW-EDISON | TT-A4-LED-[All Voltages]-MQ-[All Mounting]-[All Colors] -7060-[Options include TR, X, DIM and ICP] | Outdoor Luminaires | Mid Output | Parking Garage Luminaires | Standard | FALSE | [9 empty] | 11/20/2013 12:00:00 AM | Not Yet Verified | Not Yet Verified | Not Yet Verified |  |  | 6732 | 86.09 | 78.2 | 5.73 | 1 | 6000 | 70
P00000D4E | Eaton (formerly Cooper Lighting) | MCGRAW-EDISON | TT-A4-LED-[Voltages 120V-277V]-WQ-[All Mounting]-[All Colors] -8030-[Options include TR, X, DIM and ICP]-DOS | Outdoor Luminaires | Mid Output | Parking Garage Luminaires | Standard | FALSE | [9 empty] | 11/20/2013 12:00:00 AM | Not Yet Verified | Not Yet Verified | Not Yet Verified |  |  | 7112 | 92.48 | 76.9 | 5.73 | 1 | 4000 | 80
P00000D4F | Eaton (formerly Cooper Lighting) | MCGRAW-EDISON | TT-A4-LED-[All Voltages]-WQ-[All Mounting]-[All Colors] -7060-[Options include TR, X, DIM and ICP]-DIMRF[LW or LN] | Outdoor Luminaires | Mid Output | Parking Garage Luminaires | Standard | FALSE | [9 empty] | 11/20/2013 12:00:00 AM | Not Yet Verified | Not Yet Verified | Not Yet Verified |  |  | 7116 | 90.99 | 78.2 | 5.73 | 1 | 6000 | 70
P00000D4L | Eaton (formerly Cooper Lighting) | MCGRAW-EDISON | TT-A4-LED-[All Voltages]-WQ-[All Mounting]-[All Colors] -[Options include TR, X, DIM and ICP]-SG | Outdoor Luminaires | Mid Output | Parking Garage Luminaires | Standard | FALSE | [9 empty] | 11/20/2013 12:00:00 AM | Not Yet Verified | Not Yet Verified | Not Yet Verified |  |  | 7384 | 95.03 | 77.7 | 5.73 | 1 | 4000 | 80
P00000D4M | Eaton (formerly Cooper Lighting) | MCGRAW-EDISON | TT-A4-LED-[Voltages 120V-277V]-MQ-[All Mounting]-[All Colors] -[Options include TR, X, DIM and ICP]-CG | Outdoor Luminaires | Mid Output | Parking Garage Luminaires | Standard | FALSE | [9 empty] | 11/20/2013 12:00:00 AM | Not Yet Verified | Not Yet Verified | Not Yet Verified |  |  | 7532 | 96.93 | 77.7 | 5.73 | 1 | 6000 | 70
P00000D4V | Eaton (formerly Cooper Lighting) | MCGRAW-EDISON | TT-A5-LED-[Voltages 120V-277V]-WQ-[All Mounting]-[All Colors] -[Options include TR, X, DIM and ICP]-DOS | Outdoor Luminaires | Mid Output | Parking Garage Luminaires | Standard | FALSE | [9 empty] | 11/20/2013 12:00:00 AM | Not Yet Verified | Not Yet Verified | Not Yet Verified |  |  | 8200 | 76.49 | 107.2 | 5.43 | 1 | 4000 | 80
P00000D0T | Eaton (formerly Cooper Lighting) | MCGRAW-EDISON | TT-A2-LED-[Voltages 120V-277V, except option HA which includes All Voltages]-MQ-[All Mounting]-[All Colors] -8030-[Options include HA, TR, X, DIM and ICP]-CG-DIMRF-[LW or LN] | Outdoor Luminaires | Low Output | Parking Garage Luminaires | Standard | FALSE | [9 empty] | 11/20/2013 12:00:00 AM | Not Yet Verified | Not Yet Verified | Not Yet Verified |  |  | 3566 | 78.21 | 45.6 | 9.44 | 0.99 | 3000 | 80
P00000D0V | Eaton (formerly Cooper Lighting) | MCGRAW-EDISON | TT-A1-LED-[Voltages 120V-277V, except option HA which includes All Voltages]-MQ-[All Mounting]-[All Colors] -7060-[Options include HA, TR, X, DIM and ICP]-DIMRF-[LW or LN] | Outdoor Luminaires | Low Output | Parking Garage Luminaires | Standard | FALSE | [9 empty] | 11/20/2013 12:00:00 AM | Not Yet Verified | Not Yet Verified | Not Yet Verified |  |  | 3575 | 103.62 | 34.5 | 5.59 | 0.99 | 6000 | 70
P00000D0W | Eaton (formerly Cooper Lighting) | MCGRAW-EDISON | TT-A2-LED-[Voltages 120V-277V, except option HA which includes All Voltages]-MQ-[All Mounting]-[All Colors] -[Options include HA, TR, X, DIM and ICP]-CG-DIMRF-[LW or LN] | Outdoor Luminaires | Low Output | Parking Garage Luminaires | Standard | FALSE | [9 empty] | 11/20/2013 12:00:00 AM | Not Yet Verified | Not Yet Verified | Not Yet Verified |  |  | 3602 | 79.34 | 45.4 | 9.44 | 0.99 | 4000 | 80
P00000D10 | Eaton (formerly Cooper Lighting) | MCGRAW-EDISON | TT-A2-LED-[Voltages 120V-277V, except option HA which includes All Voltages]-WQ-[All Mounting]-[All Colors] -8030-[Options include HA, TR, X, DIM and ICP] -DIMRF [LW or LN]-SG | Outdoor Luminaires | Low Output | Parking Garage Luminaires | Standard | FALSE | [9 empty] | 11/20/2013 12:00:00 AM | Not Yet Verified | Not Yet Verified | Not Yet Verified |  |  | 3743 | 82.08 | 45.6 | 9.44 | 0.99 | 3000 | 80
P00000D11 | Eaton (formerly Cooper Lighting) | MCGRAW-EDISON | TT-A2-LED-[Voltages 120V-277V, except option HA which includes All Voltages]-WQ-[All Mounting]-[All Colors] -[Options include HA, TR, X, DIM and ICP]-DIMRF[LW or LN]-SG | Outdoor Luminaires | Low Output | Parking Garage Luminaires | Standard | FALSE | [9 empty] | 11/20/2013 12:00:00 AM | Not Yet Verified | Not Yet Verified | Not Yet Verified |  |  | 3780 | 83.26 | 45.4 | 9.44 | 0.99 | 4000 | 80
P00000D13 | Eaton (formerly Cooper Lighting) | MCGRAW-EDISON | TT-A2-LED-[Voltages 120V-277V, except option HA which includes All Voltages]-WQ-[All Mounting]-[All Colors] -8030-[Options include HA, TR, X, DIM and ICP]-DIMRF[LW or LN]-CG | Outdoor Luminaires | Low Output | Parking Garage Luminaires | Standard | FALSE | [9 empty] | 11/20/2013 12:00:00 AM | Not Yet Verified | Not Yet Verified | Not Yet Verified |  |  | 3787 | 83.04 | 45.6 | 9.44 | 0.99 | 3000 | 80
P00000D15 | Eaton (formerly Cooper Lighting) | MCGRAW-EDISON | TT-A2-LED-[Voltages 120V-277V, except option HA which includes All Voltages]-WQ-[All Mounting]-[All Colors] -[Options include HA, TR, X, DIM and ICP]-DIMRF[LW or LN]-CG | Outdoor Luminaires | Low Output | Parking Garage Luminaires | Standard | FALSE | [9 empty] | 11/20/2013 12:00:00 AM | Not Yet Verified | Not Yet Verified | Not Yet Verified |  |  | 3825 | 84.24 | 45.4 | 9.44 | 0.99 | 4000 | 80
P00000D16 | Eaton (formerly Cooper Lighting) | MCGRAW-EDISON | TT-A1-LED-[Voltages 120V-277V, except option HA which includes All Voltages]-WQ-[All Mounting]-[All Colors] -7060-[Options include HA, TR, X, DIM and ICP] | Outdoor Luminaires | Low Output | Parking Garage Luminaires | Standard | FALSE | [9 empty] | 11/20/2013 12:00:00 AM | Not Yet Verified | Not Yet Verified | Not Yet Verified |  |  | 3870 | 112.17 | 34.5 | 5.59 | 0.99 | 6000 | 70
P00000D17 | Eaton (formerly Cooper Lighting) | MCGRAW-EDISON | TT-A2-LED-[Voltages 120V-277V, except option HA which includes All Voltages]-MQ-[All Mounting]-[All Colors] -8030-[Options include HA, TR, X, DIM and ICP]-CG-DOS | Outdoor Luminaires | Low Output | Parking Garage Luminaires | Standard | FALSE | [9 empty] | 11/20/2013 12:00:00 AM | Not Yet Verified | Not Yet Verified | Not Yet Verified |  |  | 3905 | 85.63 | 45.6 | 9.44 | 0.99 | 3000 | 80
P00000CZX | Eaton (formerly Cooper Lighting) | MCGRAW-EDISON | TT-A1-LED-[Voltages 120V-277V, except option HA which includes All Voltages]-WQ-[All Mounting]-[All Colors] -8030-[Options include HA, TR, X, DIM and ICP]-DIMRF[LW or LN]-CG | Outdoor Luminaires | Low Output | Parking Garage Luminaires | Standard | FALSE | [9 empty] | 11/20/2013 12:00:00 AM | Not Yet Verified | Not Yet Verified | Not Yet Verified |  |  | 2940 | 85.47 | 34.4 | 5.59 | 0.99 | 3000 | 80
P00000D01 | Eaton (formerly Cooper Lighting) | MCGRAW-EDISON | TT-A1-LED-[Voltages 120V-277V, except option HA which includes All Voltages]-WQ-[All Mounting]-[All Colors] -8030-[Options include HA, TR, X, DIM and ICP]-DIMRF[LW or LN] | Outdoor Luminaires | Low Output | Parking Garage Luminaires | Standard | FALSE | [9 empty] | 11/20/2013 12:00:00 AM | Not Yet Verified | Not Yet Verified | Not Yet Verified |  |  | 3074 | 89.36 | 34.4 | 5.59 | 0.99 | 3000 | 80
P00000D02 | Eaton (formerly Cooper Lighting) | MCGRAW-EDISON | TT-A1-LED-[Voltages 120V-277V, except option HA which includes All Voltages]-MQ-[All Mounting]-[All Colors] -[Options include HA, TR, X, DIM and ICP]-CG-DOS | Outdoor Luminaires | Low Output | Parking Garage Luminaires | Standard | FALSE | [9 empty] | 11/20/2013 12:00:00 AM | Not Yet Verified | Not Yet Verified | Not Yet Verified |  |  | 3083 | 89.88 | 34.3 | 5.59 | 0.99 | 4000 | 80
P00000D06 | Eaton (formerly Cooper Lighting) | MCGRAW-EDISON | TT-A1-LED-[Voltages 120V-277V, except option HA which includes All Voltages]-WQ-[All Mounting]-[All Colors] -[Options include HA, TR, X, DIM and ICP]-DOS-SG | Outdoor Luminaires | Low Output | Parking Garage Luminaires | Standard | FALSE | [9 empty] | 11/20/2013 12:00:00 AM | Not Yet Verified | Not Yet Verified | Not Yet Verified |  |  | 3111 | 90.7 | 34.3 | 5.59 | 0.99 | 4000 | 80
P00000D07 | Eaton (formerly Cooper Lighting) | MCGRAW-EDISON | TT-A1-LED-[Voltages 120V-277V, except option HA which includes All Voltages]-WQ-[All Mounting]-[All Colors] -[Options include HA, TR, X, DIM and ICP]-DIMRF[LW or LN] | Outdoor Luminaires | Low Output | Parking Garage Luminaires | Standard | FALSE | [9 empty] | 11/20/2013 12:00:00 AM | Not Yet Verified | Not Yet Verified | Not Yet Verified |  |  | 3125 | 91.11 | 34.3 | 5.59 | 0.99 | 4000 | 80
P00000D08 | Eaton (formerly Cooper Lighting) | MCGRAW-EDISON | TT-A1-LED-[Voltages 120V-277V, except option HA which includes All Voltages]-WQ-[All Mounting]-[All Colors] -8030-[Options include HA, TR, X, DIM and ICP]-DOS-CG | Outdoor Luminaires | Low Output | Parking Garage Luminaires | Standard | FALSE | [9 empty] | 11/20/2013 12:00:00 AM | Not Yet Verified | Not Yet Verified | Not Yet Verified |  |  | 3147 | 91.48 | 34.4 | 5.59 | 0.99 | 3000 | 80
P00000D09 | Eaton (formerly Cooper Lighting) | MCGRAW-EDISON | TT-A1-LED-[Voltages 120V-277V, except option HA which includes All Voltages]-WQ-[All Mounting]-[All Colors] -[Options include HA, TR, X, DIM and ICP]-DOS-CG | Outdoor Luminaires | Low Output | Parking Garage Luminaires | Standard | FALSE | [9 empty] | 11/20/2013 12:00:00 AM | Not Yet Verified | Not Yet Verified | Not Yet Verified |  |  | 3147 | 91.75 | 34.3 | 5.59 | 0.99 | 4000 | 80
P00000D0C | Eaton (formerly Cooper Lighting) | MCGRAW-EDISON | TT-A1-LED-[Voltages 120V-277V, except option HA which includes All Voltages]-WQ-[All Mounting]-[All Colors] -7060-[Options include HA, TR, X, DIM and ICP]-DOS-SG | Outdoor Luminaires | Low Output | Parking Garage Luminaires | Standard | FALSE | [9 empty] | 11/20/2013 12:00:00 AM | Not Yet Verified | Not Yet Verified | Not Yet Verified |  |  | 3163 | 91.68 | 34.5 | 5.59 | 0.99 | 6000 | 70
P00000D18 | Eaton (formerly Cooper Lighting) | MCGRAW-EDISON | TT-A1-LED-[Voltages 120V-277V, except option HA which includes All Voltages]-MQ-[All Mounting]-[All Colors] -7060-[Options include HA, TR, X, DIM and ICP]-DOS | Outdoor Luminaires | Low Output | Parking Garage Luminaires | Standard | FALSE | [9 empty] | 11/20/2013 12:00:00 AM | Not Yet Verified | Not Yet Verified | Not Yet Verified |  |  | 3929 | 113.88 | 34.5 | 5.59 | 0.99 | 6000 | 70
P00000D1C | Eaton (formerly Cooper Lighting) | MCGRAW-EDISON | TT-A2-LED-[Voltages 120V-277V, except option HA which includes All Voltages]-MQ-[All Mounting]-[All Colors] -8030-[Options include HA, TR, X, DIM and ICP]-CG | Outdoor Luminaires | Low Output | Parking Garage Luminaires | Standard | FALSE | [9 empty] | 11/20/2013 12:00:00 AM | Not Yet Verified | Not Yet Verified | Not Yet Verified |  |  | 3994 | 87.58 | 45.6 | 9.44 | 0.99 | 3000 | 80
P00000D1H | Eaton (formerly Cooper Lighting) | MCGRAW-EDISON | TT-A3-LED-[Voltages 120V-277V]-MQ-[All Mounting]-[All Colors] -8030-[Options include TR, X, DIM and ICP]-CG-DIMRF-[LW or LN] | Outdoor Luminaires | Low Output | Parking Garage Luminaires | Standard | FALSE | [9 empty] | 11/20/2013 12:00:00 AM | Not Yet Verified | Not Yet Verified | Not Yet Verified |  |  | 4022 | 80.28 | 50.1 | 8.65 | 0.99 | 3000 | 80
P00000D1J | Eaton (formerly Cooper Lighting) | MCGRAW-EDISON | TT-A2-LED-[Voltages 120V-277V, except option HA which includes All Voltages]-MQ-[All Mounting]-[All Colors] -[Options include HA, TR, X, DIM and ICP]-DIMRF-[LW or LN] | Outdoor Luminaires | Low Output | Parking Garage Luminaires | Standard | FALSE | [9 empty] | 11/20/2013 12:00:00 AM | Not Yet Verified | Not Yet Verified | Not Yet Verified |  |  | 4042 | 89.04 | 45.4 | 9.44 | 0.99 | 4000 | 80
P00000D1K | Eaton (formerly Cooper Lighting) | MCGRAW-EDISON | TT-A2-LED-[Voltages 120V-277V, except option HA which includes All Voltages]-WQ-[All Mounting]-[All Colors] -[Options include HA, TR, X, DIM and ICP]-DOS-SG | Outdoor Luminaires | Low Output | Parking Garage Luminaires | Standard | FALSE | [9 empty] | 11/20/2013 12:00:00 AM | Not Yet Verified | Not Yet Verified | Not Yet Verified |  |  | 4046 | 89.12 | 45.4 | 9.44 | 0.99 | 4000 | 80
P00000D1L | Eaton (formerly Cooper Lighting) | MCGRAW-EDISON | TT-A2-LED-[Voltages 120V-277V, except option HA which includes All Voltages]-WQ-[All Mounting]-[All Colors] -8030-[Options include HA, TR, X, DIM and ICP]-DOS-CG | Outdoor Luminaires | Low Output | Parking Garage Luminaires | Standard | FALSE | [9 empty] | 11/20/2013 12:00:00 AM | Not Yet Verified | Not Yet Verified | Not Yet Verified |  |  | 4053 | 88.89 | 45.6 | 9.44 | 0.99 | 3000 | 80
P00000D1M | Eaton (formerly Cooper Lighting) | MCGRAW-EDISON | TT-A2-LED-[Voltages 120V-277V, except option HA which includes All Voltages]-MQ-[All Mounting]-[All Colors] -7060-[Options include HA, TR, X, DIM and ICP]-CG-DIMRF-[LW or LN] | Outdoor Luminaires | Low Output | Parking Garage Luminaires | Standard | FALSE | [9 empty] | 11/20/2013 12:00:00 AM | Not Yet Verified | Not Yet Verified | Not Yet Verified |  |  | 4068 | 88.81 | 45.8 | 9.44 | 0.99 | 6000 | 70
P00000D1R | Eaton (formerly Cooper Lighting) | MCGRAW-EDISON | TT-A3-LED-[All Voltages]-WQ-[All Mounting]-[All Colors] -7060-[Options include TR, X, DIM and ICP]-DOS-CG | Outdoor Luminaires | Low Output | Parking Garage Luminaires | Standard | FALSE | [9 empty] | 11/20/2013 12:00:00 AM | Not Yet Verified | Not Yet Verified | Not Yet Verified |  |  | 4147 | 81.8 | 50.7 | 8.65 | 0.99 | 3000 | 80
P00000D1S | Eaton (formerly Cooper Lighting) | MCGRAW-EDISON | TT-A2-LED-[Voltages 120V-277V, except option HA which includes All Voltages]-WQ-[All Mounting]-[All Colors] -[Options include HA, TR, X, DIM and ICP]-CG | Outdoor Luminaires | Low Output | Parking Garage Luminaires | Standard | FALSE | [9 empty] | 11/20/2013 12:00:00 AM | Not Yet Verified | Not Yet Verified | Not Yet Verified |  |  | 4187 | 92.23 | 45.4 | 9.44 | 0.99 | 4000 | 80
P00000D1U | Eaton (formerly Cooper Lighting) | MCGRAW-EDISON | TT-A2-LED-[Voltages 120V-277V, except option HA which includes All Voltages]-WQ-[All Mounting]-[All Colors] -8030-[Options include HA, TR, X, DIM and ICP]-DOS | Outdoor Luminaires | Low Output | Parking Garage Luminaires | Standard | FALSE | [9 empty] | 11/20/2013 12:00:00 AM | Not Yet Verified | Not Yet Verified | Not Yet Verified |  |  | 4237 | 92.91 | 45.6 | 9.44 | 0.99 | 3000 | 80
P00000D1W | Eaton (formerly Cooper Lighting) | MCGRAW-EDISON | TT-A3-LED-[All Voltages]-WQ-[All Mounting]-[All Colors] -7060-[Options include TR, X, DIM and ICP] -DIMRF[LW or LN]-SG | Outdoor Luminaires | Low Output | Parking Garage Luminaires | Standard | FALSE | [9 empty] | 11/20/2013 12:00:00 AM | Not Yet Verified | Not Yet Verified | Not Yet Verified |  |  | 4251 | 83.85 | 50.7 | 8.65 | 0.99 | 3000 | 80
P00000D1Y | Eaton (formerly Cooper Lighting) | MCGRAW-EDISON | TT-A3-LED-[All Voltages]-MQ-[All Mounting]-[All Colors] -8030-[Options include TR, X, DIM and ICP]-DOS | Outdoor Luminaires | Low Output | Parking Garage Luminaires | Standard | FALSE | [9 empty] | 11/20/2013 12:00:00 AM | Not Yet Verified | Not Yet Verified | Not Yet Verified |  |  | 4255 | 84.94 | 50.1 | 8.65 | 0.99 | 3000 | 80
P00000D20 | Eaton (formerly Cooper Lighting) | MCGRAW-EDISON | TT-A2-LED-[Voltages 120V-277V, except option HA which includes All Voltages]-WQ-[All Mounting]-[All Colors] -[Options include HA, TR, X, DIM and ICP]-DOS | Outdoor Luminaires | Low Output | Parking Garage Luminaires | Standard | FALSE | [9 empty] | 11/20/2013 12:00:00 AM | Not Yet Verified | Not Yet Verified | Not Yet Verified |  |  | 4279 | 94.25 | 45.4 | 9.44 | 0.99 | 4000 | 80
P00000D21 | Eaton (formerly Cooper Lighting) | MCGRAW-EDISON | TT-A3-LED-[Voltages 120V-277V]-MQ-[All Mounting]-[All Colors] -8030-[Options include TR, X, DIM and ICP]-CG-DOS | Outdoor Luminaires | Low Output | Parking Garage Luminaires | Standard | FALSE | [9 empty] | 11/20/2013 12:00:00 AM | Not Yet Verified | Not Yet Verified | Not Yet Verified |  |  | 4305 | 85.93 | 50.1 | 8.65 | 0.99 | 3000 | 80
P00000D24 | Eaton (formerly Cooper Lighting) | MCGRAW-EDISON | TT-A3-LED-[Voltages 120V-277V]-MQ-[All Mounting]-[All Colors] -8030-[Options include TR, X, DIM and ICP]-CG | Outdoor Luminaires | Low Output | Parking Garage Luminaires | Standard | FALSE | [9 empty] | 11/20/2013 12:00:00 AM | Not Yet Verified | Not Yet Verified | Not Yet Verified |  |  | 4353 | 86.88 | 50.1 | 8.65 | 0.99 | 3000 | 80
P00000D2A | Eaton (formerly Cooper Lighting) | MCGRAW-EDISON | TT-A3-LED-[All Voltages]-WQ-[All Mounting]-[All Colors] -8030-[Options include TR, X, DIM and ICP] -DIMRF [LW or LN]-SG | Outdoor Luminaires | Low Output | Parking Garage Luminaires | Standard | FALSE | [9 empty] | 11/20/2013 12:00:00 AM | Not Yet Verified | Not Yet Verified | Not Yet Verified |  |  | 4465 | 89.13 | 50.1 | 8.65 | 0.99 | 4000 | 80
P00000D2B | Eaton (formerly Cooper Lighting) | MCGRAW-EDISON | TT-A2-LED-[Voltages 120V-277V, except option HA which includes All Voltages]-MQ-[All Mounting]-[All Colors] -8030-[Options include HA, TR, X, DIM and ICP] | Outdoor Luminaires | Low Output | Parking Garage Luminaires | Standard | FALSE | [9 empty] | 11/20/2013 12:00:00 AM | Not Yet Verified | Not Yet Verified | Not Yet Verified |  |  | 4499 | 98.67 | 45.6 | 9.44 | 0.99 | 3000 | 80
P00000CZW | Eaton (formerly Cooper Lighting) | MCGRAW-EDISON | TT-A1-LED-[Voltages 120V-277V, except option HA which includes All Voltages]-WQ-[All Mounting]-[All Colors] -[Options include HA, TR, X, DIM and ICP]-DIMRF[LW or LN]-SG | Outdoor Luminaires | Low Output | Parking Garage Luminaires | Standard | FALSE | [9 empty] | 11/20/2013 12:00:00 AM | Not Yet Verified | Not Yet Verified | Not Yet Verified |  |  | 2906 | 84.72 | 34.3 | 5.59 | 0.99 | 4000 | 80
P00000D0E | Eaton (formerly Cooper Lighting) | MCGRAW-EDISON | TT-A1-LED-[Voltages 120V-277V, except option HA which includes All Voltages]-WQ-[All Mounting]-[All Colors] -[Options include HA, TR, X, DIM and ICP]-SG | Outdoor Luminaires | Low Output | Parking Garage Luminaires | Standard | FALSE | [9 empty] | 11/20/2013 12:00:00 AM | Not Yet Verified | Not Yet Verified | Not Yet Verified |  |  | 3182 | 92.77 | 34.3 | 5.59 | 0.99 | 4000 | 80
P00000D19 | Eaton (formerly Cooper Lighting) | MCGRAW-EDISON | TT-A2-LED-[Voltages 120V-277V, except option HA which includes All Voltages]-MQ-[All Mounting]-[All Colors] -[Options include HA, TR, X, DIM and ICP]-CG-DOS | Outdoor Luminaires | Low Output | Parking Garage Luminaires | Standard | FALSE | [9 empty] | 11/20/2013 12:00:00 AM | Not Yet Verified | Not Yet Verified | Not Yet Verified |  |  | 3943 | 86.86 | 45.4 | 9.44 | 0.99 | 4000 | 80
P00000D1A | Eaton (formerly Cooper Lighting) | MCGRAW-EDISON | TT-A2-LED-[Voltages 120V-277V, except option HA which includes All Voltages]-WQ-[All Mounting]-[All Colors] -8030-[Options include HA, TR, X, DIM and ICP]-DIMRF[LW or LN] | Outdoor Luminaires | Low Output | Parking Garage Luminaires | Standard | FALSE | [9 empty] | 11/20/2013 12:00:00 AM | Not Yet Verified | Not Yet Verified | Not Yet Verified |  |  | 3958 | 86.8 | 45.6 | 9.44 | 0.99 | 3000 | 80
P00000D26 | Eaton (formerly Cooper Lighting) | MCGRAW-EDISON | TT-A2-LED-[Voltages 120V-277V, except option HA which includes All Voltages]-MQ-[All Mounting]-[All Colors] -8030-[Options include HA, TR, X, DIM and ICP]-DOS | Outdoor Luminaires | Low Output | Parking Garage Luminaires | Standard | FALSE | [9 empty] | 11/20/2013 12:00:00 AM | Not Yet Verified | Not Yet Verified | Not Yet Verified |  |  | 4399 | 96.47 | 45.6 | 9.44 | 0.99 | 3000 | 80
P00000D28 | Eaton (formerly Cooper Lighting) | MCGRAW-EDISON | TT-A2-LED-[Voltages 120V-277V, except option HA which includes All Voltages]-MQ-[All Mounting]-[All Colors] -[Options include HA, TR, X, DIM and ICP]-DOS | Outdoor Luminaires | Low Output | Parking Garage Luminaires | Standard | FALSE | [9 empty] | 11/20/2013 12:00:00 AM | Not Yet Verified | Not Yet Verified | Not Yet Verified |  |  | 4443 | 97.86 | 45.4 | 9.44 | 0.99 | 4000 | 80
P00000D29 | Eaton (formerly Cooper Lighting) | MCGRAW-EDISON | TT-A2-LED-[Voltages 120V-277V, except option HA which includes All Voltages]-MQ-[All Mounting]-[All Colors] -7060-[Options include HA, TR, X, DIM and ICP]-CG-DOS | Outdoor Luminaires | Low Output | Parking Garage Luminaires | Standard | FALSE | [9 empty] | 11/20/2013 12:00:00 AM | Not Yet Verified | Not Yet Verified | Not Yet Verified |  |  | 4453 | 97.23 | 45.8 | 9.44 | 0.99 | 6000 | 70
P00000D2C | Eaton (formerly Cooper Lighting) | MCGRAW-EDISON | TT-A3-LED-[All Voltages]-WQ-[All Mounting]-[All Colors] -7060-[Options include TR, X, DIM and ICP] | Outdoor Luminaires | Low Output | Parking Garage Luminaires | Standard | FALSE | [9 empty] | 11/20/2013 12:00:00 AM | Not Yet Verified | Not Yet Verified | Not Yet Verified |  |  | 4500 | 88.75 | 50.7 | 8.65 | 0.99 | 6000 | 70
P00000D3E | Eaton (formerly Cooper Lighting) | MCGRAW-EDISON | TT-A3-LED-[All Voltages]-WQ-[All Mounting]-[All Colors] -[Options include TR, X, DIM and ICP]-SG | Outdoor Luminaires | Mid Output | Parking Garage Luminaires | Standard | FALSE | [9 empty] | 11/20/2013 12:00:00 AM | Not Yet Verified | Not Yet Verified | Not Yet Verified |  |  | 5248 | 103.92 | 50.5 | 8.65 | 0.99 | 4000 | 80
P00000D3O | Eaton (formerly Cooper Lighting) | MCGRAW-EDISON | TT-A4-LED-[Voltages 120V-277V]-WQ-[All Mounting]-[All Colors] -7060-[Options include TR, X, DIM and ICP]-SG | Outdoor Luminaires | Mid Output | Parking Garage Luminaires | Standard | FALSE | [9 empty] | 11/20/2013 12:00:00 AM | Not Yet Verified | Not Yet Verified | Not Yet Verified |  |  | 5979 | 76.45 | 78.2 | 5.73 | 1 | 3000 | 80
P00000D3W | Eaton (formerly Cooper Lighting) | MCGRAW-EDISON | TT-A4-LED-[All Voltages]-MQ-[All Mounting]-[All Colors] -7060-[Options include TR, X, DIM and ICP]-DOS | Outdoor Luminaires | Mid Output | Parking Garage Luminaires | Standard | FALSE | [9 empty] | 11/20/2013 12:00:00 AM | Not Yet Verified | Not Yet Verified | Not Yet Verified |  |  | 6343 | 81.11 | 78.2 | 5.73 | 1 | 3000 | 80
P00000D45 | Eaton (formerly Cooper Lighting) | MCGRAW-EDISON | TT-A4-LED-[Voltages 120V-277V]-WQ-[All Mounting]-[All Colors] -8030-[Options include TR, X, DIM and ICP]-DOS-SG | Outdoor Luminaires | Mid Output | Parking Garage Luminaires | Standard | FALSE | [9 empty] | 11/20/2013 12:00:00 AM | Not Yet Verified | Not Yet Verified | Not Yet Verified |  |  | 6725 | 87.45 | 76.9 | 5.73 | 1 | 4000 | 80
P00000D59 | Eaton (formerly Cooper Lighting) | MCGRAW-EDISON | TT-A5-LED-[Voltages 120V-277V]-WQ-[All Mounting]-[All Colors] -8030-[Options include TR, X, DIM and ICP] | Outdoor Luminaires | Mid Output | Parking Garage Luminaires | Standard | FALSE | [9 empty] | 11/20/2013 12:00:00 AM | Not Yet Verified | Not Yet Verified | Not Yet Verified |  |  | 8897 | 83 | 107.2 | 5.43 | 1 | 4000 | 80
P00000D0R | Eaton (formerly Cooper Lighting) | MCGRAW-EDISON | TT-A1-LED-[Voltages 120V-277V, except option HA which includes All Voltages]-WQ-[All Mounting]-[All Colors] -7060-[Options include HA, TR, X, DIM and ICP]-DIMRF[LW or LN] | Outdoor Luminaires | Low Output | Parking Garage Luminaires | Standard | FALSE | [9 empty] | 11/20/2013 12:00:00 AM | Not Yet Verified | Not Yet Verified | Not Yet Verified |  |  | 3535 | 102.46 | 34.5 | 5.59 | 0.99 | 6000 | 70
P00000D1F | Eaton (formerly Cooper Lighting) | MCGRAW-EDISON | TT-A2-LED-[Voltages 120V-277V, except option HA which includes All Voltages]-WQ-[All Mounting]-[All Colors] -8030-[Options include HA, TR, X, DIM and ICP]-DOS-SG | Outdoor Luminaires | Low Output | Parking Garage Luminaires | Standard | FALSE | [9 empty] | 11/20/2013 12:00:00 AM | Not Yet Verified | Not Yet Verified | Not Yet Verified |  |  | 4006 | 87.86 | 45.6 | 9.44 | 0.99 | 3000 | 80
P00000D2L | Eaton (formerly Cooper Lighting) | MCGRAW-EDISON | TT-A2-LED-[Voltages 120V-277V, except option HA which includes All Voltages]-WQ-[All Mounting]-[All Colors] -7060-[Options include HA, TR, X, DIM and ICP]-DOS-CG | Outdoor Luminaires | Low Output | Parking Garage Luminaires | Standard | FALSE | [9 empty] | 11/20/2013 12:00:00 AM | Not Yet Verified | Not Yet Verified | Not Yet Verified |  |  | 4623 | 100.94 | 45.8 | 9.44 | 0.99 | 6000 | 70
P00000D0O | Eaton (formerly Cooper Lighting) | MCGRAW-EDISON | TT-A1-LED-[Voltages 120V-277V, except option HA which includes All Voltages]-MQ-[All Mounting]-[All Colors] -[Options include HA, TR, X, DIM and ICP]-DOS | Outdoor Luminaires | Low Output | Parking Garage Luminaires | Standard | FALSE | [9 empty] | 11/20/2013 12:00:00 AM | Not Yet Verified | Not Yet Verified | Not Yet Verified |  |  | 3473 | 101.25 | 34.3 | 5.59 | 0.99 | 4000 | 80
P00000D3C | Eaton (formerly Cooper Lighting) | MCGRAW-EDISON | TT-A3-LED-[All Voltages]-MQ-[All Mounting]-[All Colors] -[Options include TR, X, DIM and ICP]-DOS | Outdoor Luminaires | Mid Output | Parking Garage Luminaires | Standard | FALSE | [9 empty] | 11/20/2013 12:00:00 AM | Not Yet Verified | Not Yet Verified | Not Yet Verified |  |  | 5170 | 102.38 | 50.5 | 8.65 | 0.99 | 6000 | 70
P00000D3K | Eaton (formerly Cooper Lighting) | MCGRAW-EDISON | TT-A4-LED-[Voltages 120V-277V]-MQ-[All Mounting]-[All Colors] -8030-[Options include TR, X, DIM and ICP]-CG-DIMRF-[LW or LN] | Outdoor Luminaires | Mid Output | Parking Garage Luminaires | Standard | FALSE | [9 empty] | 11/20/2013 12:00:00 AM | Not Yet Verified | Not Yet Verified | Not Yet Verified |  |  | 5669 | 73.72 | 76.9 | 5.73 | 1 | 3000 | 80
P00000D4K | Eaton (formerly Cooper Lighting) | MCGRAW-EDISON | TT-A4-LED-[Voltages 120V-277V]-MQ-[All Mounting]-[All Colors] -[Options include TR, X, DIM and ICP]-CG-DIMRF-[LW or LN] | Outdoor Luminaires | Mid Output | Parking Garage Luminaires | Standard | FALSE | [9 empty] | 11/20/2013 12:00:00 AM | Not Yet Verified | Not Yet Verified | Not Yet Verified |  |  | 7370 | 94.86 | 77.7 | 5.73 | 1 | 6000 | 70
P00000D4N | Eaton (formerly Cooper Lighting) | MCGRAW-EDISON | TT-A4-LED-[All Voltages]-WQ-[All Mounting]-[All Colors] -[Options include TR, X, DIM and ICP] | Outdoor Luminaires | Mid Output | Parking Garage Luminaires | Standard | FALSE | [9 empty] | 11/20/2013 12:00:00 AM | Not Yet Verified | Not Yet Verified | Not Yet Verified |  |  | 7553 | 97.2 | 77.7 | 5.73 | 1 | 4000 | 80
P00000D4P | Eaton (formerly Cooper Lighting) | MCGRAW-EDISON | TT-A4-LED-[All Voltages]-WQ-[All Mounting]-[All Colors] -7060-[Options include TR, X, DIM and ICP]-DOS | Outdoor Luminaires | Mid Output | Parking Garage Luminaires | Standard | FALSE | [9 empty] | 11/20/2013 12:00:00 AM | Not Yet Verified | Not Yet Verified | Not Yet Verified |  |  | 7820 | 100 | 78.2 | 5.73 | 1 | 6000 | 70
P00000D4Y | Eaton (formerly Cooper Lighting) | MCGRAW-EDISON | TT-A5-LED-[Voltages 120V-277V]-WQ-[All Mounting]-[All Colors] -8030-[Options include TR, X, DIM and ICP]-DOS-CG | Outdoor Luminaires | Mid Output | Parking Garage Luminaires | Standard | FALSE | [9 empty] | 11/20/2013 12:00:00 AM | Not Yet Verified | Not Yet Verified | Not Yet Verified |  |  | 8322 | 77.63 | 107.2 | 5.43 | 1 | 4000 | 80
P00000CZT | Eaton (formerly Cooper Lighting) | MCGRAW-EDISON | TT-A1-LED-[Voltages 120V-277V, except option HA which includes All Voltages]-MQ-[All Mounting]-[All Colors] -8030-[Options include HA, TR, X, DIM and ICP]-CG-DIMRF-[LW or LN] | Outdoor Luminaires | Low Output | Parking Garage Luminaires | Standard | FALSE | [9 empty] | 11/20/2013 12:00:00 AM | Not Yet Verified | Not Yet Verified | Not Yet Verified |  |  | 2769 | 80.49 | 34.4 | 5.59 | 0.99 | 3000 | 80
P00000D12 | Eaton (formerly Cooper Lighting) | MCGRAW-EDISON | TT-A1-LED-[Voltages 120V-277V, except option HA which includes All Voltages]-WQ-[All Mounting]-[All Colors] -7060-[Options include HA, TR, X, DIM and ICP]-DOS | Outdoor Luminaires | Low Output | Parking Garage Luminaires | Standard | FALSE | [9 empty] | 11/20/2013 12:00:00 AM | Not Yet Verified | Not Yet Verified | Not Yet Verified |  |  | 3784 | 109.68 | 34.5 | 5.59 | 0.99 | 6000 | 70
P00000D0D | Eaton (formerly Cooper Lighting) | MCGRAW-EDISON | TT-A1-LED-[Voltages 120V-277V, except option HA which includes All Voltages]-WQ-[All Mounting]-[All Colors] -8030-[Options include HA, TR, X, DIM and ICP]-SG | Outdoor Luminaires | Low Output | Parking Garage Luminaires | Standard | FALSE | [9 empty] | 11/20/2013 12:00:00 AM | Not Yet Verified | Not Yet Verified | Not Yet Verified |  |  | 3182 | 92.5 | 34.4 | 5.59 | 0.99 | 3000 | 80
P00000D22 | Eaton (formerly Cooper Lighting) | MCGRAW-EDISON | TT-A2-LED-[Voltages 120V-277V, except option HA which includes All Voltages]-WQ-[All Mounting]-[All Colors] -7060-[Options include HA, TR, X, DIM and ICP]-DIMRF[LW or LN]-CG | Outdoor Luminaires | Low Output | Parking Garage Luminaires | Standard | FALSE | [9 empty] | 11/20/2013 12:00:00 AM | Not Yet Verified | Not Yet Verified | Not Yet Verified |  |  | 4319 | 94.3 | 45.8 | 9.44 | 0.99 | 6000 | 70
P00000D2U | Eaton (formerly Cooper Lighting) | MCGRAW-EDISON | TT-A3-LED-[All Voltages]-MQ-[All Mounting]-[All Colors] -7060-[Options include TR, X, DIM and ICP] | Outdoor Luminaires | Low Output | Parking Garage Luminaires | Standard | FALSE | [9 empty] | 11/20/2013 12:00:00 AM | Not Yet Verified | Not Yet Verified | Not Yet Verified |  |  | 4778 | 94.24 | 50.7 | 8.65 | 0.99 | 6000 | 70
P00000D0N | Eaton (formerly Cooper Lighting) | MCGRAW-EDISON | TT-A1-LED-[Voltages 120V-277V, except option HA which includes All Voltages]-WQ-[All Mounting]-[All Colors] -[Options include HA, TR, X, DIM and ICP] | Outdoor Luminaires | Low Output | Parking Garage Luminaires | Standard | FALSE | [9 empty] | 11/20/2013 12:00:00 AM | Not Yet Verified | Not Yet Verified | Not Yet Verified |  |  | 3421 | 99.74 | 34.3 | 5.59 | 0.99 | 4000 | 80
P00000D3L | Eaton (formerly Cooper Lighting) | MCGRAW-EDISON | TT-A3-LED-[All Voltages]-WQ-[All Mounting]-[All Colors] -[Options include TR, X, DIM and ICP]-DIMRF[LW or LN]-CG | Outdoor Luminaires | Mid Output | Parking Garage Luminaires | Standard | FALSE | [9 empty] | 11/20/2013 12:00:00 AM | Not Yet Verified | Not Yet Verified | Not Yet Verified |  |  | 5677 | 112.42 | 50.5 | 8.65 | 0.99 | 6000 | 70
P00000D3M | Eaton (formerly Cooper Lighting) | MCGRAW-EDISON | TT-A4-LED-[Voltages 120V-277V]-WQ-[All Mounting]-[All Colors] -7060-[Options include TR, X, DIM and ICP]-DOS-CG | Outdoor Luminaires | Mid Output | Parking Garage Luminaires | Standard | FALSE | [9 empty] | 11/20/2013 12:00:00 AM | Not Yet Verified | Not Yet Verified | Not Yet Verified |  |  | 5845 | 74.75 | 78.2 | 5.73 | 1 | 3000 | 80
P00000D3R | Eaton (formerly Cooper Lighting) | MCGRAW-EDISON | TT-A4-LED-[Voltages 120V-277V]-MQ-[All Mounting]-[All Colors] -8030-[Options include TR, X, DIM and ICP]-DOS | Outdoor Luminaires | Mid Output | Parking Garage Luminaires | Standard | FALSE | [9 empty] | 11/20/2013 12:00:00 AM | Not Yet Verified | Not Yet Verified | Not Yet Verified |  |  | 5998 | 77.99 | 76.9 | 5.73 | 1 | 3000 | 80
P00000D4J | Eaton (formerly Cooper Lighting) | MCGRAW-EDISON | TT-A4-LED-[All Voltages]-MQ-[All Mounting]-[All Colors] -[Options include TR, X, DIM and ICP]-DOS | Outdoor Luminaires | Mid Output | Parking Garage Luminaires | Standard | FALSE | [9 empty] | 11/20/2013 12:00:00 AM | Not Yet Verified | Not Yet Verified | Not Yet Verified |  |  | 7285 | 93.76 | 77.7 | 5.73 | 1 | 6000 | 70
P00000D4R | Eaton (formerly Cooper Lighting) | MCGRAW-EDISON | TT-A5-LED-[Voltages 120V-277V]-WQ-[All Mounting]-[All Colors] -7060-[Options include TR, X, DIM and ICP] | Outdoor Luminaires | Mid Output | Parking Garage Luminaires | Standard | FALSE | [9 empty] | 11/20/2013 12:00:00 AM | Not Yet Verified | Not Yet Verified | Not Yet Verified |  |  | 7969 | 73.72 | 108.1 | 5.43 | 1 | 6000 | 70
P00000DM8 | Eaton (formerly Cooper Lighting) | McGraw-Edison | VPL-B01-LED-E1-GL4 | Outdoor Luminaires | Low Output | Parking Garage Luminaires | Standard | TRUE | 2123.32 | 84.75 | 25.05 | 18.9 | 0.976 | 3949 | 66.6 | 5 | 50000 | 9/19/2011 12:00:00 AM | Not Yet Verified | Not Yet Verified | Not Yet Verified
P00000DRL | Eaton (formerly Cooper Lighting) | McGraw-Edison | VPL-B02-LED-[Voltages include 120 thru 277V]-RW-[All Color]-[Options include DIM, 2L, WM, L90, R90, TR, TMB, PBG, SM, STMB, LCF, ICP, OSX, DIMRF-LW, and DIMRF-LN] | Outdoor Luminaires | Low Output | Parking Garage Luminaires | Standard | FALSE | [9 empty] | 9/19/2011 12:00:00 AM | Not Yet Verified | Not Yet Verified | Not Yet Verified |  |  | 4276.69 | 89.56 | 47.75 | 6.44 | 0.9955 | 4000 | 70
P00000DRR | Eaton (formerly Cooper Lighting) | McGraw-Edison | VPL-B03-LED-[Voltages include 120 thru 277V and 347V]-GL4-[All Color]-[Options include DIM, 2L, WM, L90, R90, TR, TMB, PBG, SM, STMB, LCF, ICP, OSX, DIMRF-LW, and DIMRF-LN] | Outdoor Luminaires | Mid Output | Parking Garage Luminaires | Standard | FALSE | [9 empty] | 9/19/2011 12:00:00 AM | Not Yet Verified | Not Yet Verified | Not Yet Verified |  |  | 6218.76 | 91.14 | 68.23 | 6.72 | 0.9959 | 4000 | 70
P00000DSS | Eaton (formerly Cooper Lighting) | McGraw-Edison | VPL-B04-LED-[Voltages include 120 thru 277V, 347V, and 480V]-SQ-[All Color]-7060-[Options include DIM, 2L, WM, L90, R90, TR, TMB, PBG, SM, STMB, LCF, ICP, OSX, DIMRF-LW, and DIMRF-LN] | Outdoor Luminaires | Mid Output | Parking Garage Luminaires | Standard | FALSE | [9 empty] | 9/19/2011 12:00:00 AM | Not Yet Verified | Not Yet Verified | Not Yet Verified |  |  | 8922.19 | 100.04 | 89.18 | 6.32 | 0.9968 | 6000 | 70
P00000DRN | Eaton (formerly Cooper Lighting) | McGraw-Edison | VPL-B03-LED-[Voltages include 120 thru 277V, 347V, and 480V]-SQ-[All Color]-[Options include DIM, 2L, WM, L90, R90, TR, TMB, PBG, SM, STMB, LCF, ICP, OSX, DIMRF-LW, and DIMRF-LN] | Outdoor Luminaires | Mid Output | Parking Garage Luminaires | Standard | FALSE | [9 empty] | 9/19/2011 12:00:00 AM | Not Yet Verified | Not Yet Verified | Not Yet Verified |  |  | 6512.7 | 95.45 | 68.23 | 6.72 | 0.9959 | 4000 | 70
P00000DRQ | Eaton (formerly Cooper Lighting) | McGraw-Edison | VPL-B03-LED-[Voltages include 120 thru 277V, 347V, and 480V]-GL3-[All Color]-[Options include DIM, 2L, WM, L90, R90, TR, TMB, PBG, SM, STMB, LCF, ICP, OSX, DIMRF-LW, and DIMRF-LN] | Outdoor Luminaires | Mid Output | Parking Garage Luminaires | Standard | FALSE | [9 empty] | 9/19/2011 12:00:00 AM | Not Yet Verified | Not Yet Verified | Not Yet Verified |  |  | 6399.07 | 93.78 | 68.23 | 6.72 | 0.9959 | 4000 | 70
P00000DRT | Eaton (formerly Cooper Lighting) | McGraw-Edison | VPL-B03-LED-[Voltages include 120 thru 277V]-CPR-[All Color]-[Options include DIM, 2L, WM, L90, R90, TR, TMB, PBG, SM, STMB, LCF, ICP, OSX, DIMRF-LW, and DIMRF-LN] | Outdoor Luminaires | Mid Output | Parking Garage Luminaires | Standard | FALSE | [9 empty] | 9/19/2011 12:00:00 AM | Not Yet Verified | Not Yet Verified | Not Yet Verified |  |  | 5882.56 | 86.21 | 68.23 | 6.72 | 0.9959 | 4000 | 70
P00000DRX | Eaton (formerly Cooper Lighting) | McGraw-Edison | VPL-B04-LED-[Voltages include 120 thru 277V, 347V, and 480V]-WQ-[All Color]-[Options include DIM, 2L, WM, L90, R90, TR, TMB, PBG, SM, STMB, LCF, ICP, OSX, DIMRF-LW, and DIMRF-LN] | Outdoor Luminaires | Mid Output | Parking Garage Luminaires | Standard | FALSE | [9 empty] | 9/19/2011 12:00:00 AM | Not Yet Verified | Not Yet Verified | Not Yet Verified |  |  | 8825.72 | 98.96 | 89.18 | 6.32 | 0.9968 | 4000 | 70
P00000DRZ | Eaton (formerly Cooper Lighting) | McGraw-Edison | VPL-B04-LED-[Voltages include 120 thru 277V, 347V, and 480V]-GL3-[All Color]-[Options include DIM, 2L, WM, L90, R90, TR, TMB, PBG, SM, STMB, LCF, ICP, OSX, DIMRF-LW, and DIMRF-LN] | Outdoor Luminaires | Mid Output | Parking Garage Luminaires | Standard | FALSE | [9 empty] | 9/19/2011 12:00:00 AM | Not Yet Verified | Not Yet Verified | Not Yet Verified |  |  | 8512.06 | 95.44 | 89.18 | 6.32 | 0.9968 | 4000 | 70
P00000DRC | Eaton (formerly Cooper Lighting) | McGraw-Edison | VPL-B01-LED-[Voltage includes 120V]-GL3-[All Color]-[Options include DIM, 2L, WM, L90, R90, TR, TMB, PBG, SM, STMB, LCF, ICP, OSX, DIMRF-LW, and DIMRF-LN] | Outdoor Luminaires | Low Output | Parking Garage Luminaires | Standard | FALSE | [9 empty] | 9/19/2011 12:00:00 AM | Not Yet Verified | Not Yet Verified | Not Yet Verified |  |  | 2189.06 | 87.39 | 25.05 | 18.66 | 0.976 | 4000 | 70
P00000DRF | Eaton (formerly Cooper Lighting) | McGraw-Edison | VPL-B02-LED-[Voltages include 120 thru 277V and 347V]-CQ-[All Color]-[Options include DIM, 2L, WM, L90, R90, TR, TMB, PBG, SM, STMB, LCF, ICP, OSX, DIMRF-LW, and DIMRF-LN] | Outdoor Luminaires | Low Output | Parking Garage Luminaires | Standard | FALSE | [9 empty] | 9/19/2011 12:00:00 AM | Not Yet Verified | Not Yet Verified | Not Yet Verified |  |  | 4488.93 | 94.01 | 47.75 | 6.44 | 0.9955 | 4000 | 70
P00000DRG | Eaton (formerly Cooper Lighting) | McGraw-Edison | VPL-B02-LED-[Voltages include 120 thru 277V and 347V]-SQ-[All Color]-[Options include DIM, 2L, WM, L90, R90, TR, TMB, PBG, SM, STMB, LCF, ICP, OSX, DIMRF-LW, and DIMRF-LN] | Outdoor Luminaires | Low Output | Parking Garage Luminaires | Standard | FALSE | [9 empty] | 9/19/2011 12:00:00 AM | Not Yet Verified | Not Yet Verified | Not Yet Verified |  |  | 4420.37 | 92.57 | 47.75 | 6.44 | 0.9955 | 4000 | 70
P00000DSL | Eaton (formerly Cooper Lighting) | McGraw-Edison | VPL-B03-LED-[Voltages include 120 thru 277V, 347V, and 480V]-GL2-[All Color]-7060-[Options include DIM, 2L, WM, L90, R90, TR, TMB, PBG, SM, STMB, LCF, ICP, OSX, DIMRF-LW, and DIMRF-LN] | Outdoor Luminaires | Mid Output | Parking Garage Luminaires | Standard | FALSE | [9 empty] | 9/19/2011 12:00:00 AM | Not Yet Verified | Not Yet Verified | Not Yet Verified |  |  | 6500.12 | 95.27 | 68.23 | 6.72 | 0.9959 | 6000 | 70
P00000DSN | Eaton (formerly Cooper Lighting) | McGraw-Edison | VPL-B03-LED-[Voltages include 120 thru 277V and 347V]-GL4-[All Color]-7060-[Options include DIM, 2L, WM, L90, R90, TR, TMB, PBG, SM, STMB, LCF, ICP, OSX, DIMRF-LW, and DIMRF-LN] | Outdoor Luminaires | Mid Output | Parking Garage Luminaires | Standard | FALSE | [9 empty] | 9/19/2011 12:00:00 AM | Not Yet Verified | Not Yet Verified | Not Yet Verified |  |  | 6405.33 | 93.88 | 68.23 | 6.72 | 0.9959 | 6000 | 70
P00000DSQ | Eaton (formerly Cooper Lighting) | McGraw-Edison | VPL-B03-LED-[Voltages include 120 thru 277V, 347V, and 480V]-RW-[All Color]-7060-[Options include DIM, 2L, WM, L90, R90, TR, TMB, PBG, SM, STMB, LCF, ICP, OSX, DIMRF-LW, and DIMRF-LN] | Outdoor Luminaires | Mid Output | Parking Garage Luminaires | Standard | FALSE | [9 empty] | 9/19/2011 12:00:00 AM | Not Yet Verified | Not Yet Verified | Not Yet Verified |  |  | 6488.51 | 95.1 | 68.23 | 6.72 | 0.9959 | 6000 | 70
P00000DST | Eaton (formerly Cooper Lighting) | McGraw-Edison | VPL-B04-LED-[Voltages include 120 thru 277V, 347V, and 480V]-WQ-[All Color]-7060-[Options include DIM, 2L, WM, L90, R90, TR, TMB, PBG, SM, STMB, LCF, ICP, OSX, DIMRF-LW, and DIMRF-LN] | Outdoor Luminaires | Mid Output | Parking Garage Luminaires | Standard | FALSE | [9 empty] | 9/19/2011 12:00:00 AM | Not Yet Verified | Not Yet Verified | Not Yet Verified |  |  | 9090.5 | 101.93 | 89.18 | 6.32 | 0.9968 | 6000 | 70
P00000DSU | Eaton (formerly Cooper Lighting) | McGraw-Edison | VPL-B04-LED-[Voltages include 120 thru 277V, 347V, and 480V]-GL2-[All Color]-7060-[Options include DIM, 2L, WM, L90, R90, TR, TMB, PBG, SM, STMB, LCF, ICP, OSX, DIMRF-LW, and DIMRF-LN] | Outdoor Luminaires | Mid Output | Parking Garage Luminaires | Standard | FALSE | [9 empty] | 9/19/2011 12:00:00 AM | Not Yet Verified | Not Yet Verified | Not Yet Verified |  |  | 8645.55 | 96.94 | 89.18 | 6.32 | 0.9968 | 6000 | 70
P00000DSW | Eaton (formerly Cooper Lighting) | McGraw-Edison | VPL-B04-LED-[Voltages include 120 thru 277V, 347V, and 480V]-GL4-[All Color]-7060-[Options include DIM, 2L, WM, L90, R90, TR, TMB, PBG, SM, STMB, LCF, ICP, OSX, DIMRF-LW, and DIMRF-LN] | Outdoor Luminaires | Mid Output | Parking Garage Luminaires | Standard | FALSE | [9 empty] | 9/19/2011 12:00:00 AM | Not Yet Verified | Not Yet Verified | Not Yet Verified |  |  | 8520.77 | 95.54 | 89.18 | 6.32 | 0.9968 | 6000 | 70
P00000DSX | Eaton (formerly Cooper Lighting) | McGraw-Edison | VPL-B04-LED-[Voltages include 120 thru 277V, 347V, and 480V]-CPL-[All Color]-7060-[Options include DIM, 2L, WM, L90, R90, TR, TMB, PBG, SM, STMB, LCF, ICP, OSX, DIMRF-LW, and DIMRF-LN] | Outdoor Luminaires | Mid Output | Parking Garage Luminaires | Standard | FALSE | [9 empty] | 9/19/2011 12:00:00 AM | Not Yet Verified | Not Yet Verified | Not Yet Verified |  |  | 8059.38 | 90.37 | 89.18 | 6.32 | 0.9968 | 6000 | 70
P00000DSY | Eaton (formerly Cooper Lighting) | McGraw-Edison | VPL-B04-LED-[Voltages include 120 thru 277V, 347V, and 480V]-CPR-[All Color]-7060-[Options include DIM, 2L, WM, L90, R90, TR, TMB, PBG, SM, STMB, LCF, ICP, OSX, DIMRF-LW, and DIMRF-LN] | Outdoor Luminaires | Mid Output | Parking Garage Luminaires | Standard | FALSE | [9 empty] | 9/19/2011 12:00:00 AM | Not Yet Verified | Not Yet Verified | Not Yet Verified |  |  | 8059.38 | 90.37 | 89.18 | 6.32 | 0.9968 | 6000 | 70
P00000DRI | Eaton (formerly Cooper Lighting) | McGraw-Edison | VPL-B02-LED-[Voltages include 120 thru 277V]-GL2-[All Color]-[Options include DIM, 2L, WM, L90, R90, TR, TMB, PBG, SM, STMB, LCF, ICP, OSX, DIMRF-LW, and DIMRF-LN] | Outdoor Luminaires | Low Output | Parking Garage Luminaires | Standard | FALSE | [9 empty] | 9/19/2011 12:00:00 AM | Not Yet Verified | Not Yet Verified | Not Yet Verified |  |  | 4283.27 | 89.7 | 47.75 | 6.44 | 0.9955 | 4000 | 70
P00000DS5 | Eaton (formerly Cooper Lighting) | McGraw-Edison | VPL-B01-LED-[Voltage includes 120V]-SQ-[All Color]-7060-[Options include DIM, 2L, WM, L90, R90, TR, TMB, PBG, SM, STMB, LCF, ICP, OSX, DIMRF-LW, and DIMRF-LN] | Outdoor Luminaires | Low Output | Parking Garage Luminaires | Standard | FALSE | [9 empty] | 9/19/2011 12:00:00 AM | Not Yet Verified | Not Yet Verified | Not Yet Verified |  |  | 2295.35 | 91.63 | 25.05 | 18.66 | 0.976 | 6000 | 70
P00000DS8 | Eaton (formerly Cooper Lighting) | McGraw-Edison | VPL-B01-LED-[Voltage includes 120V]-GL3-[All Color]-7060-[Options include DIM, 2L, WM, L90, R90, TR, TMB, PBG, SM, STMB, LCF, ICP, OSX, DIMRF-LW, and DIMRF-LN] | Outdoor Luminaires | Low Output | Parking Garage Luminaires | Standard | FALSE | [9 empty] | 9/19/2011 12:00:00 AM | Not Yet Verified | Not Yet Verified | Not Yet Verified |  |  | 2254.73 | 90.01 | 25.05 | 18.66 | 0.976 | 6000 | 70
P00000DSA | Eaton (formerly Cooper Lighting) | McGraw-Edison | VPL-B01-LED-[Voltage includes 120V]-RW-[All Color]-7060-[Options include DIM, 2L, WM, L90, R90, TR, TMB, PBG, SM, STMB, LCF, ICP, OSX, DIMRF-LW, and DIMRF-LN] | Outdoor Luminaires | Low Output | Parking Garage Luminaires | Standard | FALSE | [9 empty] | 9/19/2011 12:00:00 AM | Not Yet Verified | Not Yet Verified | Not Yet Verified |  |  | 2219.91 | 88.62 | 25.05 | 18.66 | 0.976 | 6000 | 70
P00000DSF | Eaton (formerly Cooper Lighting) | McGraw-Edison | VPL-B02-LED-[Voltages include 120 thru 277V and 347V]-GL3-[All Color]-7060-[Options include DIM, 2L, WM, L90, R90, TR, TMB, PBG, SM, STMB, LCF, ICP, OSX, DIMRF-LW, and DIMRF-LN] | Outdoor Luminaires | Low Output | Parking Garage Luminaires | Standard | FALSE | [9 empty] | 9/19/2011 12:00:00 AM | Not Yet Verified | Not Yet Verified | Not Yet Verified |  |  | 4473.67 | 93.69 | 47.75 | 6.44 | 0.9955 | 6000 | 70
P00000DRJ | Eaton (formerly Cooper Lighting) | McGraw-Edison | VPL-B02-LED-[Voltages include 120 thru 277V and 347V]-GL3-[All Color]-[Options include DIM, 2L, WM, L90, R90, TR, TMB, PBG, SM, STMB, LCF, ICP, OSX, DIMRF-LW, and DIMRF-LN] | Outdoor Luminaires | Low Output | Parking Garage Luminaires | Standard | FALSE | [9 empty] | 9/19/2011 12:00:00 AM | Not Yet Verified | Not Yet Verified | Not Yet Verified |  |  | 4343.37 | 90.96 | 47.75 | 6.44 | 0.9955 | 4000 | 70
P00000DSD | Eaton (formerly Cooper Lighting) | McGraw-Edison | VPL-B02-LED-[Voltages include 120 thru 277V and 347V]-WQ-[All Color]-7060-[Options include DIM, 2L, WM, L90, R90, TR, TMB, PBG, SM, STMB, LCF, ICP, OSX, DIMRF-LW, and DIMRF-LN] | Outdoor Luminaires | Low Output | Parking Garage Luminaires | Standard | FALSE | [9 empty] | 9/19/2011 12:00:00 AM | Not Yet Verified | Not Yet Verified | Not Yet Verified |  |  | 4639.07 | 97.15 | 47.75 | 6.44 | 0.9955 | 6000 | 70
P00000DRU | Eaton (formerly Cooper Lighting) | McGraw-Edison | VPL-B03-LED-[Voltages include 120 thru 277V, 347V, and 480V]-RW-[All Color]-[Options include DIM, 2L, WM, L90, R90, TR, TMB, PBG, SM, STMB, LCF, ICP, OSX, DIMRF-LW, and DIMRF-LN] | Outdoor Luminaires | Mid Output | Parking Garage Luminaires | Standard | FALSE | [9 empty] | 9/19/2011 12:00:00 AM | Not Yet Verified | Not Yet Verified | Not Yet Verified |  |  | 6299.53 | 92.33 | 68.23 | 6.72 | 0.9959 | 4000 | 70
P00000DS0 | Eaton (formerly Cooper Lighting) | McGraw-Edison | VPL-B04-LED-[Voltages include 120 thru 277V, 347V, and 480V]-GL4-[All Color]-[Options include DIM, 2L, WM, L90, R90, TR, TMB, PBG, SM, STMB, LCF, ICP, OSX, DIMRF-LW, and DIMRF-LN] | Outdoor Luminaires | Mid Output | Parking Garage Luminaires | Standard | FALSE | [9 empty] | 9/19/2011 12:00:00 AM | Not Yet Verified | Not Yet Verified | Not Yet Verified |  |  | 8272.59 | 92.76 | 89.18 | 6.32 | 0.9968 | 4000 | 70
P00000DRH | Eaton (formerly Cooper Lighting) | McGraw-Edison | VPL-B02-LED-[Voltages include 120 thru 277V and 347V]-WQ-[All Color]-[Options include DIM, 2L, WM, L90, R90, TR, TMB, PBG, SM, STMB, LCF, ICP, OSX, DIMRF-LW, and DIMRF-LN] | Outdoor Luminaires | Low Output | Parking Garage Luminaires | Standard | FALSE | [9 empty] | 9/19/2011 12:00:00 AM | Not Yet Verified | Not Yet Verified | Not Yet Verified |  |  | 4503.96 | 94.32 | 47.75 | 6.44 | 0.9955 | 4000 | 70
P00000DSO | Eaton (formerly Cooper Lighting) | McGraw-Edison | VPL-B03-LED-[Voltages include 120 thru 277V]-CPL-[All Color]-7060-[Options include DIM, 2L, WM, L90, R90, TR, TMB, PBG, SM, STMB, LCF, ICP, OSX, DIMRF-LW, and DIMRF-LN] | Outdoor Luminaires | Mid Output | Parking Garage Luminaires | Standard | FALSE | [9 empty] | 9/19/2011 12:00:00 AM | Not Yet Verified | Not Yet Verified | Not Yet Verified |  |  | 6059.04 | 88.8 | 68.23 | 6.72 | 0.9959 | 6000 | 70
P00000DSV | Eaton (formerly Cooper Lighting) | McGraw-Edison | VPL-B04-LED-[Voltages include 120 thru 277V, 347V, and 480V]-GL3-[All Color]-7060-[Options include DIM, 2L, WM, L90, R90, TR, TMB, PBG, SM, STMB, LCF, ICP, OSX, DIMRF-LW, and DIMRF-LN] | Outdoor Luminaires | Mid Output | Parking Garage Luminaires | Standard | FALSE | [9 empty] | 9/19/2011 12:00:00 AM | Not Yet Verified | Not Yet Verified | Not Yet Verified |  |  | 8767.42 | 98.31 | 89.18 | 6.32 | 0.9968 | 6000 | 70
P000008NG | Eaton (formerly Cooper Lighting) | McGraw-Edison | VPL-B01-LED-[Voltage includes 120V]-SQ-[All Color]-[Options include DIM, 2L, WM, L90, R90, TR, TMB, PBG, SM, STMB, LCF, ICP, OSX, DIMRF-LW, and DIMRF-LN] | Outdoor Luminaires | Low Output | Parking Garage Luminaires | Standard | FALSE | [9 empty] | 9/19/2011 12:00:00 AM | Not Yet Verified | Not Yet Verified | Not Yet Verified |  |  | 2228.5 | 88.96 | 25.05 | 18.66 | 0.976 | 4000 | 70
P00000DSR | Eaton (formerly Cooper Lighting) | McGraw-Edison | VPL-B04-LED-[Voltages include 120 thru 277V, 347V, and 480V]-CQ-[All Color]-7060-[Options include DIM, 2L, WM, L90, R90, TR, TMB, PBG, SM, STMB, LCF, ICP, OSX, DIMRF-LW, and DIMRF-LN] | Outdoor Luminaires | Mid Output | Parking Garage Luminaires | Standard | FALSE | [9 empty] | 9/19/2011 12:00:00 AM | Not Yet Verified | Not Yet Verified | Not Yet Verified |  |  | 9060.51 | 101.59 | 89.18 | 6.32 | 0.9968 | 6000 | 70
P00000DSZ | Eaton (formerly Cooper Lighting) | McGraw-Edison | VPL-B04-LED-[Voltages include 120 thru 277V, 347V, and 480V]-RW-[All Color]-7060-[Options include DIM, 2L, WM, L90, R90, TR, TMB, PBG, SM, STMB, LCF, ICP, OSX, DIMRF-LW, and DIMRF-LN] | Outdoor Luminaires | Mid Output | Parking Garage Luminaires | Standard | FALSE | [9 empty] | 9/19/2011 12:00:00 AM | Not Yet Verified | Not Yet Verified | Not Yet Verified |  |  | 8631.04 | 96.78 | 89.18 | 6.32 | 0.9968 | 6000 | 70
P00000DSE | Eaton (formerly Cooper Lighting) | McGraw-Edison | VPL-B02-LED-[Voltages include 120 thru 277V]-GL2-[All Color]-7060-[Options include DIM, 2L, WM, L90, R90, TR, TMB, PBG, SM, STMB, LCF, ICP, OSX, DIMRF-LW, and DIMRF-LN] | Outdoor Luminaires | Low Output | Parking Garage Luminaires | Standard | FALSE | [9 empty] | 9/19/2011 12:00:00 AM | Not Yet Verified | Not Yet Verified | Not Yet Verified |  |  | 4411.76 | 92.39 | 47.75 | 6.44 | 0.9955 | 6000 | 70
P00000DRM | Eaton (formerly Cooper Lighting) | McGraw-Edison | VPL-B03-LED-[Voltages include 120 thru 277V, 347V, and 480V]-CQ-[All Color]-[Options include DIM, 2L, WM, L90, R90, TR, TMB, PBG, SM, STMB, LCF, ICP, OSX, DIMRF-LW, and DIMRF-LN] | Outdoor Luminaires | Mid Output | Parking Garage Luminaires | Standard | FALSE | [9 empty] | 9/19/2011 12:00:00 AM | Not Yet Verified | Not Yet Verified | Not Yet Verified |  |  | 6613.19 | 96.92 | 68.23 | 6.72 | 0.9959 | 4000 | 70
P00000DR9 | Eaton (formerly Cooper Lighting) | McGraw-Edison | VPL-B01-LED-[Voltage includes 120V]-CQ-[All Color]-[Options include DIM, 2L, WM, L90, R90, TR, TMB, PBG, SM, STMB, LCF, ICP, OSX, DIMRF-LW, and DIMRF-LN] | Outdoor Luminaires | Low Output | Parking Garage Luminaires | Standard | FALSE | [9 empty] | 9/19/2011 12:00:00 AM | Not Yet Verified | Not Yet Verified | Not Yet Verified |  |  | 2262.31 | 90.31 | 25.05 | 18.66 | 0.976 | 4000 | 70
P00000DRE | Eaton (formerly Cooper Lighting) | McGraw-Edison | VPL-B01-LED-[Voltage includes 120V]-RW-[All Color]-[Options include DIM, 2L, WM, L90, R90, TR, TMB, PBG, SM, STMB, LCF, ICP, OSX, DIMRF-LW, and DIMRF-LN] | Outdoor Luminaires | Low Output | Parking Garage Luminaires | Standard | FALSE | [9 empty] | 9/19/2011 12:00:00 AM | Not Yet Verified | Not Yet Verified | Not Yet Verified |  |  | 2155.25 | 86.04 | 25.05 | 18.66 | 0.976 | 4000 | 70
P00000DS6 | Eaton (formerly Cooper Lighting) | McGraw-Edison | VPL-B01-LED-[Voltage includes 120V]-WQ-[All Color]-7060-[Options include DIM, 2L, WM, L90, R90, TR, TMB, PBG, SM, STMB, LCF, ICP, OSX, DIMRF-LW, and DIMRF-LN] | Outdoor Luminaires | Low Output | Parking Garage Luminaires | Standard | FALSE | [9 empty] | 9/19/2011 12:00:00 AM | Not Yet Verified | Not Yet Verified | Not Yet Verified |  |  | 2337.92 | 93.33 | 25.05 | 18.66 | 0.976 | 6000 | 70
P00000DS7 | Eaton (formerly Cooper Lighting) | McGraw-Edison | VPL-B01-LED-[Voltage includes 120V]-GL2-[All Color]-7060-[Options include DIM, 2L, WM, L90, R90, TR, TMB, PBG, SM, STMB, LCF, ICP, OSX, DIMRF-LW, and DIMRF-LN] | Outdoor Luminaires | Low Output | Parking Garage Luminaires | Standard | FALSE | [9 empty] | 9/19/2011 12:00:00 AM | Not Yet Verified | Not Yet Verified | Not Yet Verified |  |  | 2223.78 | 88.77 | 25.05 | 18.66 | 0.976 | 6000 | 70
P00000DS9 | Eaton (formerly Cooper Lighting) | McGraw-Edison | VPL-B01-LED-[Voltage includes 120V]-GL4-[All Color]-7060-[Options include DIM, 2L, WM, L90, R90, TR, TMB, PBG, SM, STMB, LCF, ICP, OSX, DIMRF-LW, and DIMRF-LN] | Outdoor Luminaires | Low Output | Parking Garage Luminaires | Standard | FALSE | [9 empty] | 9/19/2011 12:00:00 AM | Not Yet Verified | Not Yet Verified | Not Yet Verified |  |  | 2191.86 | 87.5 | 25.05 | 18.66 | 0.976 | 6000 | 70
P00000DSC | Eaton (formerly Cooper Lighting) | McGraw-Edison | VPL-B02-LED-[Voltages include 120 thru 277V and 347V]-SQ-[All Color]-7060-[Options include DIM, 2L, WM, L90, R90, TR, TMB, PBG, SM, STMB, LCF, ICP, OSX, DIMRF-LW, and DIMRF-LN] | Outdoor Luminaires | Low Output | Parking Garage Luminaires | Standard | FALSE | [9 empty] | 9/19/2011 12:00:00 AM | Not Yet Verified | Not Yet Verified | Not Yet Verified |  |  | 4552.99 | 95.35 | 47.75 | 6.44 | 0.9955 | 6000 | 70
P00000DRO | Eaton (formerly Cooper Lighting) | McGraw-Edison | VPL-B03-LED-[Voltages include 120 thru 277V, 347V, and 480V]-WQ-[All Color]-[Options include DIM, 2L, WM, L90, R90, TR, TMB, PBG, SM, STMB, LCF, ICP, OSX, DIMRF-LW, and DIMRF-LN] | Outdoor Luminaires | Mid Output | Parking Garage Luminaires | Standard | FALSE | [9 empty] | 9/19/2011 12:00:00 AM | Not Yet Verified | Not Yet Verified | Not Yet Verified |  |  | 6662.96 | 97.65 | 68.23 | 6.72 | 0.9959 | 4000 | 70
P00000DRS | Eaton (formerly Cooper Lighting) | McGraw-Edison | VPL-B03-LED-[Voltages include 120 thru 277V]-CPL-[All Color]-[Options include DIM, 2L, WM, L90, R90, TR, TMB, PBG, SM, STMB, LCF, ICP, OSX, DIMRF-LW, and DIMRF-LN] | Outdoor Luminaires | Mid Output | Parking Garage Luminaires | Standard | FALSE | [9 empty] | 9/19/2011 12:00:00 AM | Not Yet Verified | Not Yet Verified | Not Yet Verified |  |  | 5882.56 | 86.21 | 68.23 | 6.72 | 0.9959 | 4000 | 70
P00000DS4 | Eaton (formerly Cooper Lighting) | McGraw-Edison | VPL-B01-LED-[Voltage includes 120V]-CQ-[All Color]-7060-[Options include DIM, 2L, WM, L90, R90, TR, TMB, PBG, SM, STMB, LCF, ICP, OSX, DIMRF-LW, and DIMRF-LN] | Outdoor Luminaires | Low Output | Parking Garage Luminaires | Standard | FALSE | [9 empty] | 9/19/2011 12:00:00 AM | Not Yet Verified | Not Yet Verified | Not Yet Verified |  |  | 2330.18 | 93.02 | 25.05 | 18.66 | 0.976 | 6000 | 70
P00000DRK | Eaton (formerly Cooper Lighting) | McGraw-Edison | VPL-B02-LED-[Voltages include 120 thru 277V]-GL4-[All Color]-[Options include DIM, 2L, WM, L90, R90, TR, TMB, PBG, SM, STMB, LCF, ICP, OSX, DIMRF-LW, and DIMRF-LN] | Outdoor Luminaires | Low Output | Parking Garage Luminaires | Standard | FALSE | [9 empty] | 9/19/2011 12:00:00 AM | Not Yet Verified | Not Yet Verified | Not Yet Verified |  |  | 4221.28 | 88.4 | 47.75 | 6.44 | 0.9955 | 4000 | 70
P00000DSB | Eaton (formerly Cooper Lighting) | McGraw-Edison | VPL-B02-LED-[Voltages include 120 thru 277V and 347V]-CQ-[All Color]-7060-[Options include DIM, 2L, WM, L90, R90, TR, TMB, PBG, SM, STMB, LCF, ICP, OSX, DIMRF-LW, and DIMRF-LN] | Outdoor Luminaires | Low Output | Parking Garage Luminaires | Standard | FALSE | [9 empty] | 9/19/2011 12:00:00 AM | Not Yet Verified | Not Yet Verified | Not Yet Verified |  |  | 4623.6 | 96.83 | 47.75 | 6.44 | 0.9955 | 6000 | 70
P00000DSG | Eaton (formerly Cooper Lighting) | McGraw-Edison | VPL-B02-LED-[Voltages include 120 thru 277V]-GL4-[All Color]-7060-[Options include DIM, 2L, WM, L90, R90, TR, TMB, PBG, SM, STMB, LCF, ICP, OSX, DIMRF-LW, and DIMRF-LN] | Outdoor Luminaires | Low Output | Parking Garage Luminaires | Standard | FALSE | [9 empty] | 9/19/2011 12:00:00 AM | Not Yet Verified | Not Yet Verified | Not Yet Verified |  |  | 4347.92 | 91.06 | 47.75 | 6.44 | 0.9955 | 6000 | 70
P00000DSH | Eaton (formerly Cooper Lighting) | McGraw-Edison | VPL-B02-LED-[Voltages include 120 thru 277V]-RW-[All Color]-7060-[Options include DIM, 2L, WM, L90, R90, TR, TMB, PBG, SM, STMB, LCF, ICP, OSX, DIMRF-LW, and DIMRF-LN] | Outdoor Luminaires | Low Output | Parking Garage Luminaires | Standard | FALSE | [9 empty] | 9/19/2011 12:00:00 AM | Not Yet Verified | Not Yet Verified | Not Yet Verified |  |  | 4404.99 | 92.25 | 47.75 | 6.44 | 0.9955 | 6000 | 70
P00000DRP | Eaton (formerly Cooper Lighting) | McGraw-Edison | VPL-B03-LED-[Voltages include 120 thru 277V, 347V, and 480V]-GL2-[All Color]-[Options include DIM, 2L, WM, L90, R90, TR, TMB, PBG, SM, STMB, LCF, ICP, OSX, DIMRF-LW, and DIMRF-LN] | Outdoor Luminaires | Mid Output | Parking Garage Luminaires | Standard | FALSE | [9 empty] | 9/19/2011 12:00:00 AM | Not Yet Verified | Not Yet Verified | Not Yet Verified |  |  | 6310.8 | 92.49 | 68.23 | 6.72 | 0.9959 | 4000 | 70
P00000DRV | Eaton (formerly Cooper Lighting) | McGraw-Edison | VPL-B04-LED-[Voltages include 120 thru 277V, 347V, and 480V]-CQ-[All Color]-[Options include DIM, 2L, WM, L90, R90, TR, TMB, PBG, SM, STMB, LCF, ICP, OSX, DIMRF-LW, and DIMRF-LN] | Outdoor Luminaires | Mid Output | Parking Garage Luminaires | Standard | FALSE | [9 empty] | 9/19/2011 12:00:00 AM | Not Yet Verified | Not Yet Verified | Not Yet Verified |  |  | 8796.61 | 98.63 | 89.18 | 6.32 | 0.9968 | 4000 | 70
P00000DRW | Eaton (formerly Cooper Lighting) | McGraw-Edison | VPL-B04-LED-[Voltages include 120 thru 277V, 347V, and 480V]-SQ-[All Color]-[Options include DIM, 2L, WM, L90, R90, TR, TMB, PBG, SM, STMB, LCF, ICP, OSX, DIMRF-LW, and DIMRF-LN] | Outdoor Luminaires | Mid Output | Parking Garage Luminaires | Standard | FALSE | [9 empty] | 9/19/2011 12:00:00 AM | Not Yet Verified | Not Yet Verified | Not Yet Verified |  |  | 8662.32 | 97.13 | 89.18 | 6.32 | 0.9968 | 4000 | 70
P00000DRY | Eaton (formerly Cooper Lighting) | McGraw-Edison | VPL-B04-LED-[Voltages include 120 thru 277V, 347V, and 480V]-GL2-[All Color]-[Options include DIM, 2L, WM, L90, R90, TR, TMB, PBG, SM, STMB, LCF, ICP, OSX, DIMRF-LW, and DIMRF-LN] | Outdoor Luminaires | Mid Output | Parking Garage Luminaires | Standard | FALSE | [9 empty] | 9/19/2011 12:00:00 AM | Not Yet Verified | Not Yet Verified | Not Yet Verified |  |  | 8393.73 | 94.12 | 89.18 | 6.32 | 0.9968 | 4000 | 70
P00000DRA | Eaton (formerly Cooper Lighting) | McGraw-Edison | VPL-B01-LED-[Voltage includes 120V]-WQ-[All Color]-[Options include DIM, 2L, WM, L90, R90, TR, TMB, PBG, SM, STMB, LCF, ICP, OSX, DIMRF-LW, and DIMRF-LN] | Outdoor Luminaires | Low Output | Parking Garage Luminaires | Standard | FALSE | [9 empty] | 9/19/2011 12:00:00 AM | Not Yet Verified | Not Yet Verified | Not Yet Verified |  |  | 2269.82 | 90.61 | 25.05 | 18.66 | 0.976 | 4000 | 70
P00000DRB | Eaton (formerly Cooper Lighting) | McGraw-Edison | VPL-B01-LED-[Voltage includes 120V]-GL2-[All Color]-[Options include DIM, 2L, WM, L90, R90, TR, TMB, PBG, SM, STMB, LCF, ICP, OSX, DIMRF-LW, and DIMRF-LN] | Outdoor Luminaires | Low Output | Parking Garage Luminaires | Standard | FALSE | [9 empty] | 9/19/2011 12:00:00 AM | Not Yet Verified | Not Yet Verified | Not Yet Verified |  |  | 2159.01 | 86.19 | 25.05 | 18.66 | 0.976 | 4000 | 70
P00000DRD | Eaton (formerly Cooper Lighting) | McGraw-Edison | VPL-B01-LED-[Voltage includes 120V]-GL4-[All Color]-[Options include DIM, 2L, WM, L90, R90, TR, TMB, PBG, SM, STMB, LCF, ICP, OSX, DIMRF-LW, and DIMRF-LN] | Outdoor Luminaires | Low Output | Parking Garage Luminaires | Standard | FALSE | [9 empty] | 9/19/2011 12:00:00 AM | Not Yet Verified | Not Yet Verified | Not Yet Verified |  |  | 2128.02 | 84.95 | 25.05 | 18.66 | 0.976 | 4000 | 70
P00000DS1 | Eaton (formerly Cooper Lighting) | McGraw-Edison | VPL-B04-LED-[Voltages include 120 thru 277V, 347V, and 480V]-CPL-[All Color]-[Options include DIM, 2L, WM, L90, R90, TR, TMB, PBG, SM, STMB, LCF, ICP, OSX, DIMRF-LW, and DIMRF-LN] | Outdoor Luminaires | Mid Output | Parking Garage Luminaires | Standard | FALSE | [9 empty] | 9/19/2011 12:00:00 AM | Not Yet Verified | Not Yet Verified | Not Yet Verified |  |  | 7824.64 | 87.74 | 89.18 | 6.32 | 0.9968 | 4000 | 70
P00000DS2 | Eaton (formerly Cooper Lighting) | McGraw-Edison | VPL-B04-LED-[Voltages include 120 thru 277V, 347V, and 480V]-CPR-[All Color]-[Options include DIM, 2L, WM, L90, R90, TR, TMB, PBG, SM, STMB, LCF, ICP, OSX, DIMRF-LW, and DIMRF-LN] | Outdoor Luminaires | Mid Output | Parking Garage Luminaires | Standard | FALSE | [9 empty] | 9/19/2011 12:00:00 AM | Not Yet Verified | Not Yet Verified | Not Yet Verified |  |  | 7824.64 | 87.74 | 89.18 | 6.32 | 0.9968 | 4000 | 70
P00000DS3 | Eaton (formerly Cooper Lighting) | McGraw-Edison | VPL-B04-LED-[Voltages include 120 thru 277V, 347V, and 480V]-RW-[All Color]-[Options include DIM, 2L, WM, L90, R90, TR, TMB, PBG, SM, STMB, LCF, ICP, OSX, DIMRF-LW, and DIMRF-LN] | Outdoor Luminaires | Mid Output | Parking Garage Luminaires | Standard | FALSE | [9 empty] | 9/19/2011 12:00:00 AM | Not Yet Verified | Not Yet Verified | Not Yet Verified |  |  | 8379.65 | 93.96 | 89.18 | 6.32 | 0.9968 | 4000 | 70
P00000DSI | Eaton (formerly Cooper Lighting) | McGraw-Edison | VPL-B03-LED-[Voltages include 120 thru 277V, 347V, and 480V]-CQ-[All Color]-7060-[Options include DIM, 2L, WM, L90, R90, TR, TMB, PBG, SM, STMB, LCF, ICP, OSX, DIMRF-LW, and DIMRF-LN] | Outdoor Luminaires | Mid Output | Parking Garage Luminaires | Standard | FALSE | [9 empty] | 9/19/2011 12:00:00 AM | Not Yet Verified | Not Yet Verified | Not Yet Verified |  |  | 6811.58 | 99.83 | 68.23 | 6.72 | 0.9959 | 6000 | 70
P00000DSJ | Eaton (formerly Cooper Lighting) | McGraw-Edison | VPL-B03-LED-[Voltages include 120 thru 277V, 347V, and 480V]-SQ-[All Color]-7060-[Options include DIM, 2L, WM, L90, R90, TR, TMB, PBG, SM, STMB, LCF, ICP, OSX, DIMRF-LW, and DIMRF-LN] | Outdoor Luminaires | Mid Output | Parking Garage Luminaires | Standard | FALSE | [9 empty] | 9/19/2011 12:00:00 AM | Not Yet Verified | Not Yet Verified | Not Yet Verified |  |  | 6708.09 | 98.31 | 68.23 | 6.72 | 0.9959 | 6000 | 70
P00000DSK | Eaton (formerly Cooper Lighting) | McGraw-Edison | VPL-B03-LED-[Voltages include 120 thru 277V, 347V, and 480V]-WQ-[All Color]-7060-[Options include DIM, 2L, WM, L90, R90, TR, TMB, PBG, SM, STMB, LCF, ICP, OSX, DIMRF-LW, and DIMRF-LN] | Outdoor Luminaires | Mid Output | Parking Garage Luminaires | Standard | FALSE | [9 empty] | 9/19/2011 12:00:00 AM | Not Yet Verified | Not Yet Verified | Not Yet Verified |  |  | 6862.85 | 100.58 | 68.23 | 6.72 | 0.9959 | 6000 | 70
P00000DSM | Eaton (formerly Cooper Lighting) | McGraw-Edison | VPL-B03-LED-[Voltages include 120 thru 277V, 347V, and 480V]-GL3-[All Color]-7060-[Options include DIM, 2L, WM, L90, R90, TR, TMB, PBG, SM, STMB, LCF, ICP, OSX, DIMRF-LW, and DIMRF-LN] | Outdoor Luminaires | Mid Output | Parking Garage Luminaires | Standard | FALSE | [9 empty] | 9/19/2011 12:00:00 AM | Not Yet Verified | Not Yet Verified | Not Yet Verified |  |  | 6591.04 | 96.6 | 68.23 | 6.72 | 0.9959 | 6000 | 70
P00000DSP | Eaton (formerly Cooper Lighting) | McGraw-Edison | VPL-B03-LED-[Voltages include 120 thru 277V]-CPR-[All Color]-7060-[Options include DIM, 2L, WM, L90, R90, TR, TMB, PBG, SM, STMB, LCF, ICP, OSX, DIMRF-LW, and DIMRF-LN] | Outdoor Luminaires | Mid Output | Parking Garage Luminaires | Standard | FALSE | [9 empty] | 9/19/2011 12:00:00 AM | Not Yet Verified | Not Yet Verified | Not Yet Verified |  |  | 6059.04 | 88.8 | 68.23 | 6.72 | 0.9959 | 6000 | 70
P00000DTN | Eaton (formerly Cooper Lighting) | STREETWORKS | VALB04LEDE[Voltages include 120 thru 277V, 347V, and 480V]GL4[All Finish][Options include 2L, L90, R90, TR, SM LCF, ICP, OSX, PBG, STMB, TMB and WM] | Outdoor Luminaires | Mid Output | Parking Garage Luminaires | Standard | FALSE | [9 empty] | 9/19/2011 12:00:00 AM | Not Yet Verified | Not Yet Verified | Not Yet Verified |  |  | 8272.59 | 92.76 | 89.18 | 6.32 | 0.9968 | 4000 | 70
P00000DU4 | Eaton (formerly Cooper Lighting) | STREETWORKS | VALB03LEDE[Voltages include 120 thru 277V, 347V, and 480V]GL3[All Finish]7060[Options include 2L, L90, R90, TR, SM LCF, ICP, OSX, PBG, STMB, TMB and WM] | Outdoor Luminaires | Mid Output | Parking Garage Luminaires | Standard | FALSE | [9 empty] | 9/19/2011 12:00:00 AM | Not Yet Verified | Not Yet Verified | Not Yet Verified |  |  | 6591.04 | 96.6 | 68.23 | 6.72 | 0.9959 | 6000 | 70
P00000DU5 | Eaton (formerly Cooper Lighting) | STREETWORKS | VALB03LEDE[Voltages include 120 thru 277V and 347V]GL4[All Finish]7060[Options include 2L, L90, R90, TR, SM LCF, ICP, OSX, PBG, STMB, TMB and WM] | Outdoor Luminaires | Mid Output | Parking Garage Luminaires | Standard | FALSE | [9 empty] | 9/19/2011 12:00:00 AM | Not Yet Verified | Not Yet Verified | Not Yet Verified |  |  | 6405.33 | 93.88 | 68.23 | 6.72 | 0.9959 | 6000 | 70
P00000DU6 | Eaton (formerly Cooper Lighting) | STREETWORKS | VALB04LEDE[Voltages include 120 thru 277V, 347V, and 480V]CSQ[All Finish]7060[Options include 2L, L90, R90, TR, SM LCF, ICP, OSX, PBG, STMB, TMB and WM] | Outdoor Luminaires | Mid Output | Parking Garage Luminaires | Standard | FALSE | [9 empty] | 9/19/2011 12:00:00 AM | Not Yet Verified | Not Yet Verified | Not Yet Verified |  |  | 9060.51 | 101.59 | 89.18 | 6.32 | 0.9968 | 6000 | 70
P00000DU9 | Eaton (formerly Cooper Lighting) | STREETWORKS | VALB04LEDE[Voltages include 120 thru 277V, 347V, and 480V]GL2[All Finish]7060[Options include 2L, L90, R90, TR, SM LCF, ICP, OSX, PBG, STMB, TMB and WM] | Outdoor Luminaires | Mid Output | Parking Garage Luminaires | Standard | FALSE | [9 empty] | 9/19/2011 12:00:00 AM | Not Yet Verified | Not Yet Verified | Not Yet Verified |  |  | 8645.55 | 96.94 | 89.18 | 6.32 | 0.9968 | 6000 | 70
P00000DT2 | Eaton (formerly Cooper Lighting) | STREETWORKS | VALB01LEDE[Voltage includes 120V]WSQ[All Finish][Options include 2L, L90, R90, TR, SM LCF, ICP, OSX, PBG, STMB, TMB and WM] | Outdoor Luminaires | Low Output | Parking Garage Luminaires | Standard | FALSE | [9 empty] | 9/19/2011 12:00:00 AM | Not Yet Verified | Not Yet Verified | Not Yet Verified |  |  | 2269.82 | 90.61 | 25.05 | 18.66 | 0.976 | 4000 | 70
P00000DT6 | Eaton (formerly Cooper Lighting) | STREETWORKS | VALB02LEDE[Voltages include 120 thru 277V and 347V]CSQ[All Finish][Options include 2L, L90, R90, TR, SM LCF, ICP, OSX, PBG, STMB, TMB and WM] | Outdoor Luminaires | Low Output | Parking Garage Luminaires | Standard | FALSE | [9 empty] | 9/19/2011 12:00:00 AM | Not Yet Verified | Not Yet Verified | Not Yet Verified |  |  | 4488.93 | 94.01 | 47.75 | 6.44 | 0.9955 | 4000 | 70
P00000DT8 | Eaton (formerly Cooper Lighting) | STREETWORKS | VALB02LEDE[Voltages include 120 thru 277V and 347V]WSQ[All Finish][Options include 2L, L90, R90, TR, SM LCF, ICP, OSX, PBG, STMB, TMB and WM] | Outdoor Luminaires | Low Output | Parking Garage Luminaires | Standard | FALSE | [9 empty] | 9/19/2011 12:00:00 AM | Not Yet Verified | Not Yet Verified | Not Yet Verified |  |  | 4503.96 | 94.32 | 47.75 | 6.44 | 0.9955 | 4000 | 70
P00000DT9 | Eaton (formerly Cooper Lighting) | STREETWORKS | VALB02LEDE[Voltages include 120 thru 277V]GL2[All Finish][Options include 2L, L90, R90, TR, SM LCF, ICP, OSX, PBG, STMB, TMB and WM] | Outdoor Luminaires | Low Output | Parking Garage Luminaires | Standard | FALSE | [9 empty] | 9/19/2011 12:00:00 AM | Not Yet Verified | Not Yet Verified | Not Yet Verified |  |  | 4283.27 | 89.7 | 47.75 | 6.44 | 0.9955 | 4000 | 70
P00000DTG | Eaton (formerly Cooper Lighting) | STREETWORKS | VALB03LEDE[Voltages include 120 thru 277V, 347V, and 480V]GL3[All Finish][Options include 2L, L90, R90, TR, SM LCF, ICP, OSX, PBG, STMB, TMB and WM] | Outdoor Luminaires | Mid Output | Parking Garage Luminaires | Standard | FALSE | [9 empty] | 9/19/2011 12:00:00 AM | Not Yet Verified | Not Yet Verified | Not Yet Verified |  |  | 6399.07 | 93.78 | 68.23 | 6.72 | 0.9959 | 4000 | 70
P00000DTI | Eaton (formerly Cooper Lighting) | STREETWORKS | VALB04LEDE[Voltages include 120 thru 277V, 347V, and 480V]CSQ[All Finish][Options include 2L, L90, R90, TR, SM LCF, ICP, OSX, PBG, STMB, TMB and WM] | Outdoor Luminaires | Mid Output | Parking Garage Luminaires | Standard | FALSE | [9 empty] | 9/19/2011 12:00:00 AM | Not Yet Verified | Not Yet Verified | Not Yet Verified |  |  | 8796.61 | 98.63 | 89.18 | 6.32 | 0.9968 | 4000 | 70
P00000DTD | Eaton (formerly Cooper Lighting) | STREETWORKS | VALB03LEDE[Voltages include 120 thru 277V, 347V, and 480V]5SQ[All Finish][Options include 2L, L90, R90, TR, SM LCF, ICP, OSX, PBG, STMB, TMB and WM] | Outdoor Luminaires | Mid Output | Parking Garage Luminaires | Standard | FALSE | [9 empty] | 9/19/2011 12:00:00 AM | Not Yet Verified | Not Yet Verified | Not Yet Verified |  |  | 6512.7 | 95.45 | 68.23 | 6.72 | 0.9959 | 4000 | 70
P00000DTE | Eaton (formerly Cooper Lighting) | STREETWORKS | VALB03LEDE[Voltages include 120 thru 277V, 347V, and 480V]WSQ[All Finish][Options include 2L, L90, R90, TR, SM LCF, ICP, OSX, PBG, STMB, TMB and WM] | Outdoor Luminaires | Mid Output | Parking Garage Luminaires | Standard | FALSE | [9 empty] | 9/19/2011 12:00:00 AM | Not Yet Verified | Not Yet Verified | Not Yet Verified |  |  | 6662.96 | 97.65 | 68.23 | 6.72 | 0.9959 | 4000 | 70
P00000DTP | Eaton (formerly Cooper Lighting) | STREETWORKS | VALB01LEDE[Voltage includes 120V]5SQ[All Finish]7060[Options include 2L, L90, R90, TR, SM LCF, ICP, OSX, PBG, STMB, TMB and WM] | Outdoor Luminaires | Low Output | Parking Garage Luminaires | Standard | FALSE | [9 empty] | 9/19/2011 12:00:00 AM | Not Yet Verified | Not Yet Verified | Not Yet Verified |  |  | 2295.35 | 91.63 | 25.05 | 18.66 | 0.976 | 6000 | 70
P00000DTQ | Eaton (formerly Cooper Lighting) | STREETWORKS | VALB01LEDE[Voltage includes 120V]WSQ[All Finish]7060[Options include 2L, L90, R90, TR, SM LCF, ICP, OSX, PBG, STMB, TMB and WM] | Outdoor Luminaires | Low Output | Parking Garage Luminaires | Standard | FALSE | [9 empty] | 9/19/2011 12:00:00 AM | Not Yet Verified | Not Yet Verified | Not Yet Verified |  |  | 2337.92 | 93.33 | 25.05 | 18.66 | 0.976 | 6000 | 70
P00000DTV | Eaton (formerly Cooper Lighting) | STREETWORKS | VALB02LEDE[Voltages include 120 thru 277V and 347V]5SQ[All Finish]7060[Options include 2L, L90, R90, TR, SM LCF, ICP, OSX, PBG, STMB, TMB and WM] | Outdoor Luminaires | Low Output | Parking Garage Luminaires | Standard | FALSE | [9 empty] | 9/19/2011 12:00:00 AM | Not Yet Verified | Not Yet Verified | Not Yet Verified |  |  | 4552.99 | 95.35 | 47.75 | 6.44 | 0.9955 | 6000 | 70
P00000DTW | Eaton (formerly Cooper Lighting) | STREETWORKS | VALB02LEDE[Voltages include 120 thru 277V and 347V]WSQ[All Finish]7060[Options include 2L, L90, R90, TR, SM LCF, ICP, OSX, PBG, STMB, TMB and WM] | Outdoor Luminaires | Low Output | Parking Garage Luminaires | Standard | FALSE | [9 empty] | 9/19/2011 12:00:00 AM | Not Yet Verified | Not Yet Verified | Not Yet Verified |  |  | 4639.07 | 97.15 | 47.75 | 6.44 | 0.9955 | 6000 | 70
P00000DTX | Eaton (formerly Cooper Lighting) | STREETWORKS | VALB02LEDE[Voltages include 120 thru 277V]GL2[All Finish]7060[Options include 2L, L90, R90, TR, SM LCF, ICP, OSX, PBG, STMB, TMB and WM] | Outdoor Luminaires | Low Output | Parking Garage Luminaires | Standard | FALSE | [9 empty] | 9/19/2011 12:00:00 AM | Not Yet Verified | Not Yet Verified | Not Yet Verified |  |  | 4411.76 | 92.39 | 47.75 | 6.44 | 0.9955 | 6000 | 70
P00000DTY | Eaton (formerly Cooper Lighting) | STREETWORKS | VALB02LEDE[Voltages include 120 thru 277V and 347V]GL3[All Finish]7060[Options include 2L, L90, R90, TR, SM LCF, ICP, OSX, PBG, STMB, TMB and WM] | Outdoor Luminaires | Low Output | Parking Garage Luminaires | Standard | FALSE | [9 empty] | 9/19/2011 12:00:00 AM | Not Yet Verified | Not Yet Verified | Not Yet Verified |  |  | 4473.67 | 93.69 | 47.75 | 6.44 | 0.9955 | 6000 | 70
P00000DT7 | Eaton (formerly Cooper Lighting) | STREETWORKS | VALB02LEDE[Voltages include 120 thru 277V and 347V]5SQ[All Finish][Options include 2L, L90, R90, TR, SM LCF, ICP, OSX, PBG, STMB, TMB and WM] | Outdoor Luminaires | Low Output | Parking Garage Luminaires | Standard | FALSE | [9 empty] | 9/19/2011 12:00:00 AM | Not Yet Verified | Not Yet Verified | Not Yet Verified |  |  | 4420.37 | 92.57 | 47.75 | 6.44 | 0.9955 | 4000 | 70
P00000DTB | Eaton (formerly Cooper Lighting) | STREETWORKS | VALB02LEDE[Voltages include 120 thru 277V]GL4[All Finish][Options include 2L, L90, R90, TR, SM LCF, ICP, OSX, PBG, STMB, TMB and WM] | Outdoor Luminaires | Low Output | Parking Garage Luminaires | Standard | FALSE | [9 empty] | 9/19/2011 12:00:00 AM | Not Yet Verified | Not Yet Verified | Not Yet Verified |  |  | 4221.28 | 88.4 | 47.75 | 6.44 | 0.9955 | 4000 | 70
P00000DTR | Eaton (formerly Cooper Lighting) | STREETWORKS | VALB01LEDE[Voltage includes 120V]GL2[All Finish]7060[Options include 2L, L90, R90, TR, SM LCF, ICP, OSX, PBG, STMB, TMB and WM] | Outdoor Luminaires | Low Output | Parking Garage Luminaires | Standard | FALSE | [9 empty] | 9/19/2011 12:00:00 AM | Not Yet Verified | Not Yet Verified | Not Yet Verified |  |  | 2223.78 | 88.77 | 25.05 | 18.66 | 0.976 | 6000 | 70
P00000DT3 | Eaton (formerly Cooper Lighting) | STREETWORKS | VALB01LEDE[Voltage includes 120V]GL2[All Finish][Options include 2L, L90, R90, TR, SM LCF, ICP, OSX, PBG, STMB, TMB and WM] | Outdoor Luminaires | Low Output | Parking Garage Luminaires | Standard | FALSE | [9 empty] | 9/19/2011 12:00:00 AM | Not Yet Verified | Not Yet Verified | Not Yet Verified |  |  | 2159.01 | 86.19 | 25.05 | 18.66 | 0.976 | 4000 | 70
P00000DU3 | Eaton (formerly Cooper Lighting) | STREETWORKS | VALB03LEDE[Voltages include 120 thru 277V, 347V, and 480V]GL2[All Finish]7060[Options include 2L, L90, R90, TR, SM LCF, ICP, OSX, PBG, STMB, TMB and WM] | Outdoor Luminaires | Mid Output | Parking Garage Luminaires | Standard | FALSE | [9 empty] | 9/19/2011 12:00:00 AM | Not Yet Verified | Not Yet Verified | Not Yet Verified |  |  | 6500.12 | 95.27 | 68.23 | 6.72 | 0.9959 | 6000 | 70
P00000DUA | Eaton (formerly Cooper Lighting) | STREETWORKS | VALB04LEDE[Voltages include 120 thru 277V, 347V, and 480V]GL3[All Finish]7060[Options include 2L, L90, R90, TR, SM LCF, ICP, OSX, PBG, STMB, TMB and WM] | Outdoor Luminaires | Mid Output | Parking Garage Luminaires | Standard | FALSE | [9 empty] | 9/19/2011 12:00:00 AM | Not Yet Verified | Not Yet Verified | Not Yet Verified |  |  | 8767.42 | 98.31 | 89.18 | 6.32 | 0.9968 | 6000 | 70
P00000DTK | Eaton (formerly Cooper Lighting) | STREETWORKS | VALB04LEDE[Voltages include 120 thru 277V, 347V, and 480V]WSQ[All Finish][Options include 2L, L90, R90, TR, SM LCF, ICP, OSX, PBG, STMB, TMB and WM] | Outdoor Luminaires | Mid Output | Parking Garage Luminaires | Standard | FALSE | [9 empty] | 9/19/2011 12:00:00 AM | Not Yet Verified | Not Yet Verified | Not Yet Verified |  |  | 8825.72 | 98.96 | 89.18 | 6.32 | 0.9968 | 4000 | 70
P00000DTM | Eaton (formerly Cooper Lighting) | STREETWORKS | VALB04LEDE[Voltages include 120 thru 277V, 347V, and 480V]GL3[All Finish][Options include 2L, L90, R90, TR, SM LCF, ICP, OSX, PBG, STMB, TMB and WM] | Outdoor Luminaires | Mid Output | Parking Garage Luminaires | Standard | FALSE | [9 empty] | 9/19/2011 12:00:00 AM | Not Yet Verified | Not Yet Verified | Not Yet Verified |  |  | 8512.06 | 95.44 | 89.18 | 6.32 | 0.9968 | 4000 | 70
P00000DTJ | Eaton (formerly Cooper Lighting) | STREETWORKS | VALB04LEDE[Voltages include 120 thru 277V, 347V, and 480V]5SQ[All Finish][Options include 2L, L90, R90, TR, SM LCF, ICP, OSX, PBG, STMB, TMB and WM] | Outdoor Luminaires | Mid Output | Parking Garage Luminaires | Standard | FALSE | [9 empty] | 9/19/2011 12:00:00 AM | Not Yet Verified | Not Yet Verified | Not Yet Verified |  |  | 8662.32 | 97.13 | 89.18 | 6.32 | 0.9968 | 4000 | 70
P00000DU0 | Eaton (formerly Cooper Lighting) | STREETWORKS | VALB03LEDE[Voltages include 120 thru 277V, 347V, and 480V]CSQ[All Finish]7060[Options include 2L, L90, R90, TR, SM LCF, ICP, OSX, PBG, STMB, TMB and WM] | Outdoor Luminaires | Mid Output | Parking Garage Luminaires | Standard | FALSE | [9 empty] | 9/19/2011 12:00:00 AM | Not Yet Verified | Not Yet Verified | Not Yet Verified |  |  | 6811.58 | 99.83 | 68.23 | 6.72 | 0.9959 | 6000 | 70
P00000DT1 | Eaton (formerly Cooper Lighting) | STREETWORKS | VALB01LEDE[Voltage includes 120V]5SQ[All Finish][Options include 2L, L90, R90, TR, SM LCF, ICP, OSX, PBG, STMB, TMB and WM] | Outdoor Luminaires | Low Output | Parking Garage Luminaires | Standard | FALSE | [9 empty] | 9/19/2011 12:00:00 AM | Not Yet Verified | Not Yet Verified | Not Yet Verified |  |  | 2228.5 | 88.96 | 25.05 | 18.66 | 0.976 | 4000 | 70
P00000DTF | Eaton (formerly Cooper Lighting) | STREETWORKS | VALB03LEDE[Voltages include 120 thru 277V, 347V, and 480V]GL2[All Finish][Options include 2L, L90, R90, TR, SM LCF, ICP, OSX, PBG, STMB, TMB and WM] | Outdoor Luminaires | Mid Output | Parking Garage Luminaires | Standard | FALSE | [9 empty] | 9/19/2011 12:00:00 AM | Not Yet Verified | Not Yet Verified | Not Yet Verified |  |  | 6310.8 | 92.49 | 68.23 | 6.72 | 0.9959 | 4000 | 70
P00000DTH | Eaton (formerly Cooper Lighting) | STREETWORKS | VALB03LEDE[Voltages include 120 thru 277V and 347V]GL4[All Finish][Options include 2L, L90, R90, TR, SM LCF, ICP, OSX, PBG, STMB, TMB and WM] | Outdoor Luminaires | Mid Output | Parking Garage Luminaires | Standard | FALSE | [9 empty] | 9/19/2011 12:00:00 AM | Not Yet Verified | Not Yet Verified | Not Yet Verified |  |  | 6218.76 | 91.14 | 68.23 | 6.72 | 0.9959 | 4000 | 70
P00000DU8 | Eaton (formerly Cooper Lighting) | STREETWORKS | VALB04LEDE[Voltages include 120 thru 277V, 347V, and 480V]WSQ[All Finish]7060[Options include 2L, L90, R90, TR, SM LCF, ICP, OSX, PBG, STMB, TMB and WM] | Outdoor Luminaires | Mid Output | Parking Garage Luminaires | Standard | FALSE | [9 empty] | 9/19/2011 12:00:00 AM | Not Yet Verified | Not Yet Verified | Not Yet Verified |  |  | 9090.5 | 101.93 | 89.18 | 6.32 | 0.9968 | 6000 | 70
P00000DUB | Eaton (formerly Cooper Lighting) | STREETWORKS | VALB04LEDE[Voltages include 120 thru 277V, 347V, and 480V]GL4[All Finish]7060[Options include 2L, L90, R90, TR, SM LCF, ICP, OSX, PBG, STMB, TMB and WM] | Outdoor Luminaires | Mid Output | Parking Garage Luminaires | Standard | FALSE | [9 empty] | 9/19/2011 12:00:00 AM | Not Yet Verified | Not Yet Verified | Not Yet Verified |  |  | 8520.77 | 95.54 | 89.18 | 6.32 | 0.9968 | 6000 | 70
P00000DTC | Eaton (formerly Cooper Lighting) | STREETWORKS | VALB03LEDE[Voltages include 120 thru 277V, 347V, and 480V]CSQ[All Finish][Options include 2L, L90, R90, TR, SM LCF, ICP, OSX, PBG, STMB, TMB and WM] | Outdoor Luminaires | Mid Output | Parking Garage Luminaires | Standard | FALSE | [9 empty] | 9/19/2011 12:00:00 AM | Not Yet Verified | Not Yet Verified | Not Yet Verified |  |  | 6613.19 | 96.92 | 68.23 | 6.72 | 0.9959 | 4000 | 70
P00000DT0 | Eaton (formerly Cooper Lighting) | STREETWORKS | VALB01LEDE[Voltage includes 120V]CSQ[All Finish][Options include 2L, L90, R90, TR, SM LCF, ICP, OSX, PBG, STMB, TMB and WM] | Outdoor Luminaires | Low Output | Parking Garage Luminaires | Standard | FALSE | [9 empty] | 9/19/2011 12:00:00 AM | Not Yet Verified | Not Yet Verified | Not Yet Verified |  |  | 2262.31 | 90.31 | 25.05 | 18.66 | 0.976 | 4000 | 70
P00000DT4 | Eaton (formerly Cooper Lighting) | STREETWORKS | VALB01LEDE[Voltage includes 120V]GL3[All Finish][Options include 2L, L90, R90, TR, SM LCF, ICP, OSX, PBG, STMB, TMB and WM] | Outdoor Luminaires | Low Output | Parking Garage Luminaires | Standard | FALSE | [9 empty] | 9/19/2011 12:00:00 AM | Not Yet Verified | Not Yet Verified | Not Yet Verified |  |  | 2189.06 | 87.39 | 25.05 | 18.66 | 0.976 | 4000 | 70
P00000DT5 | Eaton (formerly Cooper Lighting) | STREETWORKS | VALB01LEDE[Voltage includes 120V]GL4[All Finish][Options include 2L, L90, R90, TR, SM LCF, ICP, OSX, PBG, STMB, TMB and WM] | Outdoor Luminaires | Low Output | Parking Garage Luminaires | Standard | FALSE | [9 empty] | 9/19/2011 12:00:00 AM | Not Yet Verified | Not Yet Verified | Not Yet Verified |  |  | 2128.02 | 84.95 | 25.05 | 18.66 | 0.976 | 4000 | 70
P00000DTA | Eaton (formerly Cooper Lighting) | STREETWORKS | VALB02LEDE[Voltages include 120 thru 277V and 347V]GL3[All Finish][Options include 2L, L90, R90, TR, SM LCF, ICP, OSX, PBG, STMB, TMB and WM] | Outdoor Luminaires | Low Output | Parking Garage Luminaires | Standard | FALSE | [9 empty] | 9/19/2011 12:00:00 AM | Not Yet Verified | Not Yet Verified | Not Yet Verified |  |  | 4343.37 | 90.96 | 47.75 | 6.44 | 0.9955 | 4000 | 70
P00000DTO | Eaton (formerly Cooper Lighting) | STREETWORKS | VALB01LEDE[Voltage includes 120V]CSQ[All Finish]7060[Options include 2L, L90, R90, TR, SM LCF, ICP, OSX, PBG, STMB, TMB and WM] | Outdoor Luminaires | Low Output | Parking Garage Luminaires | Standard | FALSE | [9 empty] | 9/19/2011 12:00:00 AM | Not Yet Verified | Not Yet Verified | Not Yet Verified |  |  | 2330.18 | 93.02 | 25.05 | 18.66 | 0.976 | 6000 | 70
P00000DTS | Eaton (formerly Cooper Lighting) | STREETWORKS | VALB01LEDE[Voltage includes 120V]GL3[All Finish]7060[Options include 2L, L90, R90, TR, SM LCF, ICP, OSX, PBG, STMB, TMB and WM] | Outdoor Luminaires | Low Output | Parking Garage Luminaires | Standard | FALSE | [9 empty] | 9/19/2011 12:00:00 AM | Not Yet Verified | Not Yet Verified | Not Yet Verified |  |  | 2254.73 | 90.01 | 25.05 | 18.66 | 0.976 | 6000 | 70
P00000DTT | Eaton (formerly Cooper Lighting) | STREETWORKS | VALB01LEDE[Voltage includes 120V]GL4[All Finish]7060[Options include 2L, L90, R90, TR, SM LCF, ICP, OSX, PBG, STMB, TMB and WM] | Outdoor Luminaires | Low Output | Parking Garage Luminaires | Standard | FALSE | [9 empty] | 9/19/2011 12:00:00 AM | Not Yet Verified | Not Yet Verified | Not Yet Verified |  |  | 2191.86 | 87.5 | 25.05 | 18.66 | 0.976 | 6000 | 70
P00000DTU | Eaton (formerly Cooper Lighting) | STREETWORKS | VALB02LEDE[Voltages include 120 thru 277V and 347V]CSQ[All Finish]7060[Options include 2L, L90, R90, TR, SM LCF, ICP, OSX, PBG, STMB, TMB and WM] | Outdoor Luminaires | Low Output | Parking Garage Luminaires | Standard | FALSE | [9 empty] | 9/19/2011 12:00:00 AM | Not Yet Verified | Not Yet Verified | Not Yet Verified |  |  | 4623.6 | 96.83 | 47.75 | 6.44 | 0.9955 | 6000 | 70
P00000DTL | Eaton (formerly Cooper Lighting) | STREETWORKS | VALB04LEDE[Voltages include 120 thru 277V, 347V, and 480V]GL2[All Finish][Options include 2L, L90, R90, TR, SM LCF, ICP, OSX, PBG, STMB, TMB and WM] | Outdoor Luminaires | Mid Output | Parking Garage Luminaires | Standard | FALSE | [9 empty] | 9/19/2011 12:00:00 AM | Not Yet Verified | Not Yet Verified | Not Yet Verified |  |  | 8393.73 | 94.12 | 89.18 | 6.32 | 0.9968 | 4000 | 70
P00000DU1 | Eaton (formerly Cooper Lighting) | STREETWORKS | VALB03LEDE[Voltages include 120 thru 277V, 347V, and 480V]5SQ[All Finish]7060[Options include 2L, L90, R90, TR, SM LCF, ICP, OSX, PBG, STMB, TMB and WM] | Outdoor Luminaires | Mid Output | Parking Garage Luminaires | Standard | FALSE | [9 empty] | 9/19/2011 12:00:00 AM | Not Yet Verified | Not Yet Verified | Not Yet Verified |  |  | 6708.09 | 98.31 | 68.23 | 6.72 | 0.9959 | 6000 | 70
P00000DTZ | Eaton (formerly Cooper Lighting) | STREETWORKS | VALB02LEDE[Voltages include 120 thru 277V]GL4[All Finish]7060[Options include 2L, L90, R90, TR, SM LCF, ICP, OSX, PBG, STMB, TMB and WM] | Outdoor Luminaires | Low Output | Parking Garage Luminaires | Standard | FALSE | [9 empty] | 9/19/2011 12:00:00 AM | Not Yet Verified | Not Yet Verified | Not Yet Verified |  |  | 4347.92 | 91.06 | 47.75 | 6.44 | 0.9955 | 6000 | 70
P00000DU2 | Eaton (formerly Cooper Lighting) | STREETWORKS | VALB03LEDE[Voltages include 120 thru 277V, 347V, and 480V]WSQ[All Finish]7060[Options include 2L, L90, R90, TR, SM LCF, ICP, OSX, PBG, STMB, TMB and WM] | Outdoor Luminaires | Mid Output | Parking Garage Luminaires | Standard | FALSE | [9 empty] | 9/19/2011 12:00:00 AM | Not Yet Verified | Not Yet Verified | Not Yet Verified |  |  | 6862.85 | 100.58 | 68.23 | 6.72 | 0.9959 | 6000 | 70
P00000DU7 | Eaton (formerly Cooper Lighting) | STREETWORKS | VALB04LEDE[Voltages include 120 thru 277V, 347V, and 480V]5SQ[All Finish]7060[Options include 2L, L90, R90, TR, SM LCF, ICP, OSX, PBG, STMB, TMB and WM] | Outdoor Luminaires | Mid Output | Parking Garage Luminaires | Standard | FALSE | [9 empty] | 9/19/2011 12:00:00 AM | Not Yet Verified | Not Yet Verified | Not Yet Verified |  |  | 8922.19 | 100.04 | 89.18 | 6.32 | 0.9968 | 6000 | 70
P8H1GNATX | Eaton (formerly Cooper Lighting) | McGraw-Edison | TT-B3-LED-DALI-WQ-SG-DIMRF-LW | Outdoor Luminaires | Low Output | Parking Garage Luminaires | Standard | TRUE | 4785.28 | 101.99 | 46.92 | 9.4 | 0.974 | 3784 | 71.3 | 5 | 60000 | 2/13/2015 12:00:00 AM | Dimmable | Continuous Below 10 | Not Yet Verified |  | 2.1
PDCWWQTUE | Eaton (formerly Cooper Lighting) | McGraw-Edison | TT-B1-LED-E1-WQ-XX-8030-MSP/DIM-L12 | Outdoor Luminaires | Low Output | Parking Garage Luminaires | Standard | TRUE | 2528.53 | 83.93 | 30.13 | 22.4 | 0.928 | 2969 | 81.4 | 5 | 60000 | 2/13/2015 12:00:00 AM | Dimmable | Continuous Below 10 | Not Yet Verified |  | 2.1
PE4FCWYAA | Eaton (formerly Cooper Lighting) | McGraw-Edison | TT-B5-LED-E1-WQ-SG-DIMRF-LW-8030 | Outdoor Luminaires | Mid Output | Parking Garage Luminaires | Standard | TRUE | 6468.57 | 83.7 | 77.28 | 10.5 | 0.957 | 2952 | 81.7 | 5 | 60000 | 2/13/2015 12:00:00 AM | Dimmable | Continuous Below 10 | Not Yet Verified |  | 2.1
PRZHHJ5Q | Eaton (formerly Cooper Lighting) | McGraw-Edison | TT-B5-LED-120V-WQ-[All Mounting]-[Options Include [5LTD]-7060]-CG] | Outdoor Luminaires | Mid Output | Parking Garage Luminaires | Standard | FALSE | [9 empty] | 2/13/2015 12:00:00 AM | Dimmable | Continuous Below 10 | Not Yet Verified |  |  | 7100 | 84.22 | 84.3 | 6.9 | 0.984 | 6000 | 70
PPA39777 | Eaton (formerly Cooper Lighting) | McGraw-Edison | TT-B6-LED-120V-MQ-[All Mounting]-[Options Include [5LTD]] | Outdoor Luminaires | High Output | Parking Garage Luminaires | Standard | FALSE | [9 empty] | 2/13/2015 12:00:00 AM | Dimmable | Continuous Below 10 | Not Yet Verified |  |  | 10252 | 97.08 | 105.6 | 6.3 | 0.989 | 4000 | 70
P34EQWPX | Eaton (formerly Cooper Lighting) | McGraw-Edison | TT-B5-LED-120V-WQ-[All Mounting]-[Options Include [5LTD]] | Outdoor Luminaires | Mid Output | Parking Garage Luminaires | Standard | FALSE | [9 empty] | 2/13/2015 12:00:00 AM | Dimmable | Continuous Below 10 | Not Yet Verified |  |  | 7471 | 88.62 | 84.3 | 6.9 | 0.984 | 4000 | 70
PCY4J3HM | Eaton (formerly Cooper Lighting) | McGraw-Edison | TT-B3-LED-120V-WQ-[All Mounting]-[Options Include [5LTD]-7060]-SG] | Outdoor Luminaires | Low Output | Parking Garage Luminaires | Standard | FALSE | [9 empty] | 2/13/2015 12:00:00 AM | Dimmable | Continuous Below 10 | Not Yet Verified |  |  | 4630 | 93.72 | 49.4 | 7.7 | 0.986 | 6000 | 70
PFS1HP3Z | Eaton (formerly Cooper Lighting) | McGraw-Edison | TT-B5-LED-[All Voltages]-MQ-[All Mounting]-[Options Include [30L, TR, X, IBP, ICP]-[DOS, DIM-MSP, DIMRF-(LW, LN)]-7060] | Outdoor Luminaires | Mid Output | Parking Garage Luminaires | Standard | FALSE | [9 empty] | 2/13/2015 12:00:00 AM | Dimmable | Continuous Below 10 | Not Yet Verified |  |  | 7983 | 97.59 | 81.8 | 6.9 | 0.984 | 6000 | 70
P447PZBY | Eaton (formerly Cooper Lighting) | McGraw-Edison | TT-B3-LED-[All Voltages]-WQ-[All Mounting]-[Options Include [30L, HA, TR, X, IBP, ICP]-[DOS, DIM-MSP, DIMRF-(LW, LN)]-SG] | Outdoor Luminaires | Low Output | Parking Garage Luminaires | Standard | FALSE | [9 empty] | 2/13/2015 12:00:00 AM | Dimmable | Continuous Below 10 | Not Yet Verified |  |  | 4532 | 92.87 | 48.8 | 7.7 | 0.986 | 4000 | 70
P2EH9C21 | Eaton (formerly Cooper Lighting) | McGraw-Edison | TT-B1-LED-120V-MQ-[All Mounting]-[Options Include [5LTD]] | Outdoor Luminaires | Low Output | Parking Garage Luminaires | Standard | FALSE | [9 empty] | 2/13/2015 12:00:00 AM | Dimmable | Continuous Below 10 | Not Yet Verified |  |  | 3069 | 105.1 | 29.2 | 7.4 | 0.973 | 4000 | 70
PR2EUS1F | Eaton (formerly Cooper Lighting) | McGraw-Edison | TT-B4-LED-120V-MQ-[All Mounting]-[Options Include [5LTD]-CG] | Outdoor Luminaires | Mid Output | Parking Garage Luminaires | Standard | FALSE | [9 empty] | 2/13/2015 12:00:00 AM | Dimmable | Continuous Below 10 | Not Yet Verified |  |  | 5886 | 91.26 | 64.5 | 10.6 | 0.972 | 4000 | 70
P2YWQYQX | Eaton (formerly Cooper Lighting) | McGraw-Edison | TT-B6-LED-120V-MQ-[All Mounting]-[Options Include [5LTD]-7060] | Outdoor Luminaires | High Output | Parking Garage Luminaires | Standard | FALSE | [9 empty] | 2/13/2015 12:00:00 AM | Dimmable | Continuous Below 10 | Not Yet Verified |  |  | 10465 | 99.1 | 105.6 | 6.3 | 0.989 | 6000 | 70
P61FEX67 | Eaton (formerly Cooper Lighting) | McGraw-Edison | TT-B1-LED-[All Voltages]-WQ-[All Mounting]-[Options Include [30L, HA, TR, X, IBP, ICP]-[DOS, DIM-MSP, DIMRF-(LW, LN)]-CG] | Outdoor Luminaires | Low Output | Parking Garage Luminaires | Standard | FALSE | [9 empty] | 2/13/2015 12:00:00 AM | Dimmable | Continuous Below 10 | Not Yet Verified |  |  | 2730 | 94.14 | 29 | 7.4 | 0.973 | 4000 | 70
PY6H7N1T | Eaton (formerly Cooper Lighting) | McGraw-Edison | TT-B1-LED-[All Voltages]-WQ-[All Mounting]-[Options Include [30L, HA, TR, X, IBP, ICP]-[DOS, DIM-MSP, DIMRF-(LW, LN)]-SG] | Outdoor Luminaires | Low Output | Parking Garage Luminaires | Standard | FALSE | [9 empty] | 2/13/2015 12:00:00 AM | Dimmable | Continuous Below 10 | Not Yet Verified |  |  | 2708 | 93.38 | 29 | 7.4 | 0.973 | 4000 | 70
PKQA7M3B | Eaton (formerly Cooper Lighting) | McGraw-Edison | TT-B2-LED-[All Voltages]-MQ-[All Mounting]-[Options Include [30L, HA, TR, X, IBP, ICP]-[DOS, DIM-MSP, DIMRF-(LW, LN)]-7060] | Outdoor Luminaires | Low Output | Parking Garage Luminaires | Standard | FALSE | [9 empty] | 2/13/2015 12:00:00 AM | Dimmable | Continuous Below 10 | Not Yet Verified |  |  | 3778 | 104.36 | 36.2 | 7.1 | 0.979 | 6000 | 70
P4QZ9CHV | Eaton (formerly Cooper Lighting) | McGraw-Edison | TT-B2-LED-[All Voltages]-MQ-[All Mounting]-[Options Include [30L, HA, TR, X, IBP, ICP]-[DOS, DIM-MSP, DIMRF-(LW, LN)]-CG] | Outdoor Luminaires | Low Output | Parking Garage Luminaires | Standard | FALSE | [9 empty] | 2/13/2015 12:00:00 AM | Dimmable | Continuous Below 10 | Not Yet Verified |  |  | 3380 | 93.37 | 36.2 | 7.1 | 0.979 | 4000 | 70
PAG84FE2 | Eaton (formerly Cooper Lighting) | McGraw-Edison | TT-B2-LED-[All Voltages]-WQ-[All Mounting]-[Options Include [30L, HA, TR, X, IBP, ICP]-[DOS, DIM-MSP, DIMRF-(LW, LN)]-7060]-SG] | Outdoor Luminaires | Low Output | Parking Garage Luminaires | Standard | FALSE | [9 empty] | 2/13/2015 12:00:00 AM | Dimmable | Continuous Below 10 | Not Yet Verified |  |  | 3333 | 92.07 | 36.2 | 7.1 | 0.979 | 6000 | 70
P3GCUNNB | Eaton (formerly Cooper Lighting) | McGraw-Edison | TT-B2-LED-[All Voltages]-WQ-[All Mounting]-[Options Include [30L, HA, TR, X, IBP, ICP]-[DOS, DIM-MSP, DIMRF-(LW, LN)]-8030] | Outdoor Luminaires | Low Output | Parking Garage Luminaires | Standard | FALSE | [9 empty] | 2/13/2015 12:00:00 AM | Dimmable | Continuous Below 10 | Not Yet Verified |  |  | 3107 | 85.83 | 36.2 | 7.1 | 0.979 | 3000 | 80
PVGBVCSA | Eaton (formerly Cooper Lighting) | McGraw-Edison | TT-B2-LED-[All Voltages]-WQ-[All Mounting]-[Options Include [30L, HA, TR, X, IBP, ICP]-[DOS, DIM-MSP, DIMRF-(LW, LN)]-8030]-CG] | Outdoor Luminaires | Low Output | Parking Garage Luminaires | Standard | FALSE | [9 empty] | 2/13/2015 12:00:00 AM | Dimmable | Continuous Below 10 | Not Yet Verified |  |  | 2973 | 82.13 | 36.2 | 7.1 | 0.979 | 3000 | 80
PUJ9TGZK | Eaton (formerly Cooper Lighting) | McGraw-Edison | TT-B2-LED-[All Voltages]-WQ-[All Mounting]-[Options Include [30L, HA, TR, X, IBP, ICP]-[DOS, DIM-MSP, DIMRF-(LW, LN)]-CG] | Outdoor Luminaires | Low Output | Parking Garage Luminaires | Standard | FALSE | [9 empty] | 2/13/2015 12:00:00 AM | Dimmable | Continuous Below 10 | Not Yet Verified |  |  | 3384 | 93.48 | 36.2 | 7.1 | 0.979 | 4000 | 70
PNRJGR65 | Eaton (formerly Cooper Lighting) | McGraw-Edison | TT-B3-LED-[All Voltages]-MQ-[All Mounting]-[Options Include [30L, HA, TR, X, IBP, ICP]-[DOS, DIM-MSP, DIMRF-(LW, LN)]-CG] | Outdoor Luminaires | Low Output | Parking Garage Luminaires | Standard | FALSE | [9 empty] | 2/13/2015 12:00:00 AM | Dimmable | Continuous Below 10 | Not Yet Verified |  |  | 4564 | 93.52 | 48.8 | 7.7 | 0.986 | 4000 | 70
PC736RC2 | Eaton (formerly Cooper Lighting) | McGraw-Edison | TT-B3-LED-[All Voltages]-WQ-[All Mounting]-[Options Include [30L, HA, TR, X, IBP, ICP]-[DOS, DIM-MSP, DIMRF-(LW, LN)]-7060]-CG] | Outdoor Luminaires | Low Output | Parking Garage Luminaires | Standard | FALSE | [9 empty] | 2/13/2015 12:00:00 AM | Dimmable | Continuous Below 10 | Not Yet Verified |  |  | 4668 | 95.66 | 48.8 | 7.7 | 0.986 | 6000 | 70
PCG87TGY | Eaton (formerly Cooper Lighting) | McGraw-Edison | TT-B3-LED-[All Voltages]-MQ-[All Mounting]-[Options Include [30L, HA, TR, X, IBP, ICP]-[DOS, DIM-MSP, DIMRF-(LW, LN)]] | Outdoor Luminaires | Mid Output | Parking Garage Luminaires | Standard | FALSE | [9 empty] | 2/13/2015 12:00:00 AM | Dimmable | Continuous Below 10 | Not Yet Verified |  |  | 5137 | 105.27 | 48.8 | 7.7 | 0.986 | 4000 | 70
PQGFK9CU | Eaton (formerly Cooper Lighting) | McGraw-Edison | TT-B4-LED-[All Voltages]-MQ-[All Mounting]-[Options Include [30L, HA, TR, X, IBP, ICP]-[DOS, DIM-MSP, DIMRF-(LW, LN)]] | Outdoor Luminaires | Mid Output | Parking Garage Luminaires | Standard | FALSE | [9 empty] | 2/13/2015 12:00:00 AM | Dimmable | Continuous Below 10 | Not Yet Verified |  |  | 6625 | 106.51 | 62.2 | 10.6 | 0.972 | 4000 | 70
P4PDE3UE | Eaton (formerly Cooper Lighting) | McGraw-Edison | TT-B4-LED-[All Voltages]-MQ-[All Mounting]-[Options Include [30L, HA, TR, X, IBP, ICP]-[DOS, DIM-MSP, DIMRF-(LW, LN)]-7060] | Outdoor Luminaires | Mid Output | Parking Garage Luminaires | Standard | FALSE | [9 empty] | 2/13/2015 12:00:00 AM | Dimmable | Continuous Below 10 | Not Yet Verified |  |  | 6587 | 105.9 | 62.2 | 10.6 | 0.972 | 6000 | 70
P88BSK9Z | Eaton (formerly Cooper Lighting) | McGraw-Edison | TT-B4-LED-[All Voltages]-MQ-[All Mounting]-[Options Include [30L, HA, TR, X, IBP, ICP]-[DOS, DIM-MSP, DIMRF-(LW, LN)]-8030] | Outdoor Luminaires | Mid Output | Parking Garage Luminaires | Standard | FALSE | [9 empty] | 2/13/2015 12:00:00 AM | Dimmable | Continuous Below 10 | Not Yet Verified |  |  | 5079 | 81.66 | 62.2 | 10.6 | 0.972 | 3000 | 80
PHSNWHUJ | Eaton (formerly Cooper Lighting) | McGraw-Edison | TT-B4-LED-[All Voltages]-MQ-[All Mounting]-[Options Include [30L, HA, TR, X, IBP, ICP]-[DOS, DIM-MSP, DIMRF-(LW, LN)]-CG] | Outdoor Luminaires | Mid Output | Parking Garage Luminaires | Standard | FALSE | [9 empty] | 2/13/2015 12:00:00 AM | Dimmable | Continuous Below 10 | Not Yet Verified |  |  | 5886 | 94.63 | 62.2 | 10.6 | 0.972 | 4000 | 70
PCZV7M36 | Eaton (formerly Cooper Lighting) | McGraw-Edison | TT-B4-LED-[All Voltages]-WQ-[All Mounting]-[Options Include [30L, HA, TR, X, IBP, ICP]-[DOS, DIM-MSP, DIMRF-(LW, LN)]-SG] | Outdoor Luminaires | Mid Output | Parking Garage Luminaires | Standard | FALSE | [9 empty] | 2/13/2015 12:00:00 AM | Dimmable | Continuous Below 10 | Not Yet Verified |  |  | 5845 | 93.97 | 62.2 | 10.6 | 0.972 | 4000 | 70
P4CJ26DF | Eaton (formerly Cooper Lighting) | McGraw-Edison | TT-B5-LED-[All Voltages]-MQ-[All Mounting]-[Options Include [30L, TR, X, IBP, ICP]-[DOS, DIM-MSP, DIMRF-(LW, LN)]-7060]-CG] | Outdoor Luminaires | Mid Output | Parking Garage Luminaires | Standard | FALSE | [9 empty] | 2/13/2015 12:00:00 AM | Dimmable | Continuous Below 10 | Not Yet Verified |  |  | 7092 | 86.7 | 81.8 | 6.9 | 0.984 | 6000 | 70
P41F2S2K | Eaton (formerly Cooper Lighting) | McGraw-Edison | TT-B3-LED-[All Voltages]-WQ-[All Mounting]-[Options Include [30L, HA, TR, X, IBP, ICP]-[DOS, DIM-MSP, DIMRF-(LW, LN)]-7060]-SG] | Outdoor Luminaires | Low Output | Parking Garage Luminaires | Standard | FALSE | [9 empty] | 2/13/2015 12:00:00 AM | Dimmable | Continuous Below 10 | Not Yet Verified |  |  | 4630 | 94.88 | 48.8 | 7.7 | 0.986 | 6000 | 70
PCPJBKPB | Eaton (formerly Cooper Lighting) | McGraw-Edison | TT-B3-LED-[All Voltages]-WQ-[All Mounting]-[Options Include [30L, HA, TR, X, IBP, ICP]-[DOS, DIM-MSP, DIMRF-(LW, LN)]-8030] | Outdoor Luminaires | Low Output | Parking Garage Luminaires | Standard | FALSE | [9 empty] | 2/13/2015 12:00:00 AM | Dimmable | Continuous Below 10 | Not Yet Verified |  |  | 3948 | 80.9 | 48.8 | 7.7 | 0.986 | 3000 | 80
PGKDM6RV | Eaton (formerly Cooper Lighting) | McGraw-Edison | TT-B1-LED-120V-WQ-[All Mounting]-[Options Include [5LTD]] | Outdoor Luminaires | Low Output | Parking Garage Luminaires | Standard | FALSE | [9 empty] | 2/13/2015 12:00:00 AM | Dimmable | Continuous Below 10 | Not Yet Verified |  |  | 2854 | 97.74 | 29.2 | 7.4 | 0.973 | 4000 | 70
PG9PAMAZ | Eaton (formerly Cooper Lighting) | McGraw-Edison | TT-B1-LED-120V-WQ-[All Mounting]-[Options Include [5LTD]-SG] | Outdoor Luminaires | Low Output | Parking Garage Luminaires | Standard | FALSE | [9 empty] | 2/13/2015 12:00:00 AM | Dimmable | Continuous Below 10 | Not Yet Verified |  |  | 2708 | 92.74 | 29.2 | 7.4 | 0.973 | 4000 | 70
PJBSRSB2 | Eaton (formerly Cooper Lighting) | McGraw-Edison | TT-B1-LED-120V-WQ-[All Mounting]-[Options Include [5LTD]-7060] | Outdoor Luminaires | Low Output | Parking Garage Luminaires | Standard | FALSE | [9 empty] | 2/13/2015 12:00:00 AM | Dimmable | Continuous Below 10 | Not Yet Verified |  |  | 2901 | 99.35 | 29.2 | 7.4 | 0.973 | 6000 | 70
PW93C2HQ | Eaton (formerly Cooper Lighting) | McGraw-Edison | TT-B1-LED-120V-WQ-[All Mounting]-[Options Include [5LTD]-7060]-CG] | Outdoor Luminaires | Low Output | Parking Garage Luminaires | Standard | FALSE | [9 empty] | 2/13/2015 12:00:00 AM | Dimmable | Continuous Below 10 | Not Yet Verified |  |  | 2775 | 95.03 | 29.2 | 7.4 | 0.973 | 6000 | 70
PWKFQYZK | Eaton (formerly Cooper Lighting) | McGraw-Edison | TT-B5-LED-[All Voltages]-WQ-[All Mounting]-[Options Include [30L, TR, X, IBP, ICP]-[DOS, DIM-MSP, DIMRF-(LW, LN)]-7060]-SG] | Outdoor Luminaires | Mid Output | Parking Garage Luminaires | Standard | FALSE | [9 empty] | 2/13/2015 12:00:00 AM | Dimmable | Continuous Below 10 | Not Yet Verified |  |  | 7043 | 86.1 | 81.8 | 6.9 | 0.984 | 6000 | 70
P5CF9ZZT | Eaton (formerly Cooper Lighting) | McGraw-Edison | TT-B5-LED-[All Voltages]-WQ-[All Mounting]-[Options Include [30L, TR, X, IBP, ICP]-[DOS, DIM-MSP, DIMRF-(LW, LN)]-SG] | Outdoor Luminaires | Mid Output | Parking Garage Luminaires | Standard | FALSE | [9 empty] | 2/13/2015 12:00:00 AM | Dimmable | Continuous Below 10 | Not Yet Verified |  |  | 7089 | 86.66 | 81.8 | 6.9 | 0.984 | 4000 | 70
PF2UAGF7 | Eaton (formerly Cooper Lighting) | McGraw-Edison | TT-B5-LED-[All Voltages]-WQ-[All Mounting]-[Options Include [30L,TR, X, IBP, ICP]-[DOS, DIM-MSP, DIMRF-(LW, LN)]-7060] | Outdoor Luminaires | Mid Output | Parking Garage Luminaires | Standard | FALSE | [9 empty] | 2/13/2015 12:00:00 AM | Dimmable | Continuous Below 10 | Not Yet Verified |  |  | 7422 | 90.73 | 81.8 | 6.9 | 0.984 | 6000 | 70
PUC9A6SA | Eaton (formerly Cooper Lighting) | McGraw-Edison | TT-B5-LED-[All Voltages]-WQ-[All Mounting]-[Options Include [30L,TR, X, IBP, ICP]-[DOS, DIM-MSP, DIMRF-(LW, LN)]-CG] | Outdoor Luminaires | Mid Output | Parking Garage Luminaires | Standard | FALSE | [9 empty] | 2/13/2015 12:00:00 AM | Dimmable | Continuous Below 10 | Not Yet Verified |  |  | 7148 | 87.38 | 81.8 | 6.9 | 0.984 | 4000 | 70
PXFHFAEF | Eaton (formerly Cooper Lighting) | McGraw-Edison | TT-B1-LED-120V-WQ-[All Mounting]-[Options Include [5LTD]-7060]-SG] | Outdoor Luminaires | Low Output | Parking Garage Luminaires | Standard | FALSE | [9 empty] | 2/13/2015 12:00:00 AM | Dimmable | Continuous Below 10 | Not Yet Verified |  |  | 2753 | 94.28 | 29.2 | 7.4 | 0.973 | 6000 | 70
PZYH5EQ9 | Eaton (formerly Cooper Lighting) | McGraw-Edison | TT-B1-LED-120V-WQ-[All Mounting]-[Options Include [5LTD]-8030] | Outdoor Luminaires | Low Output | Parking Garage Luminaires | Standard | FALSE | [9 empty] | 2/13/2015 12:00:00 AM | Dimmable | Continuous Below 10 | Not Yet Verified |  |  | 2510 | 85.96 | 29.2 | 7.4 | 0.973 | 3000 | 80
P3E4M5UV | Eaton (formerly Cooper Lighting) | McGraw-Edison | TT-B2-LED-120V-MQ-[All Mounting]-[Options Include [5LTD]-CG] | Outdoor Luminaires | Low Output | Parking Garage Luminaires | Standard | FALSE | [9 empty] | 2/13/2015 12:00:00 AM | Dimmable | Continuous Below 10 | Not Yet Verified |  |  | 3380 | 93.89 | 36 | 7.1 | 0.979 | 4000 | 70
PPHWNW24 | Eaton (formerly Cooper Lighting) | McGraw-Edison | TT-B2-LED-120V-MQ-[All Mounting]-[Options Include [5LTD]-7060] | Outdoor Luminaires | Low Output | Parking Garage Luminaires | Standard | FALSE | [9 empty] | 2/13/2015 12:00:00 AM | Dimmable | Continuous Below 10 | Not Yet Verified |  |  | 3778 | 104.94 | 36 | 7.1 | 0.979 | 6000 | 70
PJ7ABJDJ | Eaton (formerly Cooper Lighting) | McGraw-Edison | TT-B2-LED-120V-WQ-[All Mounting]-[Options Include [5LTD]-SG] | Outdoor Luminaires | Low Output | Parking Garage Luminaires | Standard | FALSE | [9 empty] | 2/13/2015 12:00:00 AM | Dimmable | Continuous Below 10 | Not Yet Verified |  |  | 3356 | 93.22 | 36 | 7.1 | 0.979 | 4000 | 70
P3B1T233 | Eaton (formerly Cooper Lighting) | McGraw-Edison | TT-B2-LED-120V-WQ-[All Mounting]-[Options Include [5LTD]-7060] | Outdoor Luminaires | Low Output | Parking Garage Luminaires | Standard | FALSE | [9 empty] | 2/13/2015 12:00:00 AM | Dimmable | Continuous Below 10 | Not Yet Verified |  |  | 3512 | 97.56 | 36 | 7.1 | 0.979 | 6000 | 70
PNBQ7K5V | Eaton (formerly Cooper Lighting) | McGraw-Edison | TT-B2-LED-120V-WQ-[All Mounting]-[Options Include [5LTD]-7060]-CG] | Outdoor Luminaires | Low Output | Parking Garage Luminaires | Standard | FALSE | [9 empty] | 2/13/2015 12:00:00 AM | Dimmable | Continuous Below 10 | Not Yet Verified |  |  | 3360 | 93.33 | 36 | 7.1 | 0.979 | 6000 | 70
PD22KKVM | Eaton (formerly Cooper Lighting) | McGraw-Edison | TT-B2-LED-120V-WQ-[All Mounting]-[Options Include [5LTD]-8030] | Outdoor Luminaires | Low Output | Parking Garage Luminaires | Standard | FALSE | [9 empty] | 2/13/2015 12:00:00 AM | Dimmable | Continuous Below 10 | Not Yet Verified |  |  | 3107 | 86.31 | 36 | 7.1 | 0.979 | 3000 | 80
P8G4CE3C | Eaton (formerly Cooper Lighting) | McGraw-Edison | TT-B2-LED-120V-WQ-[All Mounting]-[Options Include [5LTD]-8030]-SG] | Outdoor Luminaires | Low Output | Parking Garage Luminaires | Standard | FALSE | [9 empty] | 2/13/2015 12:00:00 AM | Dimmable | Continuous Below 10 | Not Yet Verified |  |  | 2949 | 81.92 | 36 | 7.1 | 0.979 | 3000 | 80
P5QMETCY | Eaton (formerly Cooper Lighting) | McGraw-Edison | TT-B3-LED-120V-MQ-[All Mounting]-[Options Include [5LTD]-CG] | Outdoor Luminaires | Low Output | Parking Garage Luminaires | Standard | FALSE | [9 empty] | 2/13/2015 12:00:00 AM | Dimmable | Continuous Below 10 | Not Yet Verified |  |  | 4564 | 92.39 | 49.4 | 7.7 | 0.986 | 4000 | 70
P9G94HTE | Eaton (formerly Cooper Lighting) | McGraw-Edison | TT-B6-LED-[All Voltages]-MQ-[All Mounting]-[Options Include [30L, TR, X]-[DOS, DIM-MSP, DIMRF-(LW, LN)]-CG] | Outdoor Luminaires | Mid Output | Parking Garage Luminaires | Standard | FALSE | [9 empty] | 2/13/2015 12:00:00 AM | Dimmable | Continuous Below 10 | Not Yet Verified |  |  | 9108 | 80.53 | 113.1 | 6.3 | 0.989 | 4000 | 70
P8JKK85T | Eaton (formerly Cooper Lighting) | McGraw-Edison | TT-B6-LED-[All Voltages]-WQ-[All Mounting]-[Options Include [30L, TR, X]-[DOS, DIM-MSP, DIMRF-(LW, LN)]] | Outdoor Luminaires | Mid Output | Parking Garage Luminaires | Standard | FALSE | [9 empty] | 2/13/2015 12:00:00 AM | Dimmable | Continuous Below 10 | Not Yet Verified |  |  | 9532 | 84.28 | 113.1 | 6.3 | 0.989 | 4000 | 70
PKU2FKWA | Eaton (formerly Cooper Lighting) | McGraw-Edison | TT-B1-LED-[All Voltages]-MQ-[All Mounting]-[Options Include [30L, HA, TR, X, IBP, ICP]-[DOS, DIM-MSP, DIMRF-(LW, LN)]-8030] | Outdoor Luminaires | Low Output | Parking Garage Luminaires | Standard | FALSE | [9 empty] | 2/13/2015 12:00:00 AM | Dimmable | Continuous Below 10 | Not Yet Verified |  |  | 2700 | 93.1 | 29 | 7.4 | 0.973 | 3000 | 80
PH16Y6YV | Eaton (formerly Cooper Lighting) | McGraw-Edison | TT-B4-LED-120V-MQ-[All Mounting]-[Options Include [5LTD]-7060] | Outdoor Luminaires | Mid Output | Parking Garage Luminaires | Standard | FALSE | [9 empty] | 2/13/2015 12:00:00 AM | Dimmable | Continuous Below 10 | Not Yet Verified |  |  | 6587 | 102.12 | 64.5 | 10.6 | 0.972 | 6000 | 70
PJY84UXS | Eaton (formerly Cooper Lighting) | McGraw-Edison | TT-B4-LED-120V-MQ-[All Mounting]-[Options Include [5LTD]-8030] | Outdoor Luminaires | Mid Output | Parking Garage Luminaires | Standard | FALSE | [9 empty] | 2/13/2015 12:00:00 AM | Dimmable | Continuous Below 10 | Not Yet Verified |  |  | 5079 | 78.74 | 64.5 | 10.6 | 0.972 | 3000 | 80
PDVNXSHF | Eaton (formerly Cooper Lighting) | McGraw-Edison | TT-B5-LED-120V-WQ-[All Mounting]-[Options Include [5LTD]-CG] | Outdoor Luminaires | Mid Output | Parking Garage Luminaires | Standard | FALSE | [9 empty] | 2/13/2015 12:00:00 AM | Dimmable | Continuous Below 10 | Not Yet Verified |  |  | 7148 | 84.79 | 84.3 | 6.9 | 0.984 | 4000 | 70
PTN8P1K4 | Eaton (formerly Cooper Lighting) | McGraw-Edison | TT-B1-LED-[All Voltages]-WQ-[All Mounting]-[Options Include [30L, HA, TR, X, IBP, ICP]-[DOS, DIM-MSP, DIMRF-(LW, LN)]-7060]-SG] | Outdoor Luminaires | Low Output | Parking Garage Luminaires | Standard | FALSE | [9 empty] | 2/13/2015 12:00:00 AM | Dimmable | Continuous Below 10 | Not Yet Verified |  |  | 2753 | 94.93 | 29 | 7.4 | 0.973 | 6000 | 70
PCEWGEMR | Eaton (formerly Cooper Lighting) | McGraw-Edison | TT-B1-LED-[All Voltages]-WQ-[All Mounting]-[Options Include [30L, HA, TR, X, IBP, ICP]-[DOS, DIM-MSP, DIMRF-(LW, LN)]-8030]-CG] | Outdoor Luminaires | Low Output | Parking Garage Luminaires | Standard | FALSE | [9 empty] | 2/13/2015 12:00:00 AM | Dimmable | Continuous Below 10 | Not Yet Verified |  |  | 2402 | 82.83 | 29 | 7.4 | 0.973 | 3000 | 80
PJPEHEFB | Eaton (formerly Cooper Lighting) | McGraw-Edison | TT-B6-LED-[All Voltages]-WQ-[All Mounting]-[Options Include [30L, TR, X]-[DOS, DIM-MSP, DIMRF-(LW, LN)]-7060]-CG] | Outdoor Luminaires | Mid Output | Parking Garage Luminaires | Standard | FALSE | [9 empty] | 2/13/2015 12:00:00 AM | Dimmable | Continuous Below 10 | Not Yet Verified |  |  | 9309 | 82.31 | 113.1 | 6.3 | 0.989 | 6000 | 70
PHW61XWY | Eaton (formerly Cooper Lighting) | McGraw-Edison | TT-B3-LED-120V-MQ-[All Mounting]-[Options Include [5LTD]] | Outdoor Luminaires | Mid Output | Parking Garage Luminaires | Standard | FALSE | [9 empty] | 2/13/2015 12:00:00 AM | Dimmable | Continuous Below 10 | Not Yet Verified |  |  | 5137 | 103.99 | 49.4 | 7.7 | 0.986 | 4000 | 70
PRUS8FHS | Eaton (formerly Cooper Lighting) | McGraw-Edison | TT-B3-LED-120V-MQ-[All Mounting]-[Options Include [5LTD]-7060]-CG] | Outdoor Luminaires | Low Output | Parking Garage Luminaires | Standard | FALSE | [9 empty] | 2/13/2015 12:00:00 AM | Dimmable | Continuous Below 10 | Not Yet Verified |  |  | 4662 | 94.37 | 49.4 | 7.7 | 0.986 | 6000 | 70
PXX653KQ | Eaton (formerly Cooper Lighting) | McGraw-Edison | TT-B1-LED-[All Voltages]-WQ-[All Mounting]-[Options Include [30L, HA, TR, X, IBP, ICP]-[DOS, DIM-MSP, DIMRF-(LW, LN)]-7060] | Outdoor Luminaires | Low Output | Parking Garage Luminaires | Standard | FALSE | [9 empty] | 2/13/2015 12:00:00 AM | Dimmable | Continuous Below 10 | Not Yet Verified |  |  | 2901 | 100.03 | 29 | 7.4 | 0.973 | 6000 | 70
PXN7RYCX | Eaton (formerly Cooper Lighting) | McGraw-Edison | TT-B4-LED-120V-WQ-[All Mounting]-[Options Include [5LTD]] | Outdoor Luminaires | Mid Output | Parking Garage Luminaires | Standard | FALSE | [9 empty] | 2/13/2015 12:00:00 AM | Dimmable | Continuous Below 10 | Not Yet Verified |  |  | 6160 | 95.5 | 64.5 | 10.6 | 0.972 | 4000 | 70
PJD3ZD4W | Eaton (formerly Cooper Lighting) | McGraw-Edison | TT-B4-LED-[All Voltages]-WQ-[All Mounting]-[Options Include [30L, HA, TR, X, IBP, ICP]-[DOS, DIM-MSP, DIMRF-(LW, LN)]-7060]-SG] | Outdoor Luminaires | Mid Output | Parking Garage Luminaires | Standard | FALSE | [9 empty] | 2/13/2015 12:00:00 AM | Dimmable | Continuous Below 10 | Not Yet Verified |  |  | 5812 | 93.44 | 62.2 | 10.6 | 0.972 | 6000 | 70
PKMC1RP4 | Eaton (formerly Cooper Lighting) | McGraw-Edison | TT-B1-LED-120V-MQ-[All Mounting]-[Options Include [5LTD]-7060]-CG] | Outdoor Luminaires | Low Output | Parking Garage Luminaires | Standard | FALSE | [9 empty] | 2/13/2015 12:00:00 AM | Dimmable | Continuous Below 10 | Not Yet Verified |  |  | 2772 | 94.93 | 29.2 | 7.4 | 0.973 | 6000 | 70
PDVTX5WV | Eaton (formerly Cooper Lighting) | McGraw-Edison | TT-B1-LED-120V-MQ-[All Mounting]-[Options Include [5LTD]-8030] | Outdoor Luminaires | Low Output | Parking Garage Luminaires | Standard | FALSE | [9 empty] | 2/13/2015 12:00:00 AM | Dimmable | Continuous Below 10 | Not Yet Verified |  |  | 2700 | 92.47 | 29.2 | 7.4 | 0.973 | 3000 | 80
PUN3VM32 | Eaton (formerly Cooper Lighting) | McGraw-Edison | TT-B2-LED-120V-MQ-[All Mounting]-[Options Include [5LTD]-8030] | Outdoor Luminaires | Low Output | Parking Garage Luminaires | Standard | FALSE | [9 empty] | 2/13/2015 12:00:00 AM | Dimmable | Continuous Below 10 | Not Yet Verified |  |  | 3419 | 94.97 | 36 | 7.1 | 0.979 | 3000 | 80
P7YZMTF1 | Eaton (formerly Cooper Lighting) | McGraw-Edison | TT-B4-LED-120V-WQ-[All Mounting]-[Options Include [5LTD]-CG] | Outdoor Luminaires | Mid Output | Parking Garage Luminaires | Standard | FALSE | [9 empty] | 2/13/2015 12:00:00 AM | Dimmable | Continuous Below 10 | Not Yet Verified |  |  | 5893 | 91.36 | 64.5 | 10.6 | 0.972 | 4000 | 70
PJEJCY9G | Eaton (formerly Cooper Lighting) | McGraw-Edison | TT-B4-LED-120V-WQ-[All Mounting]-[Options Include [5LTD]-7060] | Outdoor Luminaires | Mid Output | Parking Garage Luminaires | Standard | FALSE | [9 empty] | 2/13/2015 12:00:00 AM | Dimmable | Continuous Below 10 | Not Yet Verified |  |  | 6124 | 94.95 | 64.5 | 10.6 | 0.972 | 6000 | 70
P93D5D9Q | Eaton (formerly Cooper Lighting) | McGraw-Edison | TT-B6-LED-120V-WQ-[All Mounting]-[Options Include [5LTD]-7060]-SG] | Outdoor Luminaires | Mid Output | Parking Garage Luminaires | Standard | FALSE | [9 empty] | 2/13/2015 12:00:00 AM | Dimmable | Continuous Below 10 | Not Yet Verified |  |  | 9233 | 87.43 | 105.6 | 6.3 | 0.989 | 6000 | 70
PA3JZ6HC | Eaton (formerly Cooper Lighting) | McGraw-Edison | TT-B6-LED-[All Voltages]-MQ-[All Mounting]-[Options Include [30L, TR, X]-[DOS, DIM-MSP, DIMRF-(LW, LN)]] | Outdoor Luminaires | High Output | Parking Garage Luminaires | Standard | FALSE | [9 empty] | 2/13/2015 12:00:00 AM | Dimmable | Continuous Below 10 | Not Yet Verified |  |  | 10252 | 90.65 | 113.1 | 6.3 | 0.989 | 4000 | 70
PVFDBYXR | Eaton (formerly Cooper Lighting) | McGraw-Edison | TT-B2-LED-120V-MQ-[All Mounting]-[Options Include [5LTD]-7060]-CG] | Outdoor Luminaires | Low Output | Parking Garage Luminaires | Standard | FALSE | [9 empty] | 2/13/2015 12:00:00 AM | Dimmable | Continuous Below 10 | Not Yet Verified |  |  | 3356 | 93.22 | 36 | 7.1 | 0.979 | 6000 | 70
PEFNYSN4 | Eaton (formerly Cooper Lighting) | McGraw-Edison | TT-B2-LED-120V-WQ-[All Mounting]-[Options Include [5LTD]] | Outdoor Luminaires | Low Output | Parking Garage Luminaires | Standard | FALSE | [9 empty] | 2/13/2015 12:00:00 AM | Dimmable | Continuous Below 10 | Not Yet Verified |  |  | 3537 | 98.25 | 36 | 7.1 | 0.979 | 4000 | 70
PM1QNZ8A | Eaton (formerly Cooper Lighting) | McGraw-Edison | TT-B2-LED-[All Voltages]-MQ-[All Mounting]-[Options Include [30L, HA, TR, X, IBP, ICP]-[DOS, DIM-MSP, DIMRF-(LW, LN)]-8030] | Outdoor Luminaires | Low Output | Parking Garage Luminaires | Standard | FALSE | [9 empty] | 2/13/2015 12:00:00 AM | Dimmable | Continuous Below 10 | Not Yet Verified |  |  | 3419 | 94.45 | 36.2 | 7.1 | 0.979 | 3000 | 80
P982WT5A | Eaton (formerly Cooper Lighting) | McGraw-Edison | TT-B3-LED-[All Voltages]-MQ-[All Mounting]-[Options Include [30L, HA, TR, X, IBP, ICP]-[DOS, DIM-MSP, DIMRF-(LW, LN)]-8030]-CG] | Outdoor Luminaires | Low Output | Parking Garage Luminaires | Standard | FALSE | [9 empty] | 2/13/2015 12:00:00 AM | Dimmable | Continuous Below 10 | Not Yet Verified |  |  | 3773 | 77.32 | 48.8 | 7.7 | 0.986 | 3000 | 80
P2NQ7JN3 | Eaton (formerly Cooper Lighting) | McGraw-Edison | TT-B5-LED-120V-MQ-[All Mounting]-[Options Include [5LTD]] | Outdoor Luminaires | Mid Output | Parking Garage Luminaires | Standard | FALSE | [9 empty] | 2/13/2015 12:00:00 AM | Dimmable | Continuous Below 10 | Not Yet Verified |  |  | 8036 | 95.33 | 84.3 | 6.9 | 0.984 | 4000 | 70
PCRBHBXJ | Eaton (formerly Cooper Lighting) | McGraw-Edison | TT-B1-LED-[All Voltages]-WQ-[All Mounting]-[Options Include [30L, HA, TR, X, IBP, ICP]-[DOS, DIM-MSP, DIMRF-(LW, LN)]-7060]-CG] | Outdoor Luminaires | Low Output | Parking Garage Luminaires | Standard | FALSE | [9 empty] | 2/13/2015 12:00:00 AM | Dimmable | Continuous Below 10 | Not Yet Verified |  |  | 2775 | 95.69 | 29 | 7.4 | 0.973 | 6000 | 70
P9MV783E | Eaton (formerly Cooper Lighting) | McGraw-Edison | TT-B3-LED-120V-WQ-[All Mounting]-[Options Include [5LTD]-7060]-CG] | Outdoor Luminaires | Low Output | Parking Garage Luminaires | Standard | FALSE | [9 empty] | 2/13/2015 12:00:00 AM | Dimmable | Continuous Below 10 | Not Yet Verified |  |  | 4668 | 94.49 | 49.4 | 7.7 | 0.986 | 6000 | 70
PPYWX4ZZ | Eaton (formerly Cooper Lighting) | McGraw-Edison | TT-B1-LED-[All Voltages]-MQ-[All Mounting]-[Options Include [30L, HA, TR, X, IBP, ICP]-[DOS, DIM-MSP, DIMRF-(LW, LN)]-7060] | Outdoor Luminaires | Low Output | Parking Garage Luminaires | Standard | FALSE | [9 empty] | 2/13/2015 12:00:00 AM | Dimmable | Continuous Below 10 | Not Yet Verified |  |  | 3120 | 107.59 | 29 | 7.4 | 0.973 | 6000 | 70
PKEHMD5T | Eaton (formerly Cooper Lighting) | McGraw-Edison | TT-B2-LED-[All Voltages]-WQ-[All Mounting]-[Options Include [30L, HA, TR, X, IBP, ICP]-[DOS, DIM-MSP, DIMRF-(LW, LN)]] | Outdoor Luminaires | Low Output | Parking Garage Luminaires | Standard | FALSE | [9 empty] | 2/13/2015 12:00:00 AM | Dimmable | Continuous Below 10 | Not Yet Verified |  |  | 3537 | 97.71 | 36.2 | 7.1 | 0.979 | 4000 | 70
PRJKTK6H | Eaton (formerly Cooper Lighting) | McGraw-Edison | TT-B2-LED-[All Voltages]-WQ-[All Mounting]-[Options Include [30L, HA, TR, X, IBP, ICP]-[DOS, DIM-MSP, DIMRF-(LW, LN)]-7060] | Outdoor Luminaires | Low Output | Parking Garage Luminaires | Standard | FALSE | [9 empty] | 2/13/2015 12:00:00 AM | Dimmable | Continuous Below 10 | Not Yet Verified |  |  | 3512 | 97.02 | 36.2 | 7.1 | 0.979 | 6000 | 70
P8JS712Y | Eaton (formerly Cooper Lighting) | McGraw-Edison | TT-B2-LED-[All Voltages]-WQ-[All Mounting]-[Options Include [30L, HA, TR, X, IBP, ICP]-[DOS, DIM-MSP, DIMRF-(LW, LN)]-SG] | Outdoor Luminaires | Low Output | Parking Garage Luminaires | Standard | FALSE | [9 empty] | 2/13/2015 12:00:00 AM | Dimmable | Continuous Below 10 | Not Yet Verified |  |  | 3356 | 92.71 | 36.2 | 7.1 | 0.979 | 4000 | 70
P98685Z1 | Eaton (formerly Cooper Lighting) | McGraw-Edison | TT-B4-LED-[All Voltages]-WQ-[All Mounting]-[Options Include [30L, HA, TR, X, IBP, ICP]-[DOS, DIM-MSP, DIMRF-(LW, LN)]] | Outdoor Luminaires | Mid Output | Parking Garage Luminaires | Standard | FALSE | [9 empty] | 2/13/2015 12:00:00 AM | Dimmable | Continuous Below 10 | Not Yet Verified |  |  | 6160 | 99.04 | 62.2 | 10.6 | 0.972 | 4000 | 70
PUCQ2KJG | Eaton (formerly Cooper Lighting) | McGraw-Edison | TT-B3-LED-[All Voltages]-WQ-[All Mounting]-[Options Include [30L, HA, TR, X, IBP, ICP]-[DOS, DIM-MSP, DIMRF-(LW, LN)]-8030]-CG] | Outdoor Luminaires | Low Output | Parking Garage Luminaires | Standard | FALSE | [9 empty] | 2/13/2015 12:00:00 AM | Dimmable | Continuous Below 10 | Not Yet Verified |  |  | 3777 | 77.4 | 48.8 | 7.7 | 0.986 | 3000 | 80
P7BMJH1U | Eaton (formerly Cooper Lighting) | McGraw-Edison | TT-B2-LED-120V-MQ-[All Mounting]-[Options Include [5LTD]] | Outdoor Luminaires | Low Output | Parking Garage Luminaires | Standard | FALSE | [9 empty] | 2/13/2015 12:00:00 AM | Dimmable | Continuous Below 10 | Not Yet Verified |  |  | 3804 | 105.67 | 36 | 7.1 | 0.979 | 4000 | 70
PA3V5XM4 | Eaton (formerly Cooper Lighting) | McGraw-Edison | TT-B6-LED-[All Voltages]-MQ-[All Mounting]-[Options Include [30L, TR, X]-[DOS, DIM-MSP, DIMRF-(LW, LN)]-7060]-CG] | Outdoor Luminaires | Mid Output | Parking Garage Luminaires | Standard | FALSE | [9 empty] | 2/13/2015 12:00:00 AM | Dimmable | Continuous Below 10 | Not Yet Verified |  |  | 9298 | 82.21 | 113.1 | 6.3 | 0.989 | 6000 | 70
PE5UX8YE | Eaton (formerly Cooper Lighting) | McGraw-Edison | TT-B3-LED-120V-WQ-[All Mounting]-[Options Include [5LTD]] | Outdoor Luminaires | Low Output | Parking Garage Luminaires | Standard | FALSE | [9 empty] | 2/13/2015 12:00:00 AM | Dimmable | Continuous Below 10 | Not Yet Verified |  |  | 4776 | 96.68 | 49.4 | 7.7 | 0.986 | 4000 | 70
PS9PQSEC | Eaton (formerly Cooper Lighting) | McGraw-Edison | TT-B5-LED-120V-MQ-[All Mounting]-[Options Include [5LTD]-7060]-CG] | Outdoor Luminaires | Mid Output | Parking Garage Luminaires | Standard | FALSE | [9 empty] | 2/13/2015 12:00:00 AM | Dimmable | Continuous Below 10 | Not Yet Verified |  |  | 7092 | 84.13 | 84.3 | 6.9 | 0.984 | 6000 | 70
P5VPTAKJ | Eaton (formerly Cooper Lighting) | McGraw-Edison | PDR48739-TT-B5-LED-480-WQ W/TT-IDEAL-30-103X | Outdoor Luminaires | Mid Output | Parking Garage Luminaires | Standard | FALSE | [9 empty] | 2/13/2015 12:00:00 AM | Dimmable | Continuous Below 10 | Not Yet Verified |  |  | 7471 | 91.33 | 81.8 | 6.9 | 0.984 | 4000 | 70
PRQ48SW6 | Eaton (formerly Cooper Lighting) | McGraw-Edison | TT-B2-LED-[All Voltages]-MQ-[All Mounting]-[Options Include [30L, HA, TR, X, IBP, ICP]-[DOS, DIM-MSP, DIMRF-(LW, LN)]-8030]-CG] | Outdoor Luminaires | Low Output | Parking Garage Luminaires | Standard | FALSE | [9 empty] | 2/13/2015 12:00:00 AM | Dimmable | Continuous Below 10 | Not Yet Verified |  |  | 2969 | 82.02 | 36.2 | 7.1 | 0.979 | 3000 | 80
PEUQF1XV | Eaton (formerly Cooper Lighting) | McGraw-Edison | TT-B2-LED-[All Voltages]-WQ-[All Mounting]-[Options Include [30L, HA, TR, X, IBP, ICP]-[DOS, DIM-MSP, DIMRF-(LW, LN)]-8030]-SG] | Outdoor Luminaires | Low Output | Parking Garage Luminaires | Standard | FALSE | [9 empty] | 2/13/2015 12:00:00 AM | Dimmable | Continuous Below 10 | Not Yet Verified |  |  | 2949 | 81.46 | 36.2 | 7.1 | 0.979 | 3000 | 80
P7DBEX2W | Eaton (formerly Cooper Lighting) | McGraw-Edison | TT-B3-LED-[All Voltages]-MQ-[All Mounting]-[Options Include [30L, HA, TR, X, IBP, ICP]-[DOS, DIM-MSP, DIMRF-(LW, LN)]-8030] | Outdoor Luminaires | Low Output | Parking Garage Luminaires | Standard | FALSE | [9 empty] | 2/13/2015 12:00:00 AM | Dimmable | Continuous Below 10 | Not Yet Verified |  |  | 4246 | 87.01 | 48.8 | 7.7 | 0.986 | 3000 | 80
P6V9Z6RM | Eaton (formerly Cooper Lighting) | McGraw-Edison | TT-B3-LED-[All Voltages]-WQ-[All Mounting]-[Options Include [30L, HA, TR, X, IBP, ICP]-[DOS, DIM-MSP, DIMRF-(LW, LN)]] | Outdoor Luminaires | Low Output | Parking Garage Luminaires | Standard | FALSE | [9 empty] | 2/13/2015 12:00:00 AM | Dimmable | Continuous Below 10 | Not Yet Verified |  |  | 4776 | 97.87 | 48.8 | 7.7 | 0.986 | 4000 | 70
P14SHVPE | Eaton (formerly Cooper Lighting) | McGraw-Edison | TT-B3-LED-[All Voltages]-WQ-[All Mounting]-[Options Include [30L, HA, TR, X, IBP, ICP]-[DOS, DIM-MSP, DIMRF-(LW, LN)]-7060] | Outdoor Luminaires | Low Output | Parking Garage Luminaires | Standard | FALSE | [9 empty] | 2/13/2015 12:00:00 AM | Dimmable | Continuous Below 10 | Not Yet Verified |  |  | 4879 | 99.98 | 48.8 | 7.7 | 0.986 | 6000 | 70
PZPQTT45 | Eaton (formerly Cooper Lighting) | McGraw-Edison | TT-B3-LED-[All Voltages]-MQ-[All Mounting]-[Options Include [30L, HA, TR, X, IBP, ICP]-[DOS, DIM-MSP, DIMRF-(LW, LN)]-7060] | Outdoor Luminaires | Mid Output | Parking Garage Luminaires | Standard | FALSE | [9 empty] | 2/13/2015 12:00:00 AM | Dimmable | Continuous Below 10 | Not Yet Verified |  |  | 5248 | 107.54 | 48.8 | 7.7 | 0.986 | 6000 | 70
PUBWT3BT | Eaton (formerly Cooper Lighting) | McGraw-Edison | TT-B4-LED-[All Voltages]-MQ-[All Mounting]-[Options Include [30L, HA, TR, X, IBP, ICP]-[DOS, DIM-MSP, DIMRF-(LW, LN)]-7060]-CG] | Outdoor Luminaires | Mid Output | Parking Garage Luminaires | Standard | FALSE | [9 empty] | 2/13/2015 12:00:00 AM | Dimmable | Continuous Below 10 | Not Yet Verified |  |  | 5853 | 94.1 | 62.2 | 10.6 | 0.972 | 6000 | 70
PCG59U7K | Eaton (formerly Cooper Lighting) | McGraw-Edison | TT-B4-LED-[All Voltages]-WQ-[All Mounting]-[Options Include [30L, HA, TR, X, IBP, ICP]-[DOS, DIM-MSP, DIMRF-(LW, LN)]-7060] | Outdoor Luminaires | Mid Output | Parking Garage Luminaires | Standard | FALSE | [9 empty] | 2/13/2015 12:00:00 AM | Dimmable | Continuous Below 10 | Not Yet Verified |  |  | 6124 | 98.46 | 62.2 | 10.6 | 0.972 | 6000 | 70
P3M66AFS | Eaton (formerly Cooper Lighting) | McGraw-Edison | TT-B4-LED-[All Voltages]-WQ-[All Mounting]-[Options Include [30L, HA, TR, X, IBP, ICP]-[DOS, DIM-MSP, DIMRF-(LW, LN)]-7060]-CG] | Outdoor Luminaires | Mid Output | Parking Garage Luminaires | Standard | FALSE | [9 empty] | 2/13/2015 12:00:00 AM | Dimmable | Continuous Below 10 | Not Yet Verified |  |  | 5859 | 94.2 | 62.2 | 10.6 | 0.972 | 6000 | 70
P62TV95U | Eaton (formerly Cooper Lighting) | McGraw-Edison | TT-B4-LED-[All Voltages]-WQ-[All Mounting]-[Options Include [30L, HA, TR, X, IBP, ICP]-[DOS, DIM-MSP, DIMRF-(LW, LN)]-CG] | Outdoor Luminaires | Mid Output | Parking Garage Luminaires | Standard | FALSE | [9 empty] | 2/13/2015 12:00:00 AM | Dimmable | Continuous Below 10 | Not Yet Verified |  |  | 5893 | 94.74 | 62.2 | 10.6 | 0.972 | 4000 | 70
PRMQVC1Z | Eaton (formerly Cooper Lighting) | McGraw-Edison | TT-B5-LED-[All Voltages]-MQ-[All Mounting]-[Options Include [30L, TR, X, IBP, ICP]-[DOS, DIM-MSP, DIMRF-(LW, LN)]-CG] | Outdoor Luminaires | Mid Output | Parking Garage Luminaires | Standard | FALSE | [9 empty] | 2/13/2015 12:00:00 AM | Dimmable | Continuous Below 10 | Not Yet Verified |  |  | 7139 | 87.27 | 81.8 | 6.9 | 0.984 | 4000 | 70
PXM8ZPVT | Eaton (formerly Cooper Lighting) | McGraw-Edison | TT-B5-LED-[All Voltages]-MQ-[All Mounting]-[Options Include [30L,TR, X, IBP, ICP]-[DOS, DIM-MSP, DIMRF-(LW, LN)]-8030] | Outdoor Luminaires | Mid Output | Parking Garage Luminaires | Standard | FALSE | [9 empty] | 2/13/2015 12:00:00 AM | Dimmable | Continuous Below 10 | Not Yet Verified |  |  | 6649 | 81.28 | 81.8 | 6.9 | 0.984 | 3000 | 80
P7M8BPF1 | Eaton (formerly Cooper Lighting) | McGraw-Edison | TT-B5-LED-[All Voltages]-WQ-[All Mounting]-[Options Include [30L, TR, X, IBP, ICP]-[DOS, DIM-MSP, DIMRF-(LW, LN)]] | Outdoor Luminaires | Mid Output | Parking Garage Luminaires | Standard | FALSE | [9 empty] | 2/13/2015 12:00:00 AM | Dimmable | Continuous Below 10 | Not Yet Verified |  |  | 7471 | 91.33 | 81.8 | 6.9 | 0.984 | 4000 | 70
PURM93DB | Eaton (formerly Cooper Lighting) | McGraw-Edison | TT-B3-LED-[All Voltages]-WQ-[All Mounting]-[Options Include [30L, HA, TR, X, IBP, ICP]-[DOS, DIM-MSP, DIMRF-(LW, LN)]-CG] | Outdoor Luminaires | Low Output | Parking Garage Luminaires | Standard | FALSE | [9 empty] | 2/13/2015 12:00:00 AM | Dimmable | Continuous Below 10 | Not Yet Verified |  |  | 4569 | 93.63 | 48.8 | 7.7 | 0.986 | 4000 | 70
P45VDMDW | Eaton (formerly Cooper Lighting) | McGraw-Edison | TT-B1-LED-120V-MQ-[All Mounting]-[Options Include [5LTD]-CG] | Outdoor Luminaires | Low Output | Parking Garage Luminaires | Standard | FALSE | [9 empty] | 2/13/2015 12:00:00 AM | Dimmable | Continuous Below 10 | Not Yet Verified |  |  | 2727 | 93.39 | 29.2 | 7.4 | 0.973 | 4000 | 70
P8MY4CJ9 | Eaton (formerly Cooper Lighting) | McGraw-Edison | TT-B1-LED-120V-MQ-[All Mounting]-[Options Include [5LTD]-7060] | Outdoor Luminaires | Low Output | Parking Garage Luminaires | Standard | FALSE | [9 empty] | 2/13/2015 12:00:00 AM | Dimmable | Continuous Below 10 | Not Yet Verified |  |  | 3120 | 106.85 | 29.2 | 7.4 | 0.973 | 6000 | 70
PG1YB9T1 | Eaton (formerly Cooper Lighting) | McGraw-Edison | TT-B1-LED-120V-MQ-[All Mounting]-[Options Include [5LTD]-8030]-CG] | Outdoor Luminaires | Low Output | Parking Garage Luminaires | Standard | FALSE | [9 empty] | 2/13/2015 12:00:00 AM | Dimmable | Continuous Below 10 | Not Yet Verified |  |  | 2399 | 82.16 | 29.2 | 7.4 | 0.973 | 3000 | 80
P865QARE | Eaton (formerly Cooper Lighting) | McGraw-Edison | TT-B1-LED-120V-WQ-[All Mounting]-[Options Include [5LTD]-CG] | Outdoor Luminaires | Low Output | Parking Garage Luminaires | Standard | FALSE | [9 empty] | 2/13/2015 12:00:00 AM | Dimmable | Continuous Below 10 | Not Yet Verified |  |  | 2730 | 93.49 | 29.2 | 7.4 | 0.973 | 4000 | 70
PJ3NWC4H | Eaton (formerly Cooper Lighting) | McGraw-Edison | TT-B5-LED-[All Voltages]-WQ-[All Mounting]-[Options Include [30L, TR, X, IBP, ICP]-[DOS, DIM-MSP, DIMRF-(LW, LN)]-7060]-CG] | Outdoor Luminaires | Mid Output | Parking Garage Luminaires | Standard | FALSE | [9 empty] | 2/13/2015 12:00:00 AM | Dimmable | Continuous Below 10 | Not Yet Verified |  |  | 7100 | 86.8 | 81.8 | 6.9 | 0.984 | 6000 | 70
PH2BZRGD | Eaton (formerly Cooper Lighting) | McGraw-Edison | TT-B6-LED-[All Voltages]-MQ-[All Mounting]-[Options Include [30L, TR, X]-[DOS, DIM-MSP, DIMRF-(LW, LN)]-7060] | Outdoor Luminaires | High Output | Parking Garage Luminaires | Standard | FALSE | [9 empty] | 2/13/2015 12:00:00 AM | Dimmable | Continuous Below 10 | Not Yet Verified |  |  | 10465 | 92.53 | 113.1 | 6.3 | 0.989 | 6000 | 70
P6FQNQ1J | Eaton (formerly Cooper Lighting) | McGraw-Edison | TT-B1-LED-120V-WQ-[All Mounting]-[Options Include [5LTD]-8030]-CG] | Outdoor Luminaires | Low Output | Parking Garage Luminaires | Standard | FALSE | [9 empty] | 2/13/2015 12:00:00 AM | Dimmable | Continuous Below 10 | Not Yet Verified |  |  | 2402 | 82.26 | 29.2 | 7.4 | 0.973 | 3000 | 80
P88QFS7Y | Eaton (formerly Cooper Lighting) | McGraw-Edison | TT-B1-LED-120V-WQ-[All Mounting]-[Options Include [5LTD]-8030]-SG] | Outdoor Luminaires | Low Output | Parking Garage Luminaires | Standard | FALSE | [9 empty] | 2/13/2015 12:00:00 AM | Dimmable | Continuous Below 10 | Not Yet Verified |  |  | 2382 | 81.58 | 29.2 | 7.4 | 0.973 | 3000 | 80
PW6V7ZR8 | Eaton (formerly Cooper Lighting) | McGraw-Edison | TT-B2-LED-120V-MQ-[All Mounting]-[Options Include [5LTD]-8030]-CG] | Outdoor Luminaires | Low Output | Parking Garage Luminaires | Standard | FALSE | [9 empty] | 2/13/2015 12:00:00 AM | Dimmable | Continuous Below 10 | Not Yet Verified |  |  | 2969 | 82.47 | 36 | 7.1 | 0.979 | 3000 | 80
P7QZVFGD | Eaton (formerly Cooper Lighting) | McGraw-Edison | TT-B2-LED-120V-WQ-[All Mounting]-[Options Include [5LTD]-7060]-SG] | Outdoor Luminaires | Low Output | Parking Garage Luminaires | Standard | FALSE | [9 empty] | 2/13/2015 12:00:00 AM | Dimmable | Continuous Below 10 | Not Yet Verified |  |  | 3333 | 92.58 | 36 | 7.1 | 0.979 | 6000 | 70
P9V6RNZN | Eaton (formerly Cooper Lighting) | McGraw-Edison | TT-B2-LED-120V-WQ-[All Mounting]-[Options Include [5LTD]-8030]-CG] | Outdoor Luminaires | Low Output | Parking Garage Luminaires | Standard | FALSE | [9 empty] | 2/13/2015 12:00:00 AM | Dimmable | Continuous Below 10 | Not Yet Verified |  |  | 2973 | 82.58 | 36 | 7.1 | 0.979 | 3000 | 80
P9R71HEK | Eaton (formerly Cooper Lighting) | McGraw-Edison | TT-B6-LED-[All Voltages]-MQ-[All Mounting]-[Options Include [30L, TR, X]-[DOS, DIM-MSP, DIMRF-(LW, LN)]-8030] | Outdoor Luminaires | Mid Output | Parking Garage Luminaires | Standard | FALSE | [9 empty] | 2/13/2015 12:00:00 AM | Dimmable | Continuous Below 10 | Not Yet Verified |  |  | 8688 | 76.82 | 113.1 | 6.3 | 0.989 | 3000 | 80
PCEYVK8B | Eaton (formerly Cooper Lighting) | McGraw-Edison | TT-B1-LED-[All Voltages]-MQ-[All Mounting]-[Options Include [30L, HA, TR, X, IBP, ICP]-[DOS, DIM-MSP, DIMRF-(LW, LN)]-8030]-CG] | Outdoor Luminaires | Low Output | Parking Garage Luminaires | Standard | FALSE | [9 empty] | 2/13/2015 12:00:00 AM | Dimmable | Continuous Below 10 | Not Yet Verified |  |  | 2399 | 82.72 | 29 | 7.4 | 0.973 | 3000 | 80
PRRWVDRY | Eaton (formerly Cooper Lighting) | McGraw-Edison | TT-B1-LED-[All Voltages]-WQ-[All Mounting]-[Options Include [30L, HA, TR, X, IBP, ICP]-[DOS, DIM-MSP, DIMRF-(LW, LN)]] | Outdoor Luminaires | Low Output | Parking Garage Luminaires | Standard | FALSE | [9 empty] | 2/13/2015 12:00:00 AM | Dimmable | Continuous Below 10 | Not Yet Verified |  |  | 2854 | 98.41 | 29 | 7.4 | 0.973 | 4000 | 70
PJRC2QQD | Eaton (formerly Cooper Lighting) | McGraw-Edison | TT-B4-LED-120V-MQ-[All Mounting]-[Options Include [5LTD]-7060]-CG] | Outdoor Luminaires | Mid Output | Parking Garage Luminaires | Standard | FALSE | [9 empty] | 2/13/2015 12:00:00 AM | Dimmable | Continuous Below 10 | Not Yet Verified |  |  | 5853 | 90.74 | 64.5 | 10.6 | 0.972 | 6000 | 70
PVB5GY9C | Eaton (formerly Cooper Lighting) | McGraw-Edison | TT-B6-LED-[All Voltages]-WQ-[All Mounting]-[Options Include [30L, TR, X]-[DOS, DIM-MSP, DIMRF-(LW, LN)]-CG] | Outdoor Luminaires | Mid Output | Parking Garage Luminaires | Standard | FALSE | [9 empty] | 2/13/2015 12:00:00 AM | Dimmable | Continuous Below 10 | Not Yet Verified |  |  | 9119 | 80.63 | 113.1 | 6.3 | 0.989 | 4000 | 70
PTJUZSKQ | Eaton (formerly Cooper Lighting) | McGraw-Edison | TT-B6-LED-[All Voltages]-WQ-[All Mounting]-[Options Include [30L, TR, X]-[DOS, DIM-MSP, DIMRF-(LW, LN)]-SG] | Outdoor Luminaires | Mid Output | Parking Garage Luminaires | Standard | FALSE | [9 empty] | 2/13/2015 12:00:00 AM | Dimmable | Continuous Below 10 | Not Yet Verified |  |  | 9045 | 79.97 | 113.1 | 6.3 | 0.989 | 4000 | 70
PK8HRHSN | Eaton (formerly Cooper Lighting) | McGraw-Edison | TT-B3-LED-120V-MQ-[All Mounting]-[Options Include [5LTD]-7060] | Outdoor Luminaires | Mid Output | Parking Garage Luminaires | Standard | FALSE | [9 empty] | 2/13/2015 12:00:00 AM | Dimmable | Continuous Below 10 | Not Yet Verified |  |  | 5248 | 106.23 | 49.4 | 7.7 | 0.986 | 6000 | 70
PTZHASDC | Eaton (formerly Cooper Lighting) | McGraw-Edison | TT-B4-LED-120V-MQ-[All Mounting]-[Options Include [5LTD]] | Outdoor Luminaires | Mid Output | Parking Garage Luminaires | Standard | FALSE | [9 empty] | 2/13/2015 12:00:00 AM | Dimmable | Continuous Below 10 | Not Yet Verified |  |  | 6625 | 102.71 | 64.5 | 10.6 | 0.972 | 4000 | 70
PHXRNH7T | Eaton (formerly Cooper Lighting) | McGraw-Edison | TT-B5-LED-120V-MQ-[All Mounting]-[Options Include [5LTD]-8030] | Outdoor Luminaires | Mid Output | Parking Garage Luminaires | Standard | FALSE | [9 empty] | 2/13/2015 12:00:00 AM | Dimmable | Continuous Below 10 | Not Yet Verified |  |  | 6649 | 78.87 | 84.3 | 6.9 | 0.984 | 3000 | 80
PK4HTTSK | Eaton (formerly Cooper Lighting) | McGraw-Edison | TT-B5-LED-120V-WQ-[All Mounting]-[Options Include [5LTD]-SG] | Outdoor Luminaires | Mid Output | Parking Garage Luminaires | Standard | FALSE | [9 empty] | 2/13/2015 12:00:00 AM | Dimmable | Continuous Below 10 | Not Yet Verified |  |  | 7089 | 84.09 | 84.3 | 6.9 | 0.984 | 4000 | 70
PPBS3G1H | Eaton (formerly Cooper Lighting) | McGraw-Edison | TT-B5-LED-120V-WQ-[All Mounting]-[Options Include [5LTD]-7060] | Outdoor Luminaires | Mid Output | Parking Garage Luminaires | Standard | FALSE | [9 empty] | 2/13/2015 12:00:00 AM | Dimmable | Continuous Below 10 | Not Yet Verified |  |  | 7422 | 88.04 | 84.3 | 6.9 | 0.984 | 6000 | 70
PRG5Y8FJ | Eaton (formerly Cooper Lighting) | McGraw-Edison | TT-B4-LED-120V-WQ-[All Mounting]-[Options Include [5LTD]-SG] | Outdoor Luminaires | Mid Output | Parking Garage Luminaires | Standard | FALSE | [9 empty] | 2/13/2015 12:00:00 AM | Dimmable | Continuous Below 10 | Not Yet Verified |  |  | 5845 | 90.62 | 64.5 | 10.6 | 0.972 | 4000 | 70
PN9HGW8M | Eaton (formerly Cooper Lighting) | McGraw-Edison | TT-B4-LED-120V-WQ-[All Mounting]-[Options Include [5LTD]-7060]-SG] | Outdoor Luminaires | Mid Output | Parking Garage Luminaires | Standard | FALSE | [9 empty] | 2/13/2015 12:00:00 AM | Dimmable | Continuous Below 10 | Not Yet Verified |  |  | 5812 | 90.11 | 64.5 | 10.6 | 0.972 | 6000 | 70
PRDEVRGN | Eaton (formerly Cooper Lighting) | McGraw-Edison | TT-B5-LED-120V-MQ-[All Mounting]-[Options Include [5LTD]-CG] | Outdoor Luminaires | Mid Output | Parking Garage Luminaires | Standard | FALSE | [9 empty] | 2/13/2015 12:00:00 AM | Dimmable | Continuous Below 10 | Not Yet Verified |  |  | 7139 | 84.69 | 84.3 | 6.9 | 0.984 | 4000 | 70
PGYP9CR4 | Eaton (formerly Cooper Lighting) | McGraw-Edison | TT-B5-LED-120V-MQ-[All Mounting]-[Options Include [5LTD]-7060] | Outdoor Luminaires | Mid Output | Parking Garage Luminaires | Standard | FALSE | [9 empty] | 2/13/2015 12:00:00 AM | Dimmable | Continuous Below 10 | Not Yet Verified |  |  | 7983 | 94.7 | 84.3 | 6.9 | 0.984 | 6000 | 70
P5HVRBGP | Eaton (formerly Cooper Lighting) | McGraw-Edison | TT-B5-LED-120V-WQ-[All Mounting]-[Options Include [5LTD]-7060]-SG] | Outdoor Luminaires | Mid Output | Parking Garage Luminaires | Standard | FALSE | [9 empty] | 2/13/2015 12:00:00 AM | Dimmable | Continuous Below 10 | Not Yet Verified |  |  | 7043 | 83.55 | 84.3 | 6.9 | 0.984 | 6000 | 70
P3H4ZRGQ | Eaton (formerly Cooper Lighting) | McGraw-Edison | TT-B6-LED-120V-MQ-[All Mounting]-[Options Include [5LTD]-CG] | Outdoor Luminaires | Mid Output | Parking Garage Luminaires | Standard | FALSE | [9 empty] | 2/13/2015 12:00:00 AM | Dimmable | Continuous Below 10 | Not Yet Verified |  |  | 9108 | 86.25 | 105.6 | 6.3 | 0.989 | 4000 | 70
P6EQGN1R | Eaton (formerly Cooper Lighting) | McGraw-Edison | TT-B6-LED-120V-MQ-[All Mounting]-[Options Include [5LTD]-7060]-CG] | Outdoor Luminaires | Mid Output | Parking Garage Luminaires | Standard | FALSE | [9 empty] | 2/13/2015 12:00:00 AM | Dimmable | Continuous Below 10 | Not Yet Verified |  |  | 9298 | 88.05 | 105.6 | 6.3 | 0.989 | 6000 | 70
PVYBRK79 | Eaton (formerly Cooper Lighting) | McGraw-Edison | TT-B6-LED-120V-MQ-[All Mounting]-[Options Include [5LTD]-8030] | Outdoor Luminaires | Mid Output | Parking Garage Luminaires | Standard | FALSE | [9 empty] | 2/13/2015 12:00:00 AM | Dimmable | Continuous Below 10 | Not Yet Verified |  |  | 8688 | 82.27 | 105.6 | 6.3 | 0.989 | 3000 | 80
PBZ3K3KY | Eaton (formerly Cooper Lighting) | McGraw-Edison | TT-B6-LED-120V-WQ-[All Mounting]-[Options Include [5LTD]] | Outdoor Luminaires | Mid Output | Parking Garage Luminaires | Standard | FALSE | [9 empty] | 2/13/2015 12:00:00 AM | Dimmable | Continuous Below 10 | Not Yet Verified |  |  | 9532 | 90.27 | 105.6 | 6.3 | 0.989 | 4000 | 70
PRQT4X9D | Eaton (formerly Cooper Lighting) | McGraw-Edison | TT-B6-LED-120V-WQ-[All Mounting]-[Options Include [5LTD]-CG] | Outdoor Luminaires | Mid Output | Parking Garage Luminaires | Standard | FALSE | [9 empty] | 2/13/2015 12:00:00 AM | Dimmable | Continuous Below 10 | Not Yet Verified |  |  | 9119 | 86.35 | 105.6 | 6.3 | 0.989 | 4000 | 70
PV8BP31T | Eaton (formerly Cooper Lighting) | McGraw-Edison | TT-B6-LED-120V-WQ-[All Mounting]-[Options Include [5LTD]-SG] | Outdoor Luminaires | Mid Output | Parking Garage Luminaires | Standard | FALSE | [9 empty] | 2/13/2015 12:00:00 AM | Dimmable | Continuous Below 10 | Not Yet Verified |  |  | 9045 | 85.65 | 105.6 | 6.3 | 0.989 | 4000 | 70
P3C7UAW5 | Eaton (formerly Cooper Lighting) | McGraw-Edison | TT-B1-LED-[All Voltages]-WQ-[All Mounting]-[Options Include [30L, HA, TR, X, IBP, ICP]-[DOS, DIM-MSP, DIMRF-(LW, LN)]-8030] | Outdoor Luminaires | Low Output | Parking Garage Luminaires | Standard | FALSE | [9 empty] | 2/13/2015 12:00:00 AM | Dimmable | Continuous Below 10 | Not Yet Verified |  |  | 2510 | 86.55 | 29 | 7.4 | 0.973 | 3000 | 80
PEVK4XY4 | Eaton (formerly Cooper Lighting) | McGraw-Edison | TT-B3-LED-120V-WQ-[All Mounting]-[Options Include [5LTD]-CG] | Outdoor Luminaires | Low Output | Parking Garage Luminaires | Standard | FALSE | [9 empty] | 2/13/2015 12:00:00 AM | Dimmable | Continuous Below 10 | Not Yet Verified |  |  | 4569 | 92.49 | 49.4 | 7.7 | 0.986 | 4000 | 70
PY7JMUX2 | Eaton (formerly Cooper Lighting) | McGraw-Edison | TT-B3-LED-120V-WQ-[All Mounting]-[Options Include [5LTD]-SG] | Outdoor Luminaires | Low Output | Parking Garage Luminaires | Standard | FALSE | [9 empty] | 2/13/2015 12:00:00 AM | Dimmable | Continuous Below 10 | Not Yet Verified |  |  | 4532 | 91.74 | 49.4 | 7.7 | 0.986 | 4000 | 70
PCQ3SPFQ | Eaton (formerly Cooper Lighting) | McGraw-Edison | TT-B3-LED-120V-WQ-[All Mounting]-[Options Include [5LTD]-7060] | Outdoor Luminaires | Low Output | Parking Garage Luminaires | Standard | FALSE | [9 empty] | 2/13/2015 12:00:00 AM | Dimmable | Continuous Below 10 | Not Yet Verified |  |  | 4879 | 98.77 | 49.4 | 7.7 | 0.986 | 6000 | 70
P6P2UFRG | Eaton (formerly Cooper Lighting) | McGraw-Edison | TT-B6-LED-120V-WQ-[All Mounting]-[Options Include [5LTD]-7060] | Outdoor Luminaires | Mid Output | Parking Garage Luminaires | Standard | FALSE | [9 empty] | 2/13/2015 12:00:00 AM | Dimmable | Continuous Below 10 | Not Yet Verified |  |  | 9730 | 92.14 | 105.6 | 6.3 | 0.989 | 6000 | 70
PU2JEKRZ | Eaton (formerly Cooper Lighting) | McGraw-Edison | TT-B6-LED-120V-WQ-[All Mounting]-[Options Include [5LTD]-7060]-CG] | Outdoor Luminaires | Mid Output | Parking Garage Luminaires | Standard | FALSE | [9 empty] | 2/13/2015 12:00:00 AM | Dimmable | Continuous Below 10 | Not Yet Verified |  |  | 9309 | 88.15 | 105.6 | 6.3 | 0.989 | 6000 | 70
PQN12MZF | Eaton (formerly Cooper Lighting) | McGraw-Edison | PDR48665-TT-B3-LED-480-WQ-DOS W/TT-IDEAL-30-103X | Outdoor Luminaires | Low Output | Parking Garage Luminaires | Standard | FALSE | [9 empty] | 2/13/2015 12:00:00 AM | Dimmable | Continuous Below 10 | Not Yet Verified |  |  | 4776 | 97.87 | 48.8 | 7.7 | 0.986 | 4000 | 70
P2M1S8RF | Eaton (formerly Cooper Lighting) | McGraw-Edison | TT-B5-LED-[All Voltages]-WQ-[All Mounting]-[Options Include [30L,TR, X, IBP, ICP]-[DOS, DIM-MSP, DIMRF-(LW, LN)]-8030] | Outdoor Luminaires | Mid Output | Parking Garage Luminaires | Standard | FALSE | [9 empty] | 2/13/2015 12:00:00 AM | Dimmable | Continuous Below 10 | Not Yet Verified |  |  | 6224 | 76.09 | 81.8 | 6.9 | 0.984 | 3000 | 80
PPJB3BTG | Eaton (formerly Cooper Lighting) | McGraw-Edison | TT-B2-LED-120V-WQ-[All Mounting]-[Options Include [5LTD]-CG] | Outdoor Luminaires | Low Output | Parking Garage Luminaires | Standard | FALSE | [9 empty] | 2/13/2015 12:00:00 AM | Dimmable | Continuous Below 10 | Not Yet Verified |  |  | 3384 | 94 | 36 | 7.1 | 0.979 | 4000 | 70
P1XGHUXY | Eaton (formerly Cooper Lighting) | McGraw-Edison | TT-B1-LED-[All Voltages]-MQ-[All Mounting]-[Options Include [30L, HA, TR, X, IBP, ICP]-[DOS, DIM-MSP, DIMRF-(LW, LN)]] | Outdoor Luminaires | Low Output | Parking Garage Luminaires | Standard | FALSE | [9 empty] | 2/13/2015 12:00:00 AM | Dimmable | Continuous Below 10 | Not Yet Verified |  |  | 3069 | 105.83 | 29 | 7.4 | 0.973 | 4000 | 70
PMM2QGKE | Eaton (formerly Cooper Lighting) | McGraw-Edison | TT-B1-LED-[All Voltages]-MQ-[All Mounting]-[Options Include [30L, HA, TR, X, IBP, ICP]-[DOS, DIM-MSP, DIMRF-(LW, LN)]-CG] | Outdoor Luminaires | Low Output | Parking Garage Luminaires | Standard | FALSE | [9 empty] | 2/13/2015 12:00:00 AM | Dimmable | Continuous Below 10 | Not Yet Verified |  |  | 2727 | 94.03 | 29 | 7.4 | 0.973 | 4000 | 70
PZXEC4JU | Eaton (formerly Cooper Lighting) | McGraw-Edison | TT-B2-LED-[All Voltages]-MQ-[All Mounting]-[Options Include [30L, HA, TR, X, IBP, ICP]-[DOS, DIM-MSP, DIMRF-(LW, LN)]-7060]-CG] | Outdoor Luminaires | Low Output | Parking Garage Luminaires | Standard | FALSE | [9 empty] | 2/13/2015 12:00:00 AM | Dimmable | Continuous Below 10 | Not Yet Verified |  |  | 3356 | 92.71 | 36.2 | 7.1 | 0.979 | 6000 | 70
PSMD529T | Eaton (formerly Cooper Lighting) | McGraw-Edison | TT-B3-LED-[All Voltages]-MQ-[All Mounting]-[Options Include [30L, HA, TR, X, IBP, ICP]-[DOS, DIM-MSP, DIMRF-(LW, LN)]-7060]-CG] | Outdoor Luminaires | Low Output | Parking Garage Luminaires | Standard | FALSE | [9 empty] | 2/13/2015 12:00:00 AM | Dimmable | Continuous Below 10 | Not Yet Verified |  |  | 4662 | 95.53 | 48.8 | 7.7 | 0.986 | 6000 | 70
PZTPPSNS | Eaton (formerly Cooper Lighting) | McGraw-Edison | TT-B6-LED-[All Voltages]-WQ-[All Mounting]-[Options Include [30L, TR, X]-[DOS, DIM-MSP, DIMRF-(LW, LN)]-7060]-SG] | Outdoor Luminaires | Mid Output | Parking Garage Luminaires | Standard | FALSE | [9 empty] | 2/13/2015 12:00:00 AM | Dimmable | Continuous Below 10 | Not Yet Verified |  |  | 9233 | 81.64 | 113.1 | 6.3 | 0.989 | 6000 | 70
PCG18CZW | Eaton (formerly Cooper Lighting) | McGraw-Edison | TT-B4-LED-120V-WQ-[All Mounting]-[Options Include [5LTD]-7060]-CG] | Outdoor Luminaires | Mid Output | Parking Garage Luminaires | Standard | FALSE | [9 empty] | 2/13/2015 12:00:00 AM | Dimmable | Continuous Below 10 | Not Yet Verified |  |  | 5859 | 90.84 | 64.5 | 10.6 | 0.972 | 6000 | 70
P9FDUUX2 | Eaton (formerly Cooper Lighting) | McGraw-Edison | TT-B3-LED-120V-WQ-[All Mounting]-[Options Include [5LTD]-8030] | Outdoor Luminaires | Low Output | Parking Garage Luminaires | Standard | FALSE | [9 empty] | 2/13/2015 12:00:00 AM | Dimmable | Continuous Below 10 | Not Yet Verified |  |  | 3948 | 79.92 | 49.4 | 7.7 | 0.986 | 3000 | 80
PUY3SJBT | Eaton (formerly Cooper Lighting) | McGraw-Edison | TT-B6-LED-[All Voltages]-WQ-[All Mounting]-[Options Include [30L, TR, X]-[DOS, DIM-MSP, DIMRF-(LW, LN)]-7060] | Outdoor Luminaires | Mid Output | Parking Garage Luminaires | Standard | FALSE | [9 empty] | 2/13/2015 12:00:00 AM | Dimmable | Continuous Below 10 | Not Yet Verified |  |  | 9730 | 86.03 | 113.1 | 6.3 | 0.989 | 6000 | 70
PRR9UVE6 | Eaton (formerly Cooper Lighting) | McGraw-Edison | TT-B3-LED-120V-MQ-[All Mounting]-[Options Include [5LTD]-8030] | Outdoor Luminaires | Low Output | Parking Garage Luminaires | Standard | FALSE | [9 empty] | 2/13/2015 12:00:00 AM | Dimmable | Continuous Below 10 | Not Yet Verified |  |  | 4246 | 85.95 | 49.4 | 7.7 | 0.986 | 3000 | 80
P8US218J | Eaton (formerly Cooper Lighting) | McGraw-Edison | TT-B1-LED-[All Voltages]-MQ-[All Mounting]-[Options Include [30L, HA, TR, X, IBP, ICP]-[DOS, DIM-MSP, DIMRF-(LW, LN)]-7060]-CG] | Outdoor Luminaires | Low Output | Parking Garage Luminaires | Standard | FALSE | [9 empty] | 2/13/2015 12:00:00 AM | Dimmable | Continuous Below 10 | Not Yet Verified |  |  | 2772 | 95.59 | 29 | 7.4 | 0.973 | 6000 | 70
PS31SYXH | Eaton (formerly Cooper Lighting) | McGraw-Edison | TT-B1-LED-[All Voltages]-WQ-[All Mounting]-[Options Include [30L, HA, TR, X, IBP, ICP]-[DOS, DIM-MSP, DIMRF-(LW, LN)]-8030]-SG] | Outdoor Luminaires | Low Output | Parking Garage Luminaires | Standard | FALSE | [9 empty] | 2/13/2015 12:00:00 AM | Dimmable | Continuous Below 10 | Not Yet Verified |  |  | 2382 | 82.14 | 29 | 7.4 | 0.973 | 3000 | 80
PV9K3ZUA | Eaton (formerly Cooper Lighting) | McGraw-Edison | TT-B2-LED-[All Voltages]-MQ-[All Mounting]-[Options Include [30L, HA, TR, X, IBP, ICP]-[DOS, DIM-MSP, DIMRF-(LW, LN)]] | Outdoor Luminaires | Low Output | Parking Garage Luminaires | Standard | FALSE | [9 empty] | 2/13/2015 12:00:00 AM | Dimmable | Continuous Below 10 | Not Yet Verified |  |  | 3804 | 105.08 | 36.2 | 7.1 | 0.979 | 4000 | 70
PJ6QAVA5 | Eaton (formerly Cooper Lighting) | McGraw-Edison | TT-B2-LED-[All Voltages]-WQ-[All Mounting]-[Options Include [30L, HA, TR, X, IBP, ICP]-[DOS, DIM-MSP, DIMRF-(LW, LN)]-7060]-CG] | Outdoor Luminaires | Low Output | Parking Garage Luminaires | Standard | FALSE | [9 empty] | 2/13/2015 12:00:00 AM | Dimmable | Continuous Below 10 | Not Yet Verified |  |  | 3360 | 92.82 | 36.2 | 7.1 | 0.979 | 6000 | 70
P1GS1CQQ | Eaton (formerly Cooper Lighting) | McGraw-Edison | TT-B5-LED-[All Voltages]-MQ-[All Mounting]-[Options Include [30L, TR, X, IBP, ICP]-[DOS, DIM-MSP, DIMRF-(LW, LN)]] | Outdoor Luminaires | Mid Output | Parking Garage Luminaires | Standard | FALSE | [9 empty] | 2/13/2015 12:00:00 AM | Dimmable | Continuous Below 10 | Not Yet Verified |  |  | 8036 | 98.24 | 81.8 | 6.9 | 0.984 | 4000 | 70
PZGDF88J | Eaton (formerly Cooper Lighting) | McGraw-Edison | TT-B3-LED-[All Voltages]-WQ-[All Mounting]-[Options Include [30L, HA, TR, X, IBP, ICP]-[DOS, DIM-MSP, DIMRF-(LW, LN)]-8030]-SG] | Outdoor Luminaires | Low Output | Parking Garage Luminaires | Standard | FALSE | [9 empty] | 2/13/2015 12:00:00 AM | Dimmable | Continuous Below 10 | Not Yet Verified |  |  | 3746 | 76.76 | 48.8 | 7.7 | 0.986 | 3000 | 80
PD4R2EZ5 | Eaton (formerly Cooper Lighting) | McGraw-Edison | PDR48664-TT-B3-LED-480-WQ W/TT-IDEAL-30-103X | Outdoor Luminaires | Low Output | Parking Garage Luminaires | Standard | FALSE | [9 empty] | 2/13/2015 12:00:00 AM | Dimmable | Continuous Below 10 | Not Yet Verified |  |  | 4776 | 97.87 | 48.8 | 7.7 | 0.986 | 4000 | 70
PJFKPH5R | Eaton (formerly Cooper Lighting) | Metalux | 2VT2-LD4-2-FR50-UNV-L835-CD1-U | Outdoor Luminaires | Low Output | Parking Garage Luminaires | Standard | TRUE | 2276 | 110.5 | 20.64 | 4.97 | 0.999 |  |  | 5 | 50000 | 10/20/2015 12:00:00 AM | Dimmable | Continuous Below 10 | Yes |  | 3
PYXU2XCR | Eaton (formerly Cooper Lighting) | Metalux | 4VT2-LD4-6-DR-W-[Voltages include 120 only]-[All Remote Emergency Enclosures]-L835-CD1-WL-[All Options]-[All Packaging] | Outdoor Luminaires | Mid Output | Parking Garage Luminaires | Standard | FALSE | [9 empty] | 10/20/2015 12:00:00 AM | Dimmable | Continuous Below 10 | Yes |  |  | 5239.2 | 92.23 | 56.81 | 9.967 | 0.994 | 3500 | 85
PSGPRSZV | Eaton (formerly Cooper Lighting) | Metalux | 4VT2-LD4-6-DR-W-UNV-[All Remote Emergency Enclosures]-L835-5LTD1-WL-[All Options]-[All Packaging] | Outdoor Luminaires | Mid Output | Parking Garage Luminaires | Standard | FALSE | [9 empty] | 10/20/2015 12:00:00 AM | Dimmable | Continuous Below 10 | Yes |  |  | 5239.2 | 93.67 | 55.93 | 11.4 | 0.992 | 3500 | 85
PXHF4QSV | Eaton (formerly Cooper Lighting) | Metalux | 4VT2-LD4-6-DR-W-UNV-[All Remote Emergency Enclosures]-L840-5LTD1-WL-[All Options]-[All Packaging] | Outdoor Luminaires | Mid Output | Parking Garage Luminaires | Standard | FALSE | [9 empty] | 10/20/2015 12:00:00 AM | Dimmable | Continuous Below 10 | Yes |  |  | 5380.65 | 96.2 | 55.93 | 11.4 | 0.992 | 4000 | 85
PVK6YCT3 | Eaton (formerly Cooper Lighting) | Metalux | 4VT2-LD4-6-DR-W-[Voltages include 120 only]-[All Remote Emergency Enclosures]-L850-CD1-WL-[All Options]-[All Packaging] | Outdoor Luminaires | Mid Output | Parking Garage Luminaires | Standard | FALSE | [9 empty] | 10/20/2015 12:00:00 AM | Dimmable | Continuous Below 10 | Yes |  |  | 5621.66 | 98.96 | 56.81 | 9.967 | 0.994 | 5000 | 85
P67RMDKZ | Eaton (formerly Cooper Lighting) | Metalux | 4VT2-LD4-6-DR100-W-UNV-[All Remote Emergency Enclosures]-L850-5LTD1-WL-[All Options]-[All Packaging] | Outdoor Luminaires | Mid Output | Parking Garage Luminaires | Standard | FALSE | [9 empty] | 10/20/2015 12:00:00 AM | Dimmable | Continuous Below 10 | Yes |  |  | 5744.57 | 102.7 | 55.93 | 11.4 | 0.992 | 5000 | 85
PWF189A6 | Eaton (formerly Cooper Lighting) | Metalux | 4VT2-LD4-8-DR100-W-UNV-[All Remote Emergency Enclosures]-L835-CD1-WL-[All Options]-[All Packaging] | Outdoor Luminaires | Mid Output | Parking Garage Luminaires | Standard | FALSE | [9 empty] | 10/20/2015 12:00:00 AM | Dimmable | Continuous Below 10 | Yes |  |  | 9304 | 102.43 | 90.84 | 5.8 | 0.997 | 3500 | 85
PZZ163SB | Eaton (formerly Cooper Lighting) | Metalux | 4VT2-LD4-8-DR-W-UNV-[All Remote Emergency Enclosures]-L835-CD1-WL-[All Options]-[All Packaging] | Outdoor Luminaires | Mid Output | Parking Garage Luminaires | Standard | FALSE | [9 empty] | 10/20/2015 12:00:00 AM | Dimmable | Continuous Below 10 | Yes |  |  | 9350.75 | 102.94 | 90.84 | 5.8 | 0.997 | 3500 | 85
PNZTXFK6 | Eaton (formerly Cooper Lighting) | Metalux | 4VT2-LD4-8-DR100-W-UNV-[All Remote Emergency Enclosures]-L840-CD1-WL-[All Options]-[All Packaging] | Outdoor Luminaires | Mid Output | Parking Garage Luminaires | Standard | FALSE | [9 empty] | 10/20/2015 12:00:00 AM | Dimmable | Continuous Below 10 | Yes |  |  | 9555.21 | 105.19 | 90.84 | 5.8 | 0.997 | 4000 | 85
PDF1DT7M | Eaton (formerly Cooper Lighting) | Metalux | 4VT2-LD4-8-DR-W-UNV-[All Remote Emergency Enclosures]-L840-CD1-WL-[All Options]-[All Packaging] | Outdoor Luminaires | Mid Output | Parking Garage Luminaires | Standard | FALSE | [9 empty] | 10/20/2015 12:00:00 AM | Dimmable | Continuous Below 10 | Yes |  |  | 9603.22 | 105.72 | 90.84 | 5.8 | 0.997 | 4000 | 85
PU1BW8D5 | Eaton (formerly Cooper Lighting) | Metalux | 8VT2-LD4-9-DR100-W-UNV-[All Remote Emergency Enclosures]-L835-5LTD2-WL-[All Options]-[All Packaging] | Outdoor Luminaires | Mid Output | Parking Garage Luminaires | Standard | FALSE | [9 empty] | 10/20/2015 12:00:00 AM | Dimmable | Continuous Below 10 | Yes |  |  | 9919 | 95.71 | 103.63 | 12.4 | 0.991 | 3500 | 85
PB2B2197 | Eaton (formerly Cooper Lighting) | Metalux | 8VT2-LD4-9-DR-W-UNV-[All Remote Emergency Enclosures]-L835-5LTD2-WL-[All Options]-[All Packaging] | Outdoor Luminaires | Mid Output | Parking Garage Luminaires | Standard | FALSE | [9 empty] | 10/20/2015 12:00:00 AM | Dimmable | Continuous Below 10 | Yes |  |  | 9968.84 | 96.19 | 103.63 | 12.4 | 0.991 | 3500 | 85
P98Y9EED | Eaton (formerly Cooper Lighting) | Metalux | 8VT2-LD4-9-DR-W-UNV-[All Remote Emergency Enclosures]-L840-5LTD2-WL-[All Options]-[All Packaging] | Outdoor Luminaires | High Output | Parking Garage Luminaires | Standard | FALSE | [9 empty] | 10/20/2015 12:00:00 AM | Dimmable | Continuous Below 10 | Yes |  |  | 10238 | 98.79 | 103.63 | 12.4 | 0.991 | 4000 | 85
P4BZUENN | Eaton (formerly Cooper Lighting) | Metalux | 8VT2-LD4-12-DR-W-UNV-[All Remote Emergency Enclosures]-L835-5LTD2-WL-[All Options]-[All Packaging] | Outdoor Luminaires | High Output | Parking Garage Luminaires | Standard | FALSE | [9 empty] | 10/20/2015 12:00:00 AM | Dimmable | Continuous Below 10 | Yes |  |  | 10478.39 | 93.8 | 111.71 | 11.4 | 0.992 | 3500 | 85
PP8YACY3 | Eaton (formerly Cooper Lighting) | Metalux | 8VT2-LD4-9-DR100-W-UNV-[All Remote Emergency Enclosures]-L850-5LTD2-WL-[All Options]-[All Packaging] | Outdoor Luminaires | High Output | Parking Garage Luminaires | Standard | FALSE | [9 empty] | 10/20/2015 12:00:00 AM | Dimmable | Continuous Below 10 | Yes |  |  | 10643.09 | 102.7 | 103.63 | 12.4 | 0.991 | 5000 | 85
PSC2EQZ7 | Eaton (formerly Cooper Lighting) | Metalux | 8VT2-LD4-12-DR100-W-UNV-[All Remote Emergency Enclosures]-L840-5LTD2-WL-[All Options]-[All Packaging] | Outdoor Luminaires | High Output | Parking Garage Luminaires | Standard | FALSE | [9 empty] | 10/20/2015 12:00:00 AM | Dimmable | Continuous Below 10 | Yes |  |  | 10707.5 | 95.85 | 111.71 | 11.4 | 0.992 | 4000 | 85
PDMA1YDC | Eaton (formerly Cooper Lighting) | Metalux | 8VT2-LD4-12-DR-W-UNV-[All Remote Emergency Enclosures]-L840-CD2-WL-[All Options]-[All Packaging] | Outdoor Luminaires | High Output | Parking Garage Luminaires | Standard | FALSE | [9 empty] | 10/20/2015 12:00:00 AM | Dimmable | Continuous Below 10 | Yes |  |  | 10761.31 | 94.12 | 114.33 | 9.25 | 0.995 | 4000 | 85
P7JSFM4N | Eaton (formerly Cooper Lighting) | Metalux | 8VT2-LD4-16-DR-W-UNV-[All Remote Emergency Enclosures]-L835-CD2-WL-[All Options]-[All Packaging] | Outdoor Luminaires | High Output | Parking Garage Luminaires | Standard | FALSE | [9 empty] | 10/20/2015 12:00:00 AM | Dimmable | Continuous Below 10 | Yes |  |  | 18701.51 | 115.3 | 162.2 | 3.2 | 0.999 | 3500 | 85
PTZ677EJ | Eaton (formerly Cooper Lighting) | Metalux | 8VT2-LD4-16-DR100-W-UNV-[All Remote Emergency Enclosures]-L840-5LTD2-WL-[All Options]-[All Packaging] | Outdoor Luminaires | High Output | Parking Garage Luminaires | Standard | FALSE | [9 empty] | 10/20/2015 12:00:00 AM | Dimmable | Continuous Below 10 | Yes |  |  | 19110.42 | 118.77 | 160.91 | 8.4 | 0.995 | 4000 | 85
P15YK1HQ | Eaton (formerly Cooper Lighting) | Metalux | 8VT2-LD4-16-DR-W-UNV-[All Remote Emergency Enclosures]-L850-5LTD2-WL-[All Options]-[All Packaging] | Outdoor Luminaires | High Output | Parking Garage Luminaires | Standard | FALSE | [9 empty] | 10/20/2015 12:00:00 AM | Dimmable | Continuous Below 10 | Yes |  |  | 20066.72 | 124.71 | 160.91 | 8.4 | 0.995 | 5000 | 85
P8N54TZW | Eaton (formerly Cooper Lighting) | Metalux | 4VT2-LD4-4-DR100-W-UNV-[All Remote Emergency Enclosures]-L850-CD1-WL-[All Options]-[All Packaging] | Outdoor Luminaires | Low Output | Parking Garage Luminaires | Standard | FALSE | [9 empty] | 10/20/2015 12:00:00 AM | Dimmable | Continuous Below 10 | Yes |  |  | 4180.41 | 110.91 | 37.69 | 9.533 | 0.992 | 5000 | 85
PDV1GEQZ | Eaton (formerly Cooper Lighting) | Metalux | 4VT2-LD4-4-DR-W-UNV-[All Remote Emergency Enclosures]-L850-CD1-WL-[All Options]-[All Packaging] | Outdoor Luminaires | Low Output | Parking Garage Luminaires | Standard | FALSE | [9 empty] | 10/20/2015 12:00:00 AM | Dimmable | Continuous Below 10 | Yes |  |  | 4201.42 | 111.47 | 37.69 | 9.533 | 0.992 | 5000 | 85
PC73UX1W | Eaton (formerly Cooper Lighting) | Metalux | 4VT2-LD4-4-DR100-W-UNV-[All Remote Emergency Enclosures]-L850-5LTD1-WL-[All Options]-[All Packaging] | Outdoor Luminaires | Low Output | Parking Garage Luminaires | Standard | FALSE | [9 empty] | 10/20/2015 12:00:00 AM | Dimmable | Continuous Below 10 | Yes |  |  | 4293.28 | 114.31 | 37.56 | 14.6 | 0.987 | 5000 | 85
PSUZSTVA | Eaton (formerly Cooper Lighting) | Metalux | 2VT2-LD4-3-DR100-W-UNV-[All Remote Emergency Enclosures]-L835-CD1-WL-[All Options]-[All Packaging] | Outdoor Luminaires | Low Output | Parking Garage Luminaires | Standard | FALSE | [9 empty] | 10/20/2015 12:00:00 AM | Dimmable | Continuous Below 10 | Yes |  |  | 3160 | 118.19 | 26.74 | 5 | 0.996 | 3500 | 85
PCQ2GJ3G | Eaton (formerly Cooper Lighting) | Metalux | 4VT2-LD4-4-DR-W-UNV-[All Remote Emergency Enclosures]-L835-5LTD1-WL-[All Options]-[All Packaging] | Outdoor Luminaires | Low Output | Parking Garage Luminaires | Standard | FALSE | [9 empty] | 10/20/2015 12:00:00 AM | Dimmable | Continuous Below 10 | Yes |  |  | 3915.58 | 104.25 | 37.56 | 14.6 | 0.987 | 3500 | 85
PRE6NETE | Eaton (formerly Cooper Lighting) | Metalux | 4VT2-LD4-4-DR100-W-UNV-[All Remote Emergency Enclosures]-L840-CD1-WL-[All Options]-[All Packaging] | Outdoor Luminaires | Low Output | Parking Garage Luminaires | Standard | FALSE | [9 empty] | 10/20/2015 12:00:00 AM | Dimmable | Continuous Below 10 | Yes |  |  | 4001.19 | 106.16 | 37.69 | 9.533 | 0.992 | 4000 | 85
PX5987E1 | Eaton (formerly Cooper Lighting) | Metalux | 2VT2-LD4-3-DR100-W-UNV-[All Remote Emergency Enclosures]-L840-CD1-WL-[All Options]-[All Packaging] | Outdoor Luminaires | Low Output | Parking Garage Luminaires | Standard | FALSE | [9 empty] | 10/20/2015 12:00:00 AM | Dimmable | Continuous Below 10 | Yes |  |  | 3245.32 | 121.39 | 26.74 | 5 | 0.996 | 4000 | 85
P7Z9RRBT | Eaton (formerly Cooper Lighting) | Metalux | 4VT2-LD4-8-DR-W-UNV-[All Remote Emergency Enclosures]-L850-5LTD1-WL-[All Options]-[All Packaging] | Outdoor Luminaires | High Output | Parking Garage Luminaires | Standard | FALSE | [9 empty] | 10/20/2015 12:00:00 AM | Dimmable | Continuous Below 10 | Yes |  |  | 10033.36 | 110.9 | 90.47 | 8.4 | 0.995 | 5000 | 85
PBNGDBBQ | Eaton (formerly Cooper Lighting) | Metalux | 8VT2-LD4-9-DR-W-UNV-[All Remote Emergency Enclosures]-L850-5LTD2-WL-[All Options]-[All Packaging] | Outdoor Luminaires | High Output | Parking Garage Luminaires | Standard | FALSE | [9 empty] | 10/20/2015 12:00:00 AM | Dimmable | Continuous Below 10 | Yes |  |  | 10696.57 | 103.22 | 103.63 | 12.4 | 0.991 | 5000 | 85
P7KJJ4FA | Eaton (formerly Cooper Lighting) | Metalux | 8VT2-LD4-12-DR100-W-UNV-[All Remote Emergency Enclosures]-L840-CD2-WL-[All Options]-[All Packaging] | Outdoor Luminaires | High Output | Parking Garage Luminaires | Standard | FALSE | [9 empty] | 10/20/2015 12:00:00 AM | Dimmable | Continuous Below 10 | Yes |  |  | 10707.5 | 93.65 | 114.33 | 9.25 | 0.995 | 4000 | 85
PUX3WQRD | Eaton (formerly Cooper Lighting) | Metalux | 8VT2-LD4-16-DR-W-UNV-[All Remote Emergency Enclosures]-L840-CD2-WL-[All Options]-[All Packaging] | Outdoor Luminaires | High Output | Parking Garage Luminaires | Standard | FALSE | [9 empty] | 10/20/2015 12:00:00 AM | Dimmable | Continuous Below 10 | Yes |  |  | 19206.45 | 118.41 | 162.2 | 3.2 | 0.999 | 4000 | 85
PXKAFTAJ | Eaton (formerly Cooper Lighting) | Metalux | 4VT2-LD4-8-DR100-W-UNV-[All Remote Emergency Enclosures]-L840-5LTD1-WL-[All Options]-[All Packaging] | Outdoor Luminaires | Mid Output | Parking Garage Luminaires | Standard | FALSE | [9 empty] | 10/20/2015 12:00:00 AM | Dimmable | Continuous Below 10 | Yes |  |  | 9813.2 | 108.46 | 90.47 | 8.4 | 0.995 | 4000 | 85
P59YYSYW | Eaton (formerly Cooper Lighting) | Metalux | 4VT2-LD4-8-DR100-W-UNV-[All Remote Emergency Enclosures]-L850-CD1-WL-[All Options]-[All Packaging] | Outdoor Luminaires | Mid Output | Parking Garage Luminaires | Standard | FALSE | [9 empty] | 10/20/2015 12:00:00 AM | Dimmable | Continuous Below 10 | Yes |  |  | 9983.19 | 109.9 | 90.84 | 5.8 | 0.997 | 5000 | 85
PFVPFRVE | Eaton (formerly Cooper Lighting) | Metalux | 8VT2-LD4-12-DR-W-UNV-[All Remote Emergency Enclosures]-L840-5LTD2-WL-[All Options]-[All Packaging] | Outdoor Luminaires | High Output | Parking Garage Luminaires | Standard | FALSE | [9 empty] | 10/20/2015 12:00:00 AM | Dimmable | Continuous Below 10 | Yes |  |  | 10761.31 | 96.33 | 111.71 | 11.4 | 0.992 | 4000 | 85
P4MAUG57 | Eaton (formerly Cooper Lighting) | Metalux | 8VT2-LD4-12-DR-W-UNV-[All Remote Emergency Enclosures]-L850-CD2-WL-[All Options]-[All Packaging] | Outdoor Luminaires | High Output | Parking Garage Luminaires | Standard | FALSE | [9 empty] | 10/20/2015 12:00:00 AM | Dimmable | Continuous Below 10 | Yes |  |  | 11243.31 | 98.34 | 114.33 | 9.25 | 0.995 | 5000 | 85
PVVHPYCZ | Eaton (formerly Cooper Lighting) | Metalux | 8VT2-LD4-16-DR-W-UNV-[All Remote Emergency Enclosures]-L850-CD2-WL-[All Options]-[All Packaging] | Outdoor Luminaires | High Output | Parking Garage Luminaires | Standard | FALSE | [9 empty] | 10/20/2015 12:00:00 AM | Dimmable | Continuous Below 10 | Yes |  |  | 20066.72 | 123.72 | 162.2 | 3.2 | 0.999 | 5000 | 85
PF6V6CUP | Eaton (formerly Cooper Lighting) | Metalux | 4VT2-LD4-6-DR100-W-[Voltages include 120 only]-[All Remote Emergency Enclosures]-L835-CD1-WL-[All Options]-[All Packaging] | Outdoor Luminaires | Mid Output | Parking Garage Luminaires | Standard | FALSE | [9 empty] | 10/20/2015 12:00:00 AM | Dimmable | Continuous Below 10 | Yes |  |  | 5213 | 91.76 | 56.81 | 9.967 | 0.994 | 3500 | 85
PSGK4ZAE | Eaton (formerly Cooper Lighting) | Metalux | 8VT2-LD4-9-DR100-W-UNV-[All Remote Emergency Enclosures]-L835-CD1-WL-[All Options]-[All Packaging] | Outdoor Luminaires | Mid Output | Parking Garage Luminaires | Standard | FALSE | [9 empty] | 10/20/2015 12:00:00 AM | Dimmable | Continuous Below 10 | Yes |  |  | 9919 | 102.68 | 96.6 | 4.92 | 0.999 | 3500 | 85
PFG359FG | Eaton (formerly Cooper Lighting) | Metalux | 8VT2-LD4-12-DR100-W-UNV-[All Remote Emergency Enclosures]-L835-5LTD2-WL-[All Options]-[All Packaging] | Outdoor Luminaires | High Output | Parking Garage Luminaires | Standard | FALSE | [9 empty] | 10/20/2015 12:00:00 AM | Dimmable | Continuous Below 10 | Yes |  |  | 10426 | 93.33 | 111.71 | 11.4 | 0.992 | 3500 | 85
PF11D41T | Eaton (formerly Cooper Lighting) | Metalux | 8VT2-LD4-9-DR100-W-UNV-[All Remote Emergency Enclosures]-L850-CD1-WL-[All Options]-[All Packaging] | Outdoor Luminaires | High Output | Parking Garage Luminaires | Standard | FALSE | [9 empty] | 10/20/2015 12:00:00 AM | Dimmable | Continuous Below 10 | Yes |  |  | 10643.09 | 110.18 | 96.6 | 4.92 | 0.999 | 5000 | 85
PXP2JT3J | Eaton (formerly Cooper Lighting) | Metalux | 8VT2-LD4-12-DR100-W-UNV-[All Remote Emergency Enclosures]-L850-5LTD2-WL-[All Options]-[All Packaging] | Outdoor Luminaires | High Output | Parking Garage Luminaires | Standard | FALSE | [9 empty] | 10/20/2015 12:00:00 AM | Dimmable | Continuous Below 10 | Yes |  |  | 11187.1 | 100.14 | 111.71 | 11.4 | 0.992 | 5000 | 85
PBFPN8M2 | Eaton (formerly Cooper Lighting) | Metalux | 8VT2-LD4-12-DR-W-UNV-[All Remote Emergency Enclosures]-L850-5LTD2-WL-[All Options]-[All Packaging] | Outdoor Luminaires | High Output | Parking Garage Luminaires | Standard | FALSE | [9 empty] | 10/20/2015 12:00:00 AM | Dimmable | Continuous Below 10 | Yes |  |  | 11243.31 | 100.65 | 111.71 | 11.4 | 0.992 | 5000 | 85
PU3N2WRS | Eaton (formerly Cooper Lighting) | Metalux | 8VT2-LD4-16-DR100-W-UNV-[All Remote Emergency Enclosures]-L835-5LTD2-WL-[All Options]-[All Packaging] | Outdoor Luminaires | High Output | Parking Garage Luminaires | Standard | FALSE | [9 empty] | 10/20/2015 12:00:00 AM | Dimmable | Continuous Below 10 | Yes |  |  | 18608 | 115.64 | 160.91 | 8.4 | 0.995 | 3500 | 85
P77GXTQS | Eaton (formerly Cooper Lighting) | Metalux | 8VT2-LD4-16-DR-W-UNV-[All Remote Emergency Enclosures]-L840-5LTD2-WL-[All Options]-[All Packaging] | Outdoor Luminaires | High Output | Parking Garage Luminaires | Standard | FALSE | [9 empty] | 10/20/2015 12:00:00 AM | Dimmable | Continuous Below 10 | Yes |  |  | 19206.45 | 119.36 | 160.91 | 8.4 | 0.995 | 4000 | 85
P7T7B1HT | Eaton (formerly Cooper Lighting) | Metalux | 4VT2-LD4-4-DR100-W-UNV-[All Remote Emergency Enclosures]-L840-5LTD1-WL-[All Options]-[All Packaging] | Outdoor Luminaires | Low Output | Parking Garage Luminaires | Standard | FALSE | [9 empty] | 10/20/2015 12:00:00 AM | Dimmable | Continuous Below 10 | Yes |  |  | 4109.22 | 109.41 | 37.56 | 14.6 | 0.987 | 4000 | 85
PJDDJ1W6 | Eaton (formerly Cooper Lighting) | Metalux | 4VT2-LD4-6-DR100-W-[Voltages include 120 only]-[All Remote Emergency Enclosures]-L840-CD1-WL-[All Options]-[All Packaging] | Outdoor Luminaires | Mid Output | Parking Garage Luminaires | Standard | FALSE | [9 empty] | 10/20/2015 12:00:00 AM | Dimmable | Continuous Below 10 | Yes |  |  | 5353.75 | 94.24 | 56.81 | 9.967 | 0.994 | 4000 | 85
PRBJ69A7 | Eaton (formerly Cooper Lighting) | Metalux | 4VT2-LD4-6-DR100-W-UNV-[All Remote Emergency Enclosures]-L835-5LTD1-WL-[All Options]-[All Packaging] | Outdoor Luminaires | Mid Output | Parking Garage Luminaires | Standard | FALSE | [9 empty] | 10/20/2015 12:00:00 AM | Dimmable | Continuous Below 10 | Yes |  |  | 5353.75 | 95.72 | 55.93 | 11.4 | 0.992 | 3500 | 85
P1QCEBA7 | Eaton (formerly Cooper Lighting) | Metalux | 4VT2-LD4-6-DR100-W-UNV-[All Remote Emergency Enclosures]-L840-5LTD1-WL-[All Options]-[All Packaging] | Outdoor Luminaires | Mid Output | Parking Garage Luminaires | Standard | FALSE | [9 empty] | 10/20/2015 12:00:00 AM | Dimmable | Continuous Below 10 | Yes |  |  | 5498.3 | 98.3 | 55.93 | 11.4 | 0.992 | 4000 | 85
PBCPXP5X | Eaton (formerly Cooper Lighting) | Metalux | 4VT2-LD4-6-DR-W-UNV-[All Remote Emergency Enclosures]-L850-5LTD1-WL-[All Options]-[All Packaging] | Outdoor Luminaires | Mid Output | Parking Garage Luminaires | Standard | FALSE | [9 empty] | 10/20/2015 12:00:00 AM | Dimmable | Continuous Below 10 | Yes |  |  | 5621.66 | 100.51 | 55.93 | 11.4 | 0.992 | 5000 | 85
PPY1VPV7 | Eaton (formerly Cooper Lighting) | Metalux | 4VT2-LD4-8-DR-W-UNV-[All Remote Emergency Enclosures]-L840-5LTD1-WL-[All Options]-[All Packaging] | Outdoor Luminaires | Mid Output | Parking Garage Luminaires | Standard | FALSE | [9 empty] | 10/20/2015 12:00:00 AM | Dimmable | Continuous Below 10 | Yes |  |  | 9603.22 | 106.14 | 90.47 | 8.4 | 0.995 | 4000 | 85
PDQHR5N9 | Eaton (formerly Cooper Lighting) | Metalux | 8VT2-LD4-9-DR-W-UNV-[All Remote Emergency Enclosures]-L835-CD1-WL-[All Options]-[All Packaging] | Outdoor Luminaires | Mid Output | Parking Garage Luminaires | Standard | FALSE | [9 empty] | 10/20/2015 12:00:00 AM | Dimmable | Continuous Below 10 | Yes |  |  | 9968.84 | 103.2 | 96.6 | 4.92 | 0.999 | 3500 | 85
P62ZYYKR | Eaton (formerly Cooper Lighting) | Metalux | 8VT2-LD4-9-DR100-W-UNV-[All Remote Emergency Enclosures]-L840-CD1-WL-[All Options]-[All Packaging] | Outdoor Luminaires | High Output | Parking Garage Luminaires | Standard | FALSE | [9 empty] | 10/20/2015 12:00:00 AM | Dimmable | Continuous Below 10 | Yes |  |  | 10186.81 | 105.45 | 96.6 | 4.92 | 0.999 | 4000 | 85
PQHB9AHY | Eaton (formerly Cooper Lighting) | Metalux | 8VT2-LD4-9-DR100-W-UNV-[All Remote Emergency Enclosures]-L840-5LTD2-WL-[All Options]-[All Packaging] | Outdoor Luminaires | High Output | Parking Garage Luminaires | Standard | FALSE | [9 empty] | 10/20/2015 12:00:00 AM | Dimmable | Continuous Below 10 | Yes |  |  | 10186.81 | 98.3 | 103.63 | 12.4 | 0.991 | 4000 | 85
PMB9B3N6 | Eaton (formerly Cooper Lighting) | Metalux | 8VT2-LD4-12-DR-W-UNV-[All Remote Emergency Enclosures]-L835-CD2-WL-[All Options]-[All Packaging] | Outdoor Luminaires | High Output | Parking Garage Luminaires | Standard | FALSE | [9 empty] | 10/20/2015 12:00:00 AM | Dimmable | Continuous Below 10 | Yes |  |  | 10478.39 | 91.65 | 114.33 | 9.25 | 0.995 | 3500 | 85
P16DE962 | Eaton (formerly Cooper Lighting) | Metalux | 8VT2-LD4-9-DR-W-UNV-[All Remote Emergency Enclosures]-L850-CD1-WL-[All Options]-[All Packaging] | Outdoor Luminaires | High Output | Parking Garage Luminaires | Standard | FALSE | [9 empty] | 10/20/2015 12:00:00 AM | Dimmable | Continuous Below 10 | Yes |  |  | 10696.57 | 110.73 | 96.6 | 4.92 | 0.999 | 5000 | 85
PMVQ12Z6 | Eaton (formerly Cooper Lighting) | Metalux | 8VT2-LD4-16-DR100-W-UNV-[All Remote Emergency Enclosures]-L840-CD2-WL-[All Options]-[All Packaging] | Outdoor Luminaires | High Output | Parking Garage Luminaires | Standard | FALSE | [9 empty] | 10/20/2015 12:00:00 AM | Dimmable | Continuous Below 10 | Yes |  |  | 19110.42 | 117.82 | 162.2 | 3.2 | 0.999 | 4000 | 85
PG7A42VP | Eaton (formerly Cooper Lighting) | Metalux | 8VT2-LD4-16-DR100-W-UNV-[All Remote Emergency Enclosures]-L850-5LTD2-WL-[All Options]-[All Packaging] | Outdoor Luminaires | High Output | Parking Garage Luminaires | Standard | FALSE | [9 empty] | 10/20/2015 12:00:00 AM | Dimmable | Continuous Below 10 | Yes |  |  | 19966.38 | 124.09 | 160.91 | 8.4 | 0.995 | 5000 | 85
PUB8VV6Q | Eaton (formerly Cooper Lighting) | Metalux | 4VT2-LD4-4-DR-W-UNV-[All Remote Emergency Enclosures]-L840-5LTD1-WL-[All Options]-[All Packaging] | Outdoor Luminaires | Low Output | Parking Garage Luminaires | Standard | FALSE | [9 empty] | 10/20/2015 12:00:00 AM | Dimmable | Continuous Below 10 | Yes |  |  | 4021.3 | 107.07 | 37.56 | 14.6 | 0.987 | 4000 | 85
PNJ38RS7 | Eaton (formerly Cooper Lighting) | Metalux | 4VT2-LD4-4-DR-W-UNV-[All Remote Emergency Enclosures]-L850-5LTD1-WL-[All Options]-[All Packaging] | Outdoor Luminaires | Low Output | Parking Garage Luminaires | Standard | FALSE | [9 empty] | 10/20/2015 12:00:00 AM | Dimmable | Continuous Below 10 | Yes |  |  | 4201.42 | 111.86 | 37.56 | 14.6 | 0.987 | 5000 | 85
PB3VG1F6 | Eaton (formerly Cooper Lighting) | Metalux | 2VT2-LD4-3-DR-W-UNV-[All Remote Emergency Enclosures]-L835-CD1-WL-[All Options]-[All Packaging] | Outdoor Luminaires | Low Output | Parking Garage Luminaires | Standard | FALSE | [9 empty] | 10/20/2015 12:00:00 AM | Dimmable | Continuous Below 10 | Yes |  |  | 3175.88 | 118.79 | 26.74 | 5 | 0.996 | 3500 | 85
PARK1MMG | Eaton (formerly Cooper Lighting) | Metalux | 2VT2-LD4-3-DR-W-UNV-[All Remote Emergency Enclosures]-L840-CD1-WL-[All Options]-[All Packaging] | Outdoor Luminaires | Low Output | Parking Garage Luminaires | Standard | FALSE | [9 empty] | 10/20/2015 12:00:00 AM | Dimmable | Continuous Below 10 | Yes |  |  | 3261.63 | 122 | 26.74 | 5 | 0.996 | 4000 | 85
PNBSPKNZ | Eaton (formerly Cooper Lighting) | Metalux | 4VT2-LD4-4-DR-W-UNV-[All Remote Emergency Enclosures]-L840-CD1-WL-[All Options]-[All Packaging] | Outdoor Luminaires | Low Output | Parking Garage Luminaires | Standard | FALSE | [9 empty] | 10/20/2015 12:00:00 AM | Dimmable | Continuous Below 10 | Yes |  |  | 4021.3 | 106.69 | 37.69 | 9.533 | 0.992 | 4000 | 85
PYFKB5KZ | Eaton (formerly Cooper Lighting) | Metalux | 4VT2-LD4-6-DR-W-[Voltages include 120 only]-[All Remote Emergency Enclosures]-L840-CD1-WL-[All Options]-[All Packaging] | Outdoor Luminaires | Mid Output | Parking Garage Luminaires | Standard | FALSE | [9 empty] | 10/20/2015 12:00:00 AM | Dimmable | Continuous Below 10 | Yes |  |  | 5380.65 | 94.72 | 56.81 | 9.967 | 0.994 | 4000 | 85
P2SWM8TH | Eaton (formerly Cooper Lighting) | Metalux | 4VT2-LD4-6-DR100-W-[Voltages include 120 only]-[All Remote Emergency Enclosures]-L850-CD1-WL-[All Options]-[All Packaging] | Outdoor Luminaires | Mid Output | Parking Garage Luminaires | Standard | FALSE | [9 empty] | 10/20/2015 12:00:00 AM | Dimmable | Continuous Below 10 | Yes |  |  | 5593.55 | 98.46 | 56.81 | 9.967 | 0.994 | 5000 | 85
P8QJ36G5 | Eaton (formerly Cooper Lighting) | Metalux | 4VT2-LD4-8-DR-W-UNV-[All Remote Emergency Enclosures]-L850-CD1-WL-[All Options]-[All Packaging] | Outdoor Luminaires | High Output | Parking Garage Luminaires | Standard | FALSE | [9 empty] | 10/20/2015 12:00:00 AM | Dimmable | Continuous Below 10 | Yes |  |  | 10033.36 | 110.45 | 90.84 | 5.8 | 0.997 | 5000 | 85
PCCMJ7P8 | Eaton (formerly Cooper Lighting) | Metalux | 4VT2-LD4-8-DR100-W-UNV-[All Remote Emergency Enclosures]-L850-5LTD1-WL-[All Options]-[All Packaging] | Outdoor Luminaires | High Output | Parking Garage Luminaires | Standard | FALSE | [9 empty] | 10/20/2015 12:00:00 AM | Dimmable | Continuous Below 10 | Yes |  |  | 10252.74 | 113.32 | 90.47 | 8.4 | 0.995 | 5000 | 85
PH9A3PFT | Eaton (formerly Cooper Lighting) | Metalux | 8VT2-LD4-12-DR100-W-UNV-[All Remote Emergency Enclosures]-L835-CD2-WL-[All Options]-[All Packaging] | Outdoor Luminaires | High Output | Parking Garage Luminaires | Standard | FALSE | [9 empty] | 10/20/2015 12:00:00 AM | Dimmable | Continuous Below 10 | Yes |  |  | 10426 | 91.19 | 114.33 | 9.25 | 0.995 | 3500 | 85
PHPXJZGN | Eaton (formerly Cooper Lighting) | Metalux | 8VT2-LD4-16-DR-W-UNV-[All Remote Emergency Enclosures]-L835-5LTD2-WL-[All Options]-[All Packaging] | Outdoor Luminaires | High Output | Parking Garage Luminaires | Standard | FALSE | [9 empty] | 10/20/2015 12:00:00 AM | Dimmable | Continuous Below 10 | Yes |  |  | 18701.51 | 116.22 | 160.91 | 8.4 | 0.995 | 3500 | 85
PSQD5Y2G | Eaton (formerly Cooper Lighting) | Metalux | 8VT2-LD4-16-DR100-W-UNV-[All Remote Emergency Enclosures]-L850-CD2-WL-[All Options]-[All Packaging] | Outdoor Luminaires | High Output | Parking Garage Luminaires | Standard | FALSE | [9 empty] | 10/20/2015 12:00:00 AM | Dimmable | Continuous Below 10 | Yes |  |  | 19966.38 | 123.1 | 162.2 | 3.2 | 0.999 | 5000 | 85
P8JEM82Z | Eaton (formerly Cooper Lighting) | Metalux | 4VT2-LD4-8-DR-W-UNV-[All Remote Emergency Enclosures]-L835-5LTD1-WL-[All Options]-[All Packaging] | Outdoor Luminaires | Mid Output | Parking Garage Luminaires | Standard | FALSE | [9 empty] | 10/20/2015 12:00:00 AM | Dimmable | Continuous Below 10 | Yes |  |  | 9350.75 | 103.35 | 90.47 | 8.4 | 0.995 | 3500 | 85
PUFA4GT8 | Eaton (formerly Cooper Lighting) | Metalux | 4VT2-LD4-8-DR100-W-UNV-[All Remote Emergency Enclosures]-L835-5LTD1-WL-[All Options]-[All Packaging] | Outdoor Luminaires | Mid Output | Parking Garage Luminaires | Standard | FALSE | [9 empty] | 10/20/2015 12:00:00 AM | Dimmable | Continuous Below 10 | Yes |  |  | 9555.21 | 105.61 | 90.47 | 8.4 | 0.995 | 3500 | 85
PPT93YDS | Eaton (formerly Cooper Lighting) | Metalux | 8VT2-LD4-12-DR100-W-UNV-[All Remote Emergency Enclosures]-L850-CD2-WL-[All Options]-[All Packaging] | Outdoor Luminaires | High Output | Parking Garage Luminaires | Standard | FALSE | [9 empty] | 10/20/2015 12:00:00 AM | Dimmable | Continuous Below 10 | Yes |  |  | 11187.1 | 97.85 | 114.33 | 9.25 | 0.995 | 5000 | 85
PUZ4XWKB | Eaton (formerly Cooper Lighting) | Metalux | 4VT2-LD4-4-DR100-W-UNV-[All Remote Emergency Enclosures]-L835-5LTD1-WL-[All Options]-[All Packaging] | Outdoor Luminaires | Low Output | Parking Garage Luminaires | Standard | FALSE | [9 empty] | 10/20/2015 12:00:00 AM | Dimmable | Continuous Below 10 | Yes |  |  | 4001.19 | 106.53 | 37.56 | 14.6 | 0.987 | 3500 | 85
P4NRMNAN | Eaton (formerly Cooper Lighting) | Metalux | 2VT2-LD4-3-DR100-W-UNV-[All Remote Emergency Enclosures]-L850-CD1-WL-[All Options]-[All Packaging] | Outdoor Luminaires | Low Output | Parking Garage Luminaires | Standard | FALSE | [9 empty] | 10/20/2015 12:00:00 AM | Dimmable | Continuous Below 10 | Yes |  |  | 3390.68 | 126.82 | 26.74 | 5 | 0.996 | 5000 | 85
P8CHH8B5 | Eaton (formerly Cooper Lighting) | Metalux | 4VT2-LD4-4-DR100-W-UNV-[All Remote Emergency Enclosures]-L835-CD1-WL-[All Options]-[All Packaging] | Outdoor Luminaires | Low Output | Parking Garage Luminaires | Standard | FALSE | [9 empty] | 10/20/2015 12:00:00 AM | Dimmable | Continuous Below 10 | Yes |  |  | 3896 | 103.37 | 37.69 | 9.533 | 0.992 | 3500 | 85
PE3PP3RS | Eaton (formerly Cooper Lighting) | Metalux | 4VT2-LD4-4-DR-W-UNV-[All Remote Emergency Enclosures]-L835-CD1-WL-[All Options]-[All Packaging] | Outdoor Luminaires | Low Output | Parking Garage Luminaires | Standard | FALSE | [9 empty] | 10/20/2015 12:00:00 AM | Dimmable | Continuous Below 10 | Yes |  |  | 3915.58 | 103.89 | 37.69 | 9.533 | 0.992 | 3500 | 85
PSMJEKTQ | Eaton (formerly Cooper Lighting) | Metalux | 2VT2-LD4-3-DR-W-UNV-[All Remote Emergency Enclosures]-L850-CD1-WL-[All Options]-[All Packaging] | Outdoor Luminaires | Low Output | Parking Garage Luminaires | Standard | FALSE | [9 empty] | 10/20/2015 12:00:00 AM | Dimmable | Continuous Below 10 | Yes |  |  | 3407.72 | 127.46 | 26.74 | 5 | 0.996 | 5000 | 85
P1N8RQHF | Eaton (formerly Cooper Lighting) | Metalux | 8VT2-LD4-9-DR-W-UNV-[All Remote Emergency Enclosures]-L840-CD1-WL-[All Options]-[All Packaging] | Outdoor Luminaires | High Output | Parking Garage Luminaires | Standard | FALSE | [9 empty] | 10/20/2015 12:00:00 AM | Dimmable | Continuous Below 10 | Yes |  |  | 10238 | 105.98 | 96.6 | 4.92 | 0.999 | 4000 | 85
P15CNV5D | Eaton (formerly Cooper Lighting) | Metalux | 8VT2-LD4-16-DR100-W-UNV-[All Remote Emergency Enclosures]-L835-CD2-WL-[All Options]-[All Packaging] | Outdoor Luminaires | High Output | Parking Garage Luminaires | Standard | FALSE | [9 empty] | 10/20/2015 12:00:00 AM | Dimmable | Continuous Below 10 | Yes |  |  | 18608 | 114.72 | 162.2 | 3.2 | 0.999 | 3500 | 85
P76FSG8D | Eaton (formerly Cooper Lighting) | McGraw-Edison | VPL-F04-LED-347-CPR-AP-8030 | Outdoor Luminaires | Mid Output | Parking Garage Luminaires | Standard | TRUE | 6893.2 | 70.49 | 97.79 | 10.6 | 0.986 | 2995 | 80.8 | 5 | 60000 | 10/1/2015 12:00:00 AM | Not Dimmable | Not Dimmable | No |  | 3
PXK9MHC9 | Eaton (formerly Cooper Lighting) | McGraw-Edison | VPL-F01-LED-E1-CPR-AP-8030 | Outdoor Luminaires | Low Output | Parking Garage Luminaires | Standard | TRUE | 1857.44 | 71.79 | 25.87 | 18.8 | 0.976 | 2989 | 81.2 | 5 | 60000 | 10/1/2015 12:00:00 AM | Not Dimmable | Not Dimmable | No |  | 3
PRR4CEER | Eaton (formerly Cooper Lighting) | McGraw-Edison | VPL-F01-E1-CPL-7060 | Outdoor Luminaires | Low Output | Parking Garage Luminaires | Standard | TRUE | 2232.51 | 85.37 | 26.15 | 18.2 | 0.975 | 5533 | 74.2 | 5 | 60000 | 10/1/2015 12:00:00 AM | Not Dimmable | Not Dimmable | No |  | 3
P77UFD2Q | Eaton (formerly Cooper Lighting) | McGraw-Edison | VPL-F04-LED-480-GL3-AP-DIM | Outdoor Luminaires | Mid Output | Parking Garage Luminaires | Standard | TRUE | 9035.68 | 86.58 | 104.36 | 15.2 | 0.879 | 3873 | 72.7 | 5 | 60000 | 10/1/2015 12:00:00 AM | Dimmable | Continuous Above 10 | No |  | 3
P8A7962Y | Eaton (formerly Cooper Lighting) | McGraw-Edison | VPL-F02-LED-347-CPR-AP-8030 | Outdoor Luminaires | Low Output | Parking Garage Luminaires | Standard | TRUE | 3766.28 | 67.73 | 55.61 | 8.94 | 0.952 | 2989 | 81 | 5 | 60000 | 10/1/2015 12:00:00 AM | Not Dimmable | Not Dimmable | No |  | 3
PPN72GMF | Eaton (formerly Cooper Lighting) | McGraw-Edison | VPL-E04-LED-Voltages Include [120V to 277V, 347V]-GL2-[All Color]-Options Include [DIM, 2L, WM, L90, R90, TR, TMB, PBG, SM, STMB, LCF, OSX, DIMRF-LW, DIMRF-LN]-[All Accessories] | Outdoor Luminaires | High Output | Parking Garage Luminaires | Standard | FALSE | [9 empty] | 10/1/2015 12:00:00 AM | Dimmable | Continuous Above 10 | No |  |  | 11715 | 115.4 | 101.52 | 5.0455 | 0.9985 | 4000 | 70
PEZ59PRK | Eaton (formerly Cooper Lighting) | McGraw-Edison | VPL-F03-LED-Voltages Include [120V to 277V, 347V]-SQ-[All Color]-Options Include [DIM, HA, 2L, WM, L90, R90, TR, TMB, PBG, SM, STMB, LCF, OSX, DIMRF-LW, DIMRF-LN]-[All Accessories] | Outdoor Luminaires | Mid Output | Parking Garage Luminaires | Standard | FALSE | [9 empty] | 10/1/2015 12:00:00 AM | Dimmable | Continuous Above 10 | No |  |  | 7589 | 98.4 | 77.12 | 5.1443 | 0.9979 | 4000 | 70
P1JS6KBH | Eaton (formerly Cooper Lighting) | McGraw-Edison | VPL-F02-LED-Voltages Include [120V to 277V, 347V, 480V]-GL2-[All Color]-Options Include [HA, 2L, WM, L90, R90, TR, TMB, PBG, SM, STMB, LCF, OSX]-[All Accessories] | Outdoor Luminaires | Low Output | Parking Garage Luminaires | Standard | FALSE | [9 empty] | 10/1/2015 12:00:00 AM | Not Dimmable | Not Dimmable | No |  |  | 4832 | 87.8 | 55.03 | 6.113 | 0.998 | 4000 | 70
PK54UD22 | Eaton (formerly Cooper Lighting) | McGraw-Edison | VPL-E02-LED-Voltages Include [120V to 277V, 347V]-GL3-[All Color]-Options Include [HA, 2L, WM, L90, R90, TR, TMB, PBG, SM, STMB, LCF, OSX]-[All Accessories] | Outdoor Luminaires | Mid Output | Parking Garage Luminaires | Standard | FALSE | [9 empty] | 10/1/2015 12:00:00 AM | Not Dimmable | Not Dimmable | No |  |  | 5934 | 114 | 52.06 | 6.358 | 0.997 | 4000 | 70
P8M8QZSF | Eaton (formerly Cooper Lighting) | McGraw-Edison | VPL-F03-LED-Voltages Include [120V to 277V, 347V, 480V]-CPL-[All Color]-Options Include [DIM, HA, 2L, WM, L90, R90, TR, TMB, PBG, SM, STMB, LCF, OSX, DIMRF-LW, DIMRF-LN]-[All Accessories] | Outdoor Luminaires | Mid Output | Parking Garage Luminaires | Standard | FALSE | [9 empty] | 10/1/2015 12:00:00 AM | Dimmable | Continuous Above 10 | No |  |  | 6671 | 86.5 | 77.12 | 5.1443 | 0.9979 | 4000 | 70
PZKXKFUS | Eaton (formerly Cooper Lighting) | McGraw-Edison | VPL-F03-LED-Voltages Include [120V to 277V, 347V]-GL3-[All Color]-Options Include [DIM, HA, 2L, WM, L90, R90, TR, TMB, PBG, SM, STMB, LCF, OSX, DIMRF-LW, DIMRF-LN]-[All Accessories] | Outdoor Luminaires | Mid Output | Parking Garage Luminaires | Standard | FALSE | [9 empty] | 10/1/2015 12:00:00 AM | Dimmable | Continuous Above 10 | No |  |  | 7350 | 95.3 | 77.12 | 5.1443 | 0.9979 | 4000 | 70
PWCBU4JY | Eaton (formerly Cooper Lighting) | McGraw-Edison | CNC-F01-LED-Voltages Include [120V to 277V, 347V]-GL3-[All Color]-Options Include [HA, WM, L90, R90, TR, TMB, SM, LCF, ICP]-[All Accessories] | Outdoor Luminaires | Low Output | Parking Garage Luminaires | Standard | FALSE | [9 empty] | 10/1/2015 12:00:00 AM | Not Dimmable | Not Dimmable | No |  |  | 2451 | 94.8 | 25.852 | 10.263 | 0.965 | 4000 | 70
PQSXEB8J | Eaton (formerly Cooper Lighting) | McGraw-Edison | CNC-E04-LED-Voltages Include [120V to 277V]-GL2-[All Color]-Options Include [2L, WM, L90, R90, TR, TMB, SM, LCF, OSX]-[All Accessories] | Outdoor Luminaires | High Output | Parking Garage Luminaires | Standard | FALSE | [9 empty] | 10/1/2015 12:00:00 AM | Not Dimmable | Not Dimmable | No |  |  | 11709 | 120.4 | 97.247 | 4.88 | 0.998 | 4000 | 70
PGJ7CYXB | Eaton (formerly Cooper Lighting) | McGraw-Edison | CNC-E04-LED-Voltages Include [120V to 277V]-GL3-[All Color]-Options Include [DIM, 2L, WM, L90, R90, TR, TMB, SM, LCF, OSX]-[All Accessories] | Outdoor Luminaires | High Output | Parking Garage Luminaires | Standard | FALSE | [9 empty] | 10/1/2015 12:00:00 AM | Dimmable | Continuous Above 10 | No |  |  | 11878 | 117 | 101.52 | 5.0455 | 0.9985 | 4000 | 70
PHEVYPD5 | Eaton (formerly Cooper Lighting) | McGraw-Edison | CNC-F02-LED-Voltages Include [120V to 277V, 347V, 480V]-GL4-[All Color]-Options Include [HA, 2L, WM, L90, R90, TR, TMB, SM, LCF, OSX]-[All Accessories] | Outdoor Luminaires | Low Output | Parking Garage Luminaires | Standard | FALSE | [9 empty] | 10/1/2015 12:00:00 AM | Not Dimmable | Not Dimmable | No |  |  | 4755 | 86.4 | 55.031 | 6.113 | 0.998 | 4000 | 70
PTVY5QJT | Eaton (formerly Cooper Lighting) | McGraw-Edison | CNC-F03-LED-Voltages Include [120V to 277V, 347V, 480V]-CPR-[All Color]-Options Include [HA, 2L, WM, L90, R90, TR, TMB, SM, LCF, OSX]-[All Accessories] | Outdoor Luminaires | Mid Output | Parking Garage Luminaires | Standard | FALSE | [9 empty] | 10/1/2015 12:00:00 AM | Not Dimmable | Not Dimmable | No |  |  | 6667 | 85.2 | 78.25 | 5.97 | 0.998 | 4000 | 70
PXDM1P9E | Eaton (formerly Cooper Lighting) | McGraw-Edison | CNC-E03-LED-Voltages Include [120V to 277V, 347V]-GL2-[All Color]-Options Include [HA, 2L, WM, L90, R90, TR, TMB, SM, LCF, OSX]-[All Accessories] | Outdoor Luminaires | Mid Output | Parking Garage Luminaires | Standard | FALSE | [9 empty] | 10/1/2015 12:00:00 AM | Not Dimmable | Not Dimmable | No |  |  | 8781 | 116.7 | 75.244 | 6.008 | 0.998 | 4000 | 70
P7Y158HM | Eaton (formerly Cooper Lighting) | McGraw-Edison | CNC-F04-LED-Voltages Include [120V to 277V, 347V, 480V]-CPL-[All Color]-Options Include [DIM, 2L, WM, L90, R90, TR, TMB, SM, LCF, OSX]-[All Accessories] | Outdoor Luminaires | Mid Output | Parking Garage Luminaires | Standard | FALSE | [9 empty] | 10/1/2015 12:00:00 AM | Dimmable | Continuous Above 10 | No |  |  | 8892 | 86.2 | 103.16 | 5.2234 | 0.9983 | 4000 | 70
PEP76T86 | Eaton (formerly Cooper Lighting) | McGraw-Edison | CNC-E03-LED-Voltages Include [120V to 277V]-CQ-[All Color]-Options Include [DIM, HA, 2L, WM, L90, R90, TR, TMB, SM, LCF, OSX]-[All Accessories] | Outdoor Luminaires | Mid Output | Parking Garage Luminaires | Standard | FALSE | [9 empty] | 10/1/2015 12:00:00 AM | Dimmable | Continuous Above 10 | No |  |  | 9320 | 127.5 | 73.1 | 5.3229 | 0.9978 | 4000 | 70
PBBNPYQH | Eaton (formerly Cooper Lighting) | McGraw-Edison | VPL-E04-LED-Voltages Include [120V to 277V, 347V]-GL4-[All Color]-Options Include [DIM, 2L, WM, L90, R90, TR, TMB, PBG, SM, STMB, LCF, OSX, DIMRF-LW, DIMRF-LN]-[All Accessories] | Outdoor Luminaires | High Output | Parking Garage Luminaires | Standard | FALSE | [9 empty] | 10/1/2015 12:00:00 AM | Dimmable | Continuous Above 10 | No |  |  | 11533 | 113.6 | 101.52 | 5.0455 | 0.9985 | 4000 | 70
P25PQWYF | Eaton (formerly Cooper Lighting) | McGraw-Edison | VPL-F04-LED-Voltages Include [120V to 277V, 347V, 480V]-CPL-[All Color]-Options Include [2L, WM, L90, R90, TR, TMB, PBG, SM, STMB, LCF, OSX]-[All Accessories] | Outdoor Luminaires | Mid Output | Parking Garage Luminaires | Standard | FALSE | [9 empty] | 10/1/2015 12:00:00 AM | Not Dimmable | Not Dimmable | No |  |  | 8891 | 87 | 102.2 | 4.845 | 0.998 | 4000 | 70
PHJ4DFR8 | Eaton (formerly Cooper Lighting) | McGraw-Edison | VPL-F01-LED-Voltages Include [120V to 277V, 347V]-SQ-[All Color]-Options Include [HA, WM, L90, R90, TR, TMB, PBG, SM, STMB, LCF, ICP]-[All Accessories] | Outdoor Luminaires | Low Output | Parking Garage Luminaires | Standard | FALSE | [9 empty] | 10/1/2015 12:00:00 AM | Not Dimmable | Not Dimmable | No |  |  | 2531 | 97.9 | 25.85 | 10.263 | 0.965 | 4000 | 70
PVU9R89X | Eaton (formerly Cooper Lighting) | McGraw-Edison | VPL-F02-LED-Voltages Include [120V to 277V, 347V, 480V]-CPL-[All Color]-Options Include [DIM, HA, 2L, WM, L90, R90, TR, TMB, PBG, SM, STMB, LCF, OSX, DIMRF-LW, DIMRF-LN]-[All Accessories] | Outdoor Luminaires | Low Output | Parking Garage Luminaires | Standard | FALSE | [9 empty] | 10/1/2015 12:00:00 AM | Dimmable | Continuous Above 10 | No |  |  | 4443 | 86.4 | 51.42 | 5.6908 | 0.9979 | 4000 | 70
P83AFEN5 | Eaton (formerly Cooper Lighting) | McGraw-Edison | VPL-F02-LED-Voltages Include [120V to 277V, 347V]-CQ-[All Color]-Options Include [DIM, HA, 2L, WM, L90, R90, TR, TMB, PBG, SM, STMB, LCF, OSX, DIMRF-LW, DIMRF-LN]-[All Accessories] | Outdoor Luminaires | Mid Output | Parking Garage Luminaires | Standard | FALSE | [9 empty] | 10/1/2015 12:00:00 AM | Dimmable | Continuous Above 10 | No |  |  | 5126 | 99.7 | 51.42 | 5.6908 | 0.9979 | 4000 | 70
PKPXW3UE | Eaton (formerly Cooper Lighting) | McGraw-Edison | VPL-F03-LED-Voltages Include [120V to 277V, 347V, 480V]-CPR-[All Color]-Options Include [DIM, HA, 2L, WM, L90, R90, TR, TMB, PBG, SM, STMB, LCF, OSX, DIMRF-LW, DIMRF-LN]-[All Accessories] | Outdoor Luminaires | Mid Output | Parking Garage Luminaires | Standard | FALSE | [9 empty] | 10/1/2015 12:00:00 AM | Dimmable | Continuous Above 10 | No |  |  | 6671 | 86.5 | 77.12 | 5.1443 | 0.9979 | 4000 | 70
PQXQ52S3 | Eaton (formerly Cooper Lighting) | McGraw-Edison | VPL-F03-LED-Voltages Include [120V to 277V, 347V]-RW-[All Color]-Options Include [HA, 2L, WM, L90, R90, TR, TMB, PBG, SM, STMB, LCF, OSX]-[All Accessories] | Outdoor Luminaires | Mid Output | Parking Garage Luminaires | Standard | FALSE | [9 empty] | 10/1/2015 12:00:00 AM | Not Dimmable | Not Dimmable | No |  |  | 7434 | 95 | 78.25 | 5.97 | 0.998 | 4000 | 70
PGNYBZKM | Eaton (formerly Cooper Lighting) | McGraw-Edison | CNC-F02-LED-Voltages Include [120V to 277V, 347V]-GL3-[All Color]-Options Include [HA, 2L, WM, L90, R90, TR, TMB, SM, LCF, OSX]-[All Accessories] | Outdoor Luminaires | Low Output | Parking Garage Luminaires | Standard | FALSE | [9 empty] | 10/1/2015 12:00:00 AM | Not Dimmable | Not Dimmable | No |  |  | 4898 | 89 | 55.031 | 6.113 | 0.998 | 4000 | 70
P8R6WVXB | Eaton (formerly Cooper Lighting) | McGraw-Edison | CNC-F02-LED-Voltages Include [120V to 277V, 347V, 480V]-CPL-[All Color]-Options Include [DIM, HA, 2L, WM, L90, R90, TR, TMB, SM, LCF, OSX]-[All Accessories] | Outdoor Luminaires | Low Output | Parking Garage Luminaires | Standard | FALSE | [9 empty] | 10/1/2015 12:00:00 AM | Dimmable | Continuous Above 10 | No |  |  | 4443 | 86.4 | 51.419 | 5.6908 | 0.9979 | 4000 | 70
PQCJQWP1 | Eaton (formerly Cooper Lighting) | McGraw-Edison | CNC-F03-LED-Voltages Include [120V to 277V, 347V]-GL4-[All Color]-Options Include [HA, 2L, WM, L90, R90, TR, TMB, SM, LCF, OSX]-[All Accessories] | Outdoor Luminaires | Mid Output | Parking Garage Luminaires | Standard | FALSE | [9 empty] | 10/1/2015 12:00:00 AM | Not Dimmable | Not Dimmable | No |  |  | 7136 | 91.2 | 78.25 | 5.97 | 0.998 | 4000 | 70
PXWBB7EZ | Eaton (formerly Cooper Lighting) | McGraw-Edison | CNC-F03-LED-Voltages Include [120V to 277V, 347V]-RW-[All Color]-Options Include [HA, 2L, WM, L90, R90, TR, TMB, SM, LCF, OSX]-[All Accessories] | Outdoor Luminaires | Mid Output | Parking Garage Luminaires | Standard | FALSE | [9 empty] | 10/1/2015 12:00:00 AM | Not Dimmable | Not Dimmable | No |  |  | 7434 | 95 | 78.25 | 5.97 | 0.998 | 4000 | 70
P23W371Q | Eaton (formerly Cooper Lighting) | McGraw-Edison | CNC-E03-LED-Voltages Include [120V to 277V]-RW-[All Color]-Options Include [DIM, HA, 2L, WM, L90, R90, TR, TMB, SM, LCF, OSX]-[All Accessories] | Outdoor Luminaires | Mid Output | Parking Garage Luminaires | Standard | FALSE | [9 empty] | 10/1/2015 12:00:00 AM | Dimmable | Continuous Above 10 | No |  |  | 9013 | 123.3 | 73.1 | 5.3229 | 0.9978 | 4000 | 70
P97JWWZJ | Eaton (formerly Cooper Lighting) | McGraw-Edison | CNC-E03-LED-Voltages Include [120V to 277V]-CQ-[All Color]-Options Include [HA, 2L, WM, L90, R90, TR, TMB, SM, LCF, OSX]-[All Accessories] | Outdoor Luminaires | Mid Output | Parking Garage Luminaires | Standard | FALSE | [9 empty] | 10/1/2015 12:00:00 AM | Not Dimmable | Not Dimmable | No |  |  | 9323 | 123.9 | 75.244 | 6.008 | 0.998 | 4000 | 70
PM1SFDQ8 | Eaton (formerly Cooper Lighting) | McGraw-Edison | VPL-E03-LED-Voltages Include [120V to 277V]-GL4-[All Color]-Options Include [DIM, HA, 2L, WM, L90, R90, TR, TMB, PBG, SM, STMB, LCF, OSX, DIMRF-LW, DIMRF-LN]-[All Accessories] | Outdoor Luminaires | Mid Output | Parking Garage Luminaires | Standard | FALSE | [9 empty] | 10/1/2015 12:00:00 AM | Dimmable | Continuous Above 10 | No |  |  | 8648 | 118.3 | 73.1 | 5.3229 | 0.9978 | 4000 | 70
P9HEETHC | Eaton (formerly Cooper Lighting) | McGraw-Edison | VPL-E04-LED-Voltages Include [120V to 277V]-WQ-[All Color]-Options Include [2L, WM, L90, R90, TR, TMB, PBG, SM, STMB, LCF, OSX]-[All Accessories] | Outdoor Luminaires | High Output | Parking Garage Luminaires | Standard | FALSE | [9 empty] | 10/1/2015 12:00:00 AM | Not Dimmable | Not Dimmable | No |  |  | 12370 | 127.2 | 97.25 | 4.88 | 0.998 | 4000 | 70
P5ZT8MVS | Eaton (formerly Cooper Lighting) | McGraw-Edison | VPL-E04-LED-Voltages Include [120V to 277V, 347V]-CPR-[All Color]-Options Include [2L, WM, L90, R90, TR, TMB, PBG, SM, STMB, LCF, OSX]-[All Accessories] | Outdoor Luminaires | High Output | Parking Garage Luminaires | Standard | FALSE | [9 empty] | 10/1/2015 12:00:00 AM | Not Dimmable | Not Dimmable | No |  |  | 10775 | 110.8 | 97.25 | 4.88 | 0.998 | 4000 | 70
PW66J5H4 | Eaton (formerly Cooper Lighting) | McGraw-Edison | VPL-E03-LED-Voltages Include [120V to 277V]-GL2-[All Color]-Options Include [DIM, HA, 2L, WM, L90, R90, TR, TMB, PBG, SM, STMB, LCF, OSX, DIMRF-LW, DIMRF-LN]-[All Accessories] | Outdoor Luminaires | Mid Output | Parking Garage Luminaires | Standard | FALSE | [9 empty] | 10/1/2015 12:00:00 AM | Dimmable | Continuous Above 10 | No |  |  | 8787 | 120.2 | 73.1 | 5.3229 | 0.9978 | 4000 | 70
PK72MBW7 | Eaton (formerly Cooper Lighting) | McGraw-Edison | VPL-E02-LED-Voltages Include [120V to 277V]-SQ-[All Color]-Options Include [HA, 2L, WM, L90, R90, TR, TMB, PBG, SM, STMB, LCF, OSX]-[All Accessories] | Outdoor Luminaires | Mid Output | Parking Garage Luminaires | Standard | FALSE | [9 empty] | 10/1/2015 12:00:00 AM | Not Dimmable | Not Dimmable | No |  |  | 6132 | 117.8 | 52.06 | 6.358 | 0.997 | 4000 | 70
PSGM6F4D | Eaton (formerly Cooper Lighting) | McGraw-Edison | CNC-F01-LED-Voltages Include [120V to 277V, 347V]-RW-[All Color]-Options Include [HA, WM, L90, R90, TR, TMB, SM, LCF, ICP]-[All Accessories] | Outdoor Luminaires | Low Output | Parking Garage Luminaires | Standard | FALSE | [9 empty] | 10/1/2015 12:00:00 AM | Not Dimmable | Not Dimmable | No |  |  | 2479 | 95.9 | 25.852 | 10.263 | 0.965 | 4000 | 70
PE9YYH4G | Eaton (formerly Cooper Lighting) | McGraw-Edison | CNC-F01-LED-Voltages Include [120V to 277V, 347V]-SQ-[All Color]-Options Include [HA, WM, L90, R90, TR, TMB, SM, LCF, ICP]-[All Accessories] | Outdoor Luminaires | Low Output | Parking Garage Luminaires | Standard | FALSE | [9 empty] | 10/1/2015 12:00:00 AM | Not Dimmable | Not Dimmable | No |  |  | 2531 | 97.9 | 25.852 | 10.263 | 0.965 | 4000 | 70
PTT4Y1Q6 | Eaton (formerly Cooper Lighting) | McGraw-Edison | CNC-E01-LED-Voltages Include [120V to 277V]-RW-[All Color]-Options Include [HA, WM, L90, R90, TR, TMB, SM, LCF, ICP]-[All Accessories] | Outdoor Luminaires | Low Output | Parking Garage Luminaires | Standard | FALSE | [9 empty] | 10/1/2015 12:00:00 AM | Not Dimmable | Not Dimmable | No |  |  | 3003 | 121.6 | 24.699 | 11.129 | 0.963 | 4000 | 70
PENYTEQC | Eaton (formerly Cooper Lighting) | McGraw-Edison | CNC-E02-LED-Voltages Include [120V to 277V]-SQ-[All Color]-Options Include [DIM, HA, 2L, WM, L90, R90, TR, TMB, SM, LCF, OSX]-[All Accessories] | Outdoor Luminaires | Mid Output | Parking Garage Luminaires | Standard | FALSE | [9 empty] | 10/1/2015 12:00:00 AM | Dimmable | Continuous Above 10 | No |  |  | 6130 | 126.7 | 48.381 | 6.1784 | 0.9975 | 4000 | 70
P5KF92UM | Eaton (formerly Cooper Lighting) | McGraw-Edison | CNC-F03-LED-Voltages Include [120V to 277V, 347V, 480V]-CPR-[All Color]-Options Include [DIM, HA, 2L, WM, L90, R90, TR, TMB, SM, LCF, OSX]-[All Accessories] | Outdoor Luminaires | Mid Output | Parking Garage Luminaires | Standard | FALSE | [9 empty] | 10/1/2015 12:00:00 AM | Dimmable | Continuous Above 10 | No |  |  | 6671 | 86.5 | 77.12 | 5.1443 | 0.9979 | 4000 | 70
PDATF4AM | Eaton (formerly Cooper Lighting) | McGraw-Edison | CNC-F03-LED-Voltages Include [120V to 277V, 347V]-GL3-[All Color]-Options Include [DIM, HA, 2L, WM, L90, R90, TR, TMB, SM, LCF, OSX]-[All Accessories] | Outdoor Luminaires | Mid Output | Parking Garage Luminaires | Standard | FALSE | [9 empty] | 10/1/2015 12:00:00 AM | Dimmable | Continuous Above 10 | No |  |  | 7350 | 95.3 | 77.12 | 5.1443 | 0.9979 | 4000 | 70
PEST2JDS | Eaton (formerly Cooper Lighting) | McGraw-Edison | CNC-F03-LED-Voltages Include [120V to 277V, 347V]-RW-[All Color]-Options Include [DIM, HA, 2L, WM, L90, R90, TR, TMB, SM, LCF, OSX]-[All Accessories] | Outdoor Luminaires | Mid Output | Parking Garage Luminaires | Standard | FALSE | [9 empty] | 10/1/2015 12:00:00 AM | Dimmable | Continuous Above 10 | No |  |  | 7434 | 96.4 | 77.12 | 5.1443 | 0.9979 | 4000 | 70
P2EBWYY9 | Eaton (formerly Cooper Lighting) | McGraw-Edison | CNC-E03-LED-Voltages Include [120V to 277V, 347V]-CPL-[All Color]-Options Include [DIM, HA, 2L, WM, L90, R90, TR, TMB, SM, LCF, OSX]-[All Accessories] | Outdoor Luminaires | Mid Output | Parking Garage Luminaires | Standard | FALSE | [9 empty] | 10/1/2015 12:00:00 AM | Dimmable | Continuous Above 10 | No |  |  | 8078 | 110.5 | 73.1 | 5.3229 | 0.9978 | 4000 | 70
PUSTBHRS | Eaton (formerly Cooper Lighting) | McGraw-Edison | CNC-F04-LED-Voltages Include [120V to 277V, 347V]-GL3-[All Color]-Options Include [2L, WM, L90, R90, TR, TMB, SM, LCF, OSX]-[All Accessories] | Outdoor Luminaires | Mid Output | Parking Garage Luminaires | Standard | FALSE | [9 empty] | 10/1/2015 12:00:00 AM | Not Dimmable | Not Dimmable | No |  |  | 9801 | 95.9 | 102.2 | 4.845 | 0.998 | 4000 | 70
PF5XHZYS | Eaton (formerly Cooper Lighting) | McGraw-Edison | CNC-F04-LED-Voltages Include [120V to 277V, 347V]-WQ-[All Color]-Options Include [2L, WM, L90, R90, TR, TMB, SM, LCF, OSX]-[All Accessories] | Outdoor Luminaires | High Output | Parking Garage Luminaires | Standard | FALSE | [9 empty] | 10/1/2015 12:00:00 AM | Not Dimmable | Not Dimmable | No |  |  | 10210 | 99.9 | 102.2 | 4.845 | 0.998 | 4000 | 70
P29Y6EQF | Eaton (formerly Cooper Lighting) | McGraw-Edison | CNC-F04-LED-Voltages Include [120V to 277V, 347V]-CQ-[All Color]-Options Include [DIM, 2L, WM, L90, R90, TR, TMB, SM, LCF, OSX]-[All Accessories] | Outdoor Luminaires | High Output | Parking Garage Luminaires | Standard | FALSE | [9 empty] | 10/1/2015 12:00:00 AM | Dimmable | Continuous Above 10 | No |  |  | 10254 | 99.4 | 103.16 | 5.2234 | 0.9983 | 4000 | 70
PRJYZX8F | Eaton (formerly Cooper Lighting) | McGraw-Edison | CNC-F04-LED-Voltages Include [120V to 277V, 347V]-CQ-[All Color]-Options Include [2L, WM, L90, R90, TR, TMB, SM, LCF, OSX]-[All Accessories] | Outdoor Luminaires | High Output | Parking Garage Luminaires | Standard | FALSE | [9 empty] | 10/1/2015 12:00:00 AM | Not Dimmable | Not Dimmable | No |  |  | 10261 | 100.4 | 102.2 | 4.845 | 0.998 | 4000 | 70
PEDGMHZY | Eaton (formerly Cooper Lighting) | McGraw-Edison | CNC-E04-LED-Voltages Include [120V to 277V, 347V]-GL4-[All Color]-Options Include [DIM, 2L, WM, L90, R90, TR, TMB, SM, LCF, OSX]-[All Accessories] | Outdoor Luminaires | High Output | Parking Garage Luminaires | Standard | FALSE | [9 empty] | 10/1/2015 12:00:00 AM | Dimmable | Continuous Above 10 | No |  |  | 11533 | 113.6 | 101.52 | 5.0455 | 0.9985 | 4000 | 70
P1TCZ6DG | Eaton (formerly Cooper Lighting) | McGraw-Edison | CNC-F02-LED-Voltages Include [120V to 277V, 347V]-GL4-[All Color]-Options Include [DIM, HA, 2L, WM, L90, R90, TR, TMB, SM, LCF, OSX]-[All Accessories] | Outdoor Luminaires | Low Output | Parking Garage Luminaires | Standard | FALSE | [9 empty] | 10/1/2015 12:00:00 AM | Dimmable | Continuous Above 10 | No |  |  | 4756 | 92.5 | 51.419 | 5.6908 | 0.9979 | 4000 | 70
P5SH35F2 | Eaton (formerly Cooper Lighting) | McGraw-Edison | CNC-F02-LED-Voltages Include [120V to 277V, 347V]-CQ-[All Color]-Options Include [HA, 2L, WM, L90, R90, TR, TMB, SM, LCF, OSX]-[All Accessories] | Outdoor Luminaires | Mid Output | Parking Garage Luminaires | Standard | FALSE | [9 empty] | 10/1/2015 12:00:00 AM | Not Dimmable | Not Dimmable | No |  |  | 5129 | 93.2 | 55.031 | 6.113 | 0.998 | 4000 | 70
PAGSMWD4 | Eaton (formerly Cooper Lighting) | McGraw-Edison | VPL-E03-LED-Voltages Include [120V to 277V]-WQ-[All Color]-Options Include [DIM, HA, 2L, WM, L90, R90, TR, TMB, PBG, SM, STMB, LCF, OSX, DIMRF-LW, DIMRF-LN]-[All Accessories] | Outdoor Luminaires | Mid Output | Parking Garage Luminaires | Standard | FALSE | [9 empty] | 10/1/2015 12:00:00 AM | Dimmable | Continuous Above 10 | No |  |  | 9276 | 126.9 | 73.1 | 5.3229 | 0.9978 | 4000 | 70
PP3PX8NM | Eaton (formerly Cooper Lighting) | McGraw-Edison | VPL-F04-LED-Voltages Include [120V to 277V, 347V]-WQ-[All Color]-Options Include [2L, WM, L90, R90, TR, TMB, PBG, SM, STMB, LCF, OSX]-[All Accessories] | Outdoor Luminaires | High Output | Parking Garage Luminaires | Standard | FALSE | [9 empty] | 10/1/2015 12:00:00 AM | Not Dimmable | Not Dimmable | No |  |  | 10210 | 99.9 | 102.2 | 4.845 | 0.998 | 4000 | 70
P43R4HDR | Eaton (formerly Cooper Lighting) | McGraw-Edison | VPL-E04-LED-Voltages Include [120V to 277V]-WQ-[All Color]-Options Include [DIM, 2L, WM, L90, R90, TR, TMB, PBG, SM, STMB, LCF, OSX, DIMRF-LW, DIMRF-LN]-[All Accessories] | Outdoor Luminaires | High Output | Parking Garage Luminaires | Standard | FALSE | [9 empty] | 10/1/2015 12:00:00 AM | Dimmable | Continuous Above 10 | No |  |  | 12365 | 121.8 | 101.52 | 5.0455 | 0.9985 | 4000 | 70
P3XS6TZJ | Eaton (formerly Cooper Lighting) | McGraw-Edison | VPL-E04-LED-Voltages Include [120V to 277V]-CQ-[All Color]-Options Include [DIM, 2L, WM, L90, R90, TR, TMB, PBG, SM, STMB, LCF, OSX, DIMRF-LW, DIMRF-LN]-[All Accessories] | Outdoor Luminaires | High Output | Parking Garage Luminaires | Standard | FALSE | [9 empty] | 10/1/2015 12:00:00 AM | Dimmable | Continuous Above 10 | No |  |  | 12426 | 122.4 | 101.52 | 5.0455 | 0.9985 | 4000 | 70
PA6QN2E2 | Eaton (formerly Cooper Lighting) | McGraw-Edison | VPL-E03-LED-Voltages Include [120V to 277V]-GL3-[All Color]-Options Include [HA, 2L, WM, L90, R90, TR, TMB, PBG, SM, STMB, LCF, OSX]-[All Accessories] | Outdoor Luminaires | Mid Output | Parking Garage Luminaires | Standard | FALSE | [9 empty] | 10/1/2015 12:00:00 AM | Not Dimmable | Not Dimmable | No |  |  | 8909 | 118.4 | 75.24 | 6.008 | 0.998 | 4000 | 70
PFA4X2GR | Eaton (formerly Cooper Lighting) | McGraw-Edison | VPL-E03-LED-Voltages Include [120V to 277V]-SQ-[All Color]-Options Include [DIM, HA, 2L, WM, L90, R90, TR, TMB, PBG, SM, STMB, LCF, OSX, DIMRF-LW, DIMRF-LN]-[All Accessories] | Outdoor Luminaires | Mid Output | Parking Garage Luminaires | Standard | FALSE | [9 empty] | 10/1/2015 12:00:00 AM | Dimmable | Continuous Above 10 | No |  |  | 9196 | 125.8 | 73.1 | 5.3229 | 0.9978 | 4000 | 70
PTSTY54H | Eaton (formerly Cooper Lighting) | McGraw-Edison | VPL-F04-LED-Voltages Include [120V to 277V, 347V]-GL2-[All Color]-Options Include [DIM, 2L, WM, L90, R90, TR, TMB, PBG, SM, STMB, LCF, OSX, DIMRF-LW, DIMRF-LN]-[All Accessories] | Outdoor Luminaires | Mid Output | Parking Garage Luminaires | Standard | FALSE | [9 empty] | 10/1/2015 12:00:00 AM | Dimmable | Continuous Above 10 | No |  |  | 9666 | 93.7 | 103.16 | 5.2234 | 0.9983 | 4000 | 70
P2Q4ZZCN | Eaton (formerly Cooper Lighting) | McGraw-Edison | VPL-F04-LED-Voltages Include [120V to 277V, 347V]-GL2-[All Color]-Options Include [2L, WM, L90, R90, TR, TMB, PBG, SM, STMB, LCF, OSX]-[All Accessories] | Outdoor Luminaires | Mid Output | Parking Garage Luminaires | Standard | FALSE | [9 empty] | 10/1/2015 12:00:00 AM | Not Dimmable | Not Dimmable | No |  |  | 9668 | 94.6 | 102.2 | 4.845 | 0.998 | 4000 | 70
PXS669SR | Eaton (formerly Cooper Lighting) | McGraw-Edison | VPL-F04-LED-Voltages Include [120V to 277V, 347V]-RW-[All Color]-Options Include [2L, WM, L90, R90, TR, TMB, PBG, SM, STMB, LCF, OSX]-[All Accessories] | Outdoor Luminaires | Mid Output | Parking Garage Luminaires | Standard | FALSE | [9 empty] | 10/1/2015 12:00:00 AM | Not Dimmable | Not Dimmable | No |  |  | 9913 | 97 | 102.2 | 4.845 | 0.998 | 4000 | 70
PHY3UWR3 | Eaton (formerly Cooper Lighting) | McGraw-Edison | VPL-F04-LED-Voltages Include [120V to 277V, 347V]-RW-[All Color]-Options Include [DIM, 2L, WM, L90, R90, TR, TMB, PBG, SM, STMB, LCF, OSX, DIMRF-LW, DIMRF-LN]-[All Accessories] | Outdoor Luminaires | Mid Output | Parking Garage Luminaires | Standard | FALSE | [9 empty] | 10/1/2015 12:00:00 AM | Dimmable | Continuous Above 10 | No |  |  | 9914 | 96.1 | 103.16 | 5.2234 | 0.9983 | 4000 | 70
PNX38T2F | Eaton (formerly Cooper Lighting) | McGraw-Edison | VPL-F04-LED-Voltages Include [120V to 277V, 347V]-SQ-[All Color]-Options Include [2L, WM, L90, R90, TR, TMB, PBG, SM, STMB, LCF, OSX]-[All Accessories] | Outdoor Luminaires | High Output | Parking Garage Luminaires | Standard | FALSE | [9 empty] | 10/1/2015 12:00:00 AM | Not Dimmable | Not Dimmable | No |  |  | 10118 | 99 | 102.2 | 4.845 | 0.998 | 4000 | 70
PYYVF69V | Eaton (formerly Cooper Lighting) | McGraw-Edison | VPL-F04-LED-Voltages Include [120V to 277V, 347V]-SQ-[All Color]-Options Include [DIM, 2L, WM, L90, R90, TR, TMB, PBG, SM, STMB, LCF, OSX, DIMRF-LW, DIMRF-LN]-[All Accessories] | Outdoor Luminaires | High Output | Parking Garage Luminaires | Standard | FALSE | [9 empty] | 10/1/2015 12:00:00 AM | Dimmable | Continuous Above 10 | No |  |  | 10120 | 98.1 | 103.16 | 5.2234 | 0.9983 | 4000 | 70
P22JWGAE | Eaton (formerly Cooper Lighting) | McGraw-Edison | VPL-F04-LED-Voltages Include [120V to 277V, 347V]-CQ-[All Color]-Options Include [2L, WM, L90, R90, TR, TMB, PBG, SM, STMB, LCF, OSX]-[All Accessories] | Outdoor Luminaires | High Output | Parking Garage Luminaires | Standard | FALSE | [9 empty] | 10/1/2015 12:00:00 AM | Not Dimmable | Not Dimmable | No |  |  | 10261 | 100.4 | 102.2 | 4.845 | 0.998 | 4000 | 70
PPTKFBJS | Eaton (formerly Cooper Lighting) | McGraw-Edison | VPL-E04-LED-Voltages Include [120V to 277V]-GL4-[All Color]-Options Include [2L, WM, L90, R90, TR, TMB, PBG, SM, STMB, LCF, OSX]-[All Accessories] | Outdoor Luminaires | High Output | Parking Garage Luminaires | Standard | FALSE | [9 empty] | 10/1/2015 12:00:00 AM | Not Dimmable | Not Dimmable | No |  |  | 11524 | 118.5 | 97.25 | 4.88 | 0.998 | 4000 | 70
PKJBHQEA | Eaton (formerly Cooper Lighting) | McGraw-Edison | VPL-F04-LED-Voltages Include [120V to 277V, 347V, 480V]-CPR-[All Color]-Options Include [2L, WM, L90, R90, TR, TMB, PBG, SM, STMB, LCF, OSX]-[All Accessories] | Outdoor Luminaires | Mid Output | Parking Garage Luminaires | Standard | FALSE | [9 empty] | 10/1/2015 12:00:00 AM | Not Dimmable | Not Dimmable | No |  |  | 8891 | 87 | 102.2 | 4.845 | 0.998 | 4000 | 70
PWJE3CN5 | Eaton (formerly Cooper Lighting) | McGraw-Edison | VPL-F04-LED-Voltages Include [120V to 277V, 347V, 480V]-CPL-[All Color]-Options Include [DIM, 2L, WM, L90, R90, TR, TMB, PBG, SM, STMB, LCF, OSX, DIMRF-LW, DIMRF-LN]-[All Accessories] | Outdoor Luminaires | Mid Output | Parking Garage Luminaires | Standard | FALSE | [9 empty] | 10/1/2015 12:00:00 AM | Dimmable | Continuous Above 10 | No |  |  | 8892 | 86.2 | 103.16 | 5.2234 | 0.9983 | 4000 | 70
PAS4JUYU | Eaton (formerly Cooper Lighting) | McGraw-Edison | VPL-F04-LED-Voltages Include [120V to 277V, 347V, 480V]-CPR-[All Color]-Options Include [DIM, 2L, WM, L90, R90, TR, TMB, PBG, SM, STMB, LCF, OSX, DIMRF-LW, DIMRF-LN]-[All Accessories] | Outdoor Luminaires | Mid Output | Parking Garage Luminaires | Standard | FALSE | [9 empty] | 10/1/2015 12:00:00 AM | Dimmable | Continuous Above 10 | No |  |  | 8892 | 86.2 | 103.16 | 5.2234 | 0.9983 | 4000 | 70
PCYFHEAD | Eaton (formerly Cooper Lighting) | McGraw-Edison | VPL-E03-LED-Voltages Include [120V to 277V, 347V]-GL2-[All Color]-Options Include [HA, 2L, WM, L90, R90, TR, TMB, PBG, SM, STMB, LCF, OSX]-[All Accessories] | Outdoor Luminaires | Mid Output | Parking Garage Luminaires | Standard | FALSE | [9 empty] | 10/1/2015 12:00:00 AM | Not Dimmable | Not Dimmable | No |  |  | 8781 | 116.7 | 75.24 | 6.008 | 0.998 | 4000 | 70
P6CDYRY2 | Eaton (formerly Cooper Lighting) | McGraw-Edison | VPL-E03-LED-Voltages Include [120V to 277V]-CQ-[All Color]-Options Include [HA, 2L, WM, L90, R90, TR, TMB, PBG, SM, STMB, LCF, OSX]-[All Accessories] | Outdoor Luminaires | Mid Output | Parking Garage Luminaires | Standard | FALSE | [9 empty] | 10/1/2015 12:00:00 AM | Not Dimmable | Not Dimmable | No |  |  | 9323 | 123.9 | 75.24 | 6.008 | 0.998 | 4000 | 70
PNEYUW5E | Eaton (formerly Cooper Lighting) | McGraw-Edison | VPL-E03-LED-Voltages Include [120V to 277V, 347V]-CPL-[All Color]-Options Include [HA, 2L, WM, L90, R90, TR, TMB, PBG, SM, STMB, LCF, OSX]-[All Accessories] | Outdoor Luminaires | Mid Output | Parking Garage Luminaires | Standard | FALSE | [9 empty] | 10/1/2015 12:00:00 AM | Not Dimmable | Not Dimmable | No |  |  | 8081 | 107.4 | 75.24 | 6.008 | 0.998 | 4000 | 70
PJ9HMR8E | Eaton (formerly Cooper Lighting) | McGraw-Edison | VPL-E03-LED-Voltages Include [120V to 277V, 347V]-GL4-[All Color]-Options Include [HA, 2L, WM, L90, R90, TR, TMB, PBG, SM, STMB, LCF, OSX]-[All Accessories] | Outdoor Luminaires | Mid Output | Parking Garage Luminaires | Standard | FALSE | [9 empty] | 10/1/2015 12:00:00 AM | Not Dimmable | Not Dimmable | No |  |  | 8646 | 114.9 | 75.24 | 6.008 | 0.998 | 4000 | 70
PM9RF51N | Eaton (formerly Cooper Lighting) | McGraw-Edison | VPL-F02-LED-Voltages Include [120V to 277V, 347V, 480V]-CPR-[All Color]-Options Include [HA, 2L, WM, L90, R90, TR, TMB, PBG, SM, STMB, LCF, OSX]-[All Accessories] | Outdoor Luminaires | Low Output | Parking Garage Luminaires | Standard | FALSE | [9 empty] | 10/1/2015 12:00:00 AM | Not Dimmable | Not Dimmable | No |  |  | 4447 | 80.8 | 55.03 | 6.113 | 0.998 | 4000 | 70
PNJMN34Y | Eaton (formerly Cooper Lighting) | McGraw-Edison | VPL-F02-LED-Voltages Include [120V to 277V, 347V]-GL2-[All Color]-Options Include [DIM, HA, 2L, WM, L90, R90, TR, TMB, PBG, SM, STMB, LCF, OSX, DIMRF-LW, DIMRF-LN]-[All Accessories] | Outdoor Luminaires | Low Output | Parking Garage Luminaires | Standard | FALSE | [9 empty] | 10/1/2015 12:00:00 AM | Dimmable | Continuous Above 10 | No |  |  | 4833 | 94 | 51.42 | 5.6908 | 0.9979 | 4000 | 70
P24185FM | Eaton (formerly Cooper Lighting) | McGraw-Edison | VPL-F02-LED-Voltages Include [120V to 277V, 347V]-GL3-[All Color]-Options Include [HA, 2L, WM, L90, R90, TR, TMB, PBG, SM, STMB, LCF, OSX]-[All Accessories] | Outdoor Luminaires | Low Output | Parking Garage Luminaires | Standard | FALSE | [9 empty] | 10/1/2015 12:00:00 AM | Not Dimmable | Not Dimmable | No |  |  | 4898 | 89 | 55.03 | 6.113 | 0.998 | 4000 | 70
PUQF4EH2 | Eaton (formerly Cooper Lighting) | McGraw-Edison | VPL-E01-LED-Voltages Include [120V to 277V]-RW-[All Color]-Options Include [HA, WM, L90, R90, TR, TMB, PBG, SM, STMB, LCF, ICP]-[All Accessories] | Outdoor Luminaires | Low Output | Parking Garage Luminaires | Standard | FALSE | [9 empty] | 10/1/2015 12:00:00 AM | Not Dimmable | Not Dimmable | No |  |  | 3003 | 121.6 | 24.7 | 11.129 | 0.963 | 4000 | 70
PMVEMSE5 | Eaton (formerly Cooper Lighting) | McGraw-Edison | VPL-F02-LED-Voltages Include [120V to 277V, 347V, 480V]-CPL-[All Color]-Options Include [HA, 2L, WM, L90, R90, TR, TMB, PBG, SM, STMB, LCF, OSX]-[All Accessories] | Outdoor Luminaires | Low Output | Parking Garage Luminaires | Standard | FALSE | [9 empty] | 10/1/2015 12:00:00 AM | Not Dimmable | Not Dimmable | No |  |  | 4447 | 80.8 | 55.03 | 6.113 | 0.998 | 4000 | 70
PTXTMHJB | Eaton (formerly Cooper Lighting) | McGraw-Edison | VPL-F02-LED-Voltages Include [120V to 277V, 347V]-WQ-[All Color]-Options Include [DIM, HA, 2L, WM, L90, R90, TR, TMB, PBG, SM, STMB, LCF, OSX, DIMRF-LW, DIMRF-LN]-[All Accessories] | Outdoor Luminaires | Mid Output | Parking Garage Luminaires | Standard | FALSE | [9 empty] | 10/1/2015 12:00:00 AM | Dimmable | Continuous Above 10 | No |  |  | 5106 | 99.3 | 51.42 | 5.6908 | 0.9979 | 4000 | 70
PB1SZJMF | Eaton (formerly Cooper Lighting) | McGraw-Edison | VPL-E02-LED-Voltages Include [120V to 277V, 347V]-CPL-[All Color]-Options Include [DIM, HA, 2L, WM, L90, R90, TR, TMB, PBG, SM, STMB, LCF, OSX, DIMRF-LW, DIMRF-LN]-[All Accessories] | Outdoor Luminaires | Mid Output | Parking Garage Luminaires | Standard | FALSE | [9 empty] | 10/1/2015 12:00:00 AM | Dimmable | Continuous Above 10 | No |  |  | 5385 | 111.3 | 48.38 | 6.1784 | 0.9975 | 4000 | 70
P5JERWFG | Eaton (formerly Cooper Lighting) | McGraw-Edison | VPL-E02-LED-Voltages Include [120V to 277V, 347V]-CPL-[All Color]-Options Include [HA, 2L, WM, L90, R90, TR, TMB, PBG, SM, STMB, LCF, OSX]-[All Accessories] | Outdoor Luminaires | Mid Output | Parking Garage Luminaires | Standard | FALSE | [9 empty] | 10/1/2015 12:00:00 AM | Not Dimmable | Not Dimmable | No |  |  | 5388 | 103.5 | 52.06 | 6.358 | 0.997 | 4000 | 70
P9D7TPKK | Eaton (formerly Cooper Lighting) | McGraw-Edison | VPL-E02-LED-Voltages Include [120V to 277V, 347V]-GL2-[All Color]-Options Include [HA, 2L, WM, L90, R90, TR, TMB, PBG, SM, STMB, LCF, OSX]-[All Accessories] | Outdoor Luminaires | Mid Output | Parking Garage Luminaires | Standard | FALSE | [9 empty] | 10/1/2015 12:00:00 AM | Not Dimmable | Not Dimmable | No |  |  | 5856 | 112.5 | 52.06 | 6.358 | 0.997 | 4000 | 70
PKJG1PRF | Eaton (formerly Cooper Lighting) | McGraw-Edison | VPL-E02-LED-Voltages Include [120V to 277V]-GL3-[All Color]-Options Include [DIM, HA, 2L, WM, L90, R90, TR, TMB, PBG, SM, STMB, LCF, OSX, DIMRF-LW, DIMRF-LN]-[All Accessories] | Outdoor Luminaires | Mid Output | Parking Garage Luminaires | Standard | FALSE | [9 empty] | 10/1/2015 12:00:00 AM | Dimmable | Continuous Above 10 | No |  |  | 5936 | 122.7 | 48.38 | 6.1784 | 0.9975 | 4000 | 70
PCSYMQCG | Eaton (formerly Cooper Lighting) | McGraw-Edison | VPL-E02-LED-Voltages Include [120V to 277V]-CQ-[All Color]-Options Include [HA, 2L, WM, L90, R90, TR, TMB, PBG, SM, STMB, LCF, OSX]-[All Accessories] | Outdoor Luminaires | Mid Output | Parking Garage Luminaires | Standard | FALSE | [9 empty] | 10/1/2015 12:00:00 AM | Not Dimmable | Not Dimmable | No |  |  | 6216 | 119.4 | 52.06 | 6.358 | 0.997 | 4000 | 70
PKGZXCJX | Eaton (formerly Cooper Lighting) | McGraw-Edison | VPL-E02-LED-Voltages Include [120V to 277V]-CQ-[All Color]-Options Include [DIM, HA, 2L, WM, L90, R90, TR, TMB, PBG, SM, STMB, LCF, OSX, DIMRF-LW, DIMRF-LN]-[All Accessories] | Outdoor Luminaires | Mid Output | Parking Garage Luminaires | Standard | FALSE | [9 empty] | 10/1/2015 12:00:00 AM | Dimmable | Continuous Above 10 | No |  |  | 6217 | 128.5 | 48.38 | 6.1784 | 0.9975 | 4000 | 70
PE6K9RRC | Eaton (formerly Cooper Lighting) | McGraw-Edison | VPL-F03-LED-Voltages Include [120V to 277V, 347V, 480V]-CPL-[All Color]-Options Include [HA, 2L, WM, L90, R90, TR, TMB, PBG, SM, STMB, LCF, OSX]-[All Accessories] | Outdoor Luminaires | Mid Output | Parking Garage Luminaires | Standard | FALSE | [9 empty] | 10/1/2015 12:00:00 AM | Not Dimmable | Not Dimmable | No |  |  | 6667 | 85.2 | 78.25 | 5.97 | 0.998 | 4000 | 70
PSF3F1MY | Eaton (formerly Cooper Lighting) | McGraw-Edison | VPL-F03-LED-Voltages Include [120V to 277V, 347V, 480V]-CPR-[All Color]-Options Include [HA, 2L, WM, L90, R90, TR, TMB, PBG, SM, STMB, LCF, OSX]-[All Accessories] | Outdoor Luminaires | Mid Output | Parking Garage Luminaires | Standard | FALSE | [9 empty] | 10/1/2015 12:00:00 AM | Not Dimmable | Not Dimmable | No |  |  | 6667 | 85.2 | 78.25 | 5.97 | 0.998 | 4000 | 70
PWQ39K84 | Eaton (formerly Cooper Lighting) | McGraw-Edison | VPL-F03-LED-Voltages Include [120V to 277V, 347V]-GL4-[All Color]-Options Include [DIM, HA, 2L, WM, L90, R90, TR, TMB, PBG, SM, STMB, LCF, OSX, DIMRF-LW, DIMRF-LN]-[All Accessories] | Outdoor Luminaires | Mid Output | Parking Garage Luminaires | Standard | FALSE | [9 empty] | 10/1/2015 12:00:00 AM | Dimmable | Continuous Above 10 | No |  |  | 7134 | 92.5 | 77.12 | 5.1443 | 0.9979 | 4000 | 70
P551B4SG | Eaton (formerly Cooper Lighting) | McGraw-Edison | VPL-F03-LED-Voltages Include [120V to 277V, 347V]-GL4-[All Color]-Options Include [HA, 2L, WM, L90, R90, TR, TMB, PBG, SM, STMB, LCF, OSX]-[All Accessories] | Outdoor Luminaires | Mid Output | Parking Garage Luminaires | Standard | FALSE | [9 empty] | 10/1/2015 12:00:00 AM | Not Dimmable | Not Dimmable | No |  |  | 7136 | 91.2 | 78.25 | 5.97 | 0.998 | 4000 | 70
P6ETDHWE | Eaton (formerly Cooper Lighting) | McGraw-Edison | VPL-F03-LED-Voltages Include [120V to 277V, 347V]-GL2-[All Color]-Options Include [DIM, HA, 2L, WM, L90, R90, TR, TMB, PBG, SM, STMB, LCF, OSX, DIMRF-LW, DIMRF-LN]-[All Accessories] | Outdoor Luminaires | Mid Output | Parking Garage Luminaires | Standard | FALSE | [9 empty] | 10/1/2015 12:00:00 AM | Dimmable | Continuous Above 10 | No |  |  | 7249 | 94 | 77.12 | 5.1443 | 0.9979 | 4000 | 70
PATWQQ9A | Eaton (formerly Cooper Lighting) | McGraw-Edison | VPL-E02-LED-Voltages Include [120V to 277V]-SQ-[All Color]-Options Include [DIM, HA, 2L, WM, L90, R90, TR, TMB, PBG, SM, STMB, LCF, OSX, DIMRF-LW, DIMRF-LN]-[All Accessories] | Outdoor Luminaires | Mid Output | Parking Garage Luminaires | Standard | FALSE | [9 empty] | 10/1/2015 12:00:00 AM | Dimmable | Continuous Above 10 | No |  |  | 6130 | 126.7 | 48.38 | 6.1784 | 0.9975 | 4000 | 70
P8KQHPFD | Eaton (formerly Cooper Lighting) | McGraw-Edison | VPL-F03-LED-Voltages Include [120V to 277V, 347V]-RW-[All Color]-Options Include [DIM, HA, 2L, WM, L90, R90, TR, TMB, PBG, SM, STMB, LCF, OSX, DIMRF-LW, DIMRF-LN]-[All Accessories] | Outdoor Luminaires | Mid Output | Parking Garage Luminaires | Standard | FALSE | [9 empty] | 10/1/2015 12:00:00 AM | Dimmable | Continuous Above 10 | No |  |  | 7434 | 96.4 | 77.12 | 5.1443 | 0.9979 | 4000 | 70
PJNWJHQR | Eaton (formerly Cooper Lighting) | McGraw-Edison | VPL-F01-LED-Voltages Include [120V to 277V, 347V]-WQ-[All Color]-Options Include [HA, WM, L90, R90, TR, TMB, PBG, SM, STMB, LCF, ICP]-[All Accessories] | Outdoor Luminaires | Low Output | Parking Garage Luminaires | Standard | FALSE | [9 empty] | 10/1/2015 12:00:00 AM | Not Dimmable | Not Dimmable | No |  |  | 2552 | 98.7 | 25.85 | 10.263 | 0.965 | 4000 | 70
P426F6Q8 | Eaton (formerly Cooper Lighting) | McGraw-Edison | VPL-F01-LED-Voltages Include [120V to 277V, 347V]-CQ-[All Color]-Options Include [HA, WM, L90, R90, TR, TMB, PBG, SM, STMB, LCF, ICP]-[All Accessories] | Outdoor Luminaires | Low Output | Parking Garage Luminaires | Standard | FALSE | [9 empty] | 10/1/2015 12:00:00 AM | Not Dimmable | Not Dimmable | No |  |  | 2565 | 99.2 | 25.85 | 10.263 | 0.965 | 4000 | 70
P742W11J | Eaton (formerly Cooper Lighting) | McGraw-Edison | VPL-E01-LED-Voltages Include [120V to 277V, 347V]-CPR-[All Color]-Options Include [HA, WM, L90, R90, TR, TMB, PBG, SM, STMB, LCF, ICP]-[All Accessories] | Outdoor Luminaires | Low Output | Parking Garage Luminaires | Standard | FALSE | [9 empty] | 10/1/2015 12:00:00 AM | Not Dimmable | Not Dimmable | No |  |  | 2695 | 109.1 | 24.7 | 11.129 | 0.963 | 4000 | 70
PH9YPRRJ | Eaton (formerly Cooper Lighting) | McGraw-Edison | VPL-F01-LED-Voltages Include [120V to 277V, 347V, 480V]-CPL-[All Color]-Options Include [HA, WM, L90, R90, TR, TMB, PBG, SM, STMB, LCF, ICP]-[All Accessories] | Outdoor Luminaires | Low Output | Parking Garage Luminaires | Standard | FALSE | [9 empty] | 10/1/2015 12:00:00 AM | Not Dimmable | Not Dimmable | No |  |  | 2223 | 86 | 25.85 | 10.263 | 0.965 | 4000 | 70
PWGF86ET | Eaton (formerly Cooper Lighting) | McGraw-Edison | VPL-F01-LED-Voltages Include [120V to 277V, 347V, 480V]-CPR-[All Color]-Options Include [HA, WM, L90, R90, TR, TMB, PBG, SM, STMB, LCF, ICP]-[All Accessories] | Outdoor Luminaires | Low Output | Parking Garage Luminaires | Standard | FALSE | [9 empty] | 10/1/2015 12:00:00 AM | Not Dimmable | Not Dimmable | No |  |  | 2223 | 86 | 25.85 | 10.263 | 0.965 | 4000 | 70
PF31APBK | Eaton (formerly Cooper Lighting) | McGraw-Edison | VPL-F01-LED-Voltages Include [120V to 277V, 347V]-GL4-[All Color]-Options Include [HA, WM, L90, R90, TR, TMB, PBG, SM, STMB, LCF, ICP]-[All Accessories] | Outdoor Luminaires | Low Output | Parking Garage Luminaires | Standard | FALSE | [9 empty] | 10/1/2015 12:00:00 AM | Not Dimmable | Not Dimmable | No |  |  | 2378 | 92 | 25.85 | 10.263 | 0.965 | 4000 | 70
PRFZYZG7 | Eaton (formerly Cooper Lighting) | McGraw-Edison | VPL-F01-LED-Voltages Include [120V to 277V, 347V]-GL2-[All Color]-Options Include [HA, WM, L90, R90, TR, TMB, PBG, SM, STMB, LCF, ICP]-[All Accessories] | Outdoor Luminaires | Low Output | Parking Garage Luminaires | Standard | FALSE | [9 empty] | 10/1/2015 12:00:00 AM | Not Dimmable | Not Dimmable | No |  |  | 2417 | 93.5 | 25.85 | 10.263 | 0.965 | 4000 | 70
PDSFG6KC | Eaton (formerly Cooper Lighting) | McGraw-Edison | VPL-F01-LED-Voltages Include [120V to 277V, 347V]-RW-[All Color]-Options Include [HA, WM, L90, R90, TR, TMB, PBG, SM, STMB, LCF, ICP]-[All Accessories] | Outdoor Luminaires | Low Output | Parking Garage Luminaires | Standard | FALSE | [9 empty] | 10/1/2015 12:00:00 AM | Not Dimmable | Not Dimmable | No |  |  | 2479 | 95.9 | 25.85 | 10.263 | 0.965 | 4000 | 70
P1ZSZY41 | Eaton (formerly Cooper Lighting) | McGraw-Edison | CNC-F01-LED-Voltages Include [120V to 277V, 347V, 480V]-CPR-[All Color]-Options Include [HA, WM, L90, R90, TR, TMB, SM, LCF, ICP]-[All Accessories] | Outdoor Luminaires | Low Output | Parking Garage Luminaires | Standard | FALSE | [9 empty] | 10/1/2015 12:00:00 AM | Not Dimmable | Not Dimmable | No |  |  | 2223 | 86 | 25.852 | 10.263 | 0.965 | 4000 | 70
PHMVBQ3Y | Eaton (formerly Cooper Lighting) | McGraw-Edison | CNC-F01-LED-Voltages Include [120V to 277V, 347V]-GL4-[All Color]-Options Include [HA, WM, L90, R90, TR, TMB, SM, LCF, ICP]-[All Accessories] | Outdoor Luminaires | Low Output | Parking Garage Luminaires | Standard | FALSE | [9 empty] | 10/1/2015 12:00:00 AM | Not Dimmable | Not Dimmable | No |  |  | 2378 | 92 | 25.852 | 10.263 | 0.965 | 4000 | 70
P9CNYX4Y | Eaton (formerly Cooper Lighting) | McGraw-Edison | CNC-F01-LED-Voltages Include [120V to 277V, 347V]-WQ-[All Color]-Options Include [HA, WM, L90, R90, TR, TMB, SM, LCF, ICP]-[All Accessories] | Outdoor Luminaires | Low Output | Parking Garage Luminaires | Standard | FALSE | [9 empty] | 10/1/2015 12:00:00 AM | Not Dimmable | Not Dimmable | No |  |  | 2552 | 98.7 | 25.852 | 10.263 | 0.965 | 4000 | 70
P4GQYJTF | Eaton (formerly Cooper Lighting) | McGraw-Edison | CNC-E01-LED-Voltages Include [120V to 277V]-SQ-[All Color]-Options Include [HA, WM, L90, R90, TR, TMB, SM, LCF, ICP]-[All Accessories] | Outdoor Luminaires | Low Output | Parking Garage Luminaires | Standard | FALSE | [9 empty] | 10/1/2015 12:00:00 AM | Not Dimmable | Not Dimmable | No |  |  | 3065 | 124.1 | 24.699 | 11.129 | 0.963 | 4000 | 70
PFPXF365 | Eaton (formerly Cooper Lighting) | McGraw-Edison | CNC-F02-LED-Voltages Include [120V to 277V, 347V]-SQ-[All Color]-Options Include [DIM, HA, 2L, WM, L90, R90, TR, TMB, SM, LCF, OSX]-[All Accessories] | Outdoor Luminaires | Mid Output | Parking Garage Luminaires | Standard | FALSE | [9 empty] | 10/1/2015 12:00:00 AM | Dimmable | Continuous Above 10 | No |  |  | 5060 | 98.4 | 51.419 | 5.6908 | 0.9979 | 4000 | 70
P1Q998EH | Eaton (formerly Cooper Lighting) | McGraw-Edison | CNC-F02-LED-Voltages Include [120V to 277V, 347V]-WQ-[All Color]-Options Include [DIM, HA, 2L, WM, L90, R90, TR, TMB, SM, LCF, OSX]-[All Accessories] | Outdoor Luminaires | Mid Output | Parking Garage Luminaires | Standard | FALSE | [9 empty] | 10/1/2015 12:00:00 AM | Dimmable | Continuous Above 10 | No |  |  | 5106 | 99.3 | 51.419 | 5.6908 | 0.9979 | 4000 | 70
PPXKG57N | Eaton (formerly Cooper Lighting) | McGraw-Edison | CNC-F02-LED-Voltages Include [120V to 277V, 347V]-CQ-[All Color]-Options Include [DIM, HA, 2L, WM, L90, R90, TR, TMB, SM, LCF, OSX]-[All Accessories] | Outdoor Luminaires | Mid Output | Parking Garage Luminaires | Standard | FALSE | [9 empty] | 10/1/2015 12:00:00 AM | Dimmable | Continuous Above 10 | No |  |  | 5126 | 99.7 | 51.419 | 5.6908 | 0.9979 | 4000 | 70
PVUKUZCR | Eaton (formerly Cooper Lighting) | McGraw-Edison | CNC-E02-LED-Voltages Include [120V to 277V, 347V]-GL4-[All Color]-Options Include [HA, 2L, WM, L90, R90, TR, TMB, SM, LCF, OSX]-[All Accessories] | Outdoor Luminaires | Mid Output | Parking Garage Luminaires | Standard | FALSE | [9 empty] | 10/1/2015 12:00:00 AM | Not Dimmable | Not Dimmable | No |  |  | 5763 | 110.7 | 52.057 | 6.358 | 0.997 | 4000 | 70
PUYMWHMS | Eaton (formerly Cooper Lighting) | McGraw-Edison | CNC-E02-LED-Voltages Include [120V to 277V, 347V]-RW-[All Color]-Options Include [HA, 2L, WM, L90, R90, TR, TMB, SM, LCF, OSX]-[All Accessories] | Outdoor Luminaires | Mid Output | Parking Garage Luminaires | Standard | FALSE | [9 empty] | 10/1/2015 12:00:00 AM | Not Dimmable | Not Dimmable | No |  |  | 6007 | 115.4 | 52.057 | 6.358 | 0.997 | 4000 | 70
PKYR8T65 | Eaton (formerly Cooper Lighting) | McGraw-Edison | CNC-E02-LED-Voltages Include [120V to 277V]-WQ-[All Color]-Options Include [DIM, HA, 2L, WM, L90, R90, TR, TMB, SM, LCF, OSX]-[All Accessories] | Outdoor Luminaires | Mid Output | Parking Garage Luminaires | Standard | FALSE | [9 empty] | 10/1/2015 12:00:00 AM | Dimmable | Continuous Above 10 | No |  |  | 6183 | 127.8 | 48.381 | 6.1784 | 0.9975 | 4000 | 70
P7ZPSXCK | Eaton (formerly Cooper Lighting) | McGraw-Edison | CNC-F03-LED-Voltages Include [120V to 277V, 347V]-GL3-[All Color]-Options Include [HA, 2L, WM, L90, R90, TR, TMB, SM, LCF, OSX]-[All Accessories] | Outdoor Luminaires | Mid Output | Parking Garage Luminaires | Standard | FALSE | [9 empty] | 10/1/2015 12:00:00 AM | Not Dimmable | Not Dimmable | No |  |  | 7348 | 93.9 | 78.25 | 5.97 | 0.998 | 4000 | 70
PEGKFJ6C | Eaton (formerly Cooper Lighting) | McGraw-Edison | CNC-F03-LED-Voltages Include [120V to 277V, 347V]-WQ-[All Color]-Options Include [HA, 2L, WM, L90, R90, TR, TMB, SM, LCF, OSX]-[All Accessories] | Outdoor Luminaires | Mid Output | Parking Garage Luminaires | Standard | FALSE | [9 empty] | 10/1/2015 12:00:00 AM | Not Dimmable | Not Dimmable | No |  |  | 7653 | 97.8 | 78.25 | 5.97 | 0.998 | 4000 | 70
PFYG713H | Eaton (formerly Cooper Lighting) | McGraw-Edison | CNC-F03-LED-Voltages Include [120V to 277V, 347V]-CQ-[All Color]-Options Include [DIM, HA, 2L, WM, L90, R90, TR, TMB, SM, LCF, OSX]-[All Accessories] | Outdoor Luminaires | Mid Output | Parking Garage Luminaires | Standard | FALSE | [9 empty] | 10/1/2015 12:00:00 AM | Dimmable | Continuous Above 10 | No |  |  | 7697 | 99.8 | 77.12 | 5.1443 | 0.9979 | 4000 | 70
P9HXNXH9 | Eaton (formerly Cooper Lighting) | McGraw-Edison | CNC-E03-LED-Voltages Include [120V to 277V, 347V]-CPR-[All Color]-Options Include [HA, 2L, WM, L90, R90, TR, TMB, SM, LCF, OSX]-[All Accessories] | Outdoor Luminaires | Mid Output | Parking Garage Luminaires | Standard | FALSE | [9 empty] | 10/1/2015 12:00:00 AM | Not Dimmable | Not Dimmable | No |  |  | 8081 | 107.4 | 75.244 | 6.008 | 0.998 | 4000 | 70
PXQ41538 | Eaton (formerly Cooper Lighting) | McGraw-Edison | CNC-E03-LED-Voltages Include [120V to 277V]-GL4-[All Color]-Options Include [DIM, HA, 2L, WM, L90, R90, TR, TMB, SM, LCF, OSX]-[All Accessories] | Outdoor Luminaires | Mid Output | Parking Garage Luminaires | Standard | FALSE | [9 empty] | 10/1/2015 12:00:00 AM | Dimmable | Continuous Above 10 | No |  |  | 8648 | 118.3 | 73.1 | 5.3229 | 0.9978 | 4000 | 70
PMZR9BC2 | Eaton (formerly Cooper Lighting) | McGraw-Edison | CNC-E03-LED-Voltages Include [120V to 277V]-GL2-[All Color]-Options Include [DIM, HA, 2L, WM, L90, R90, TR, TMB, SM, LCF, OSX]-[All Accessories] | Outdoor Luminaires | Mid Output | Parking Garage Luminaires | Standard | FALSE | [9 empty] | 10/1/2015 12:00:00 AM | Dimmable | Continuous Above 10 | No |  |  | 8787 | 120.2 | 73.1 | 5.3229 | 0.9978 | 4000 | 70
PFMTEVCP | Eaton (formerly Cooper Lighting) | McGraw-Edison | CNC-F04-LED-Voltages Include [120V to 277V, 347V, 480V]-CPR-[All Color]-Options Include [2L, WM, L90, R90, TR, TMB, SM, LCF, OSX]-[All Accessories] | Outdoor Luminaires | Mid Output | Parking Garage Luminaires | Standard | FALSE | [9 empty] | 10/1/2015 12:00:00 AM | Not Dimmable | Not Dimmable | No |  |  | 8891 | 87 | 102.2 | 4.845 | 0.998 | 4000 | 70
PN4TB291 | Eaton (formerly Cooper Lighting) | McGraw-Edison | CNC-E03-LED-Voltages Include [120V to 277V]-GL3-[All Color]-Options Include [DIM, HA, 2L, WM, L90, R90, TR, TMB, SM, LCF, OSX]-[All Accessories] | Outdoor Luminaires | Mid Output | Parking Garage Luminaires | Standard | FALSE | [9 empty] | 10/1/2015 12:00:00 AM | Dimmable | Continuous Above 10 | No |  |  | 8904 | 121.8 | 73.1 | 5.3229 | 0.9978 | 4000 | 70
PAZED5R3 | Eaton (formerly Cooper Lighting) | McGraw-Edison | CNC-E03-LED-Voltages Include [120V to 277V]-RW-[All Color]-Options Include [HA, 2L, WM, L90, R90, TR, TMB, SM, LCF, OSX]-[All Accessories] | Outdoor Luminaires | Mid Output | Parking Garage Luminaires | Standard | FALSE | [9 empty] | 10/1/2015 12:00:00 AM | Not Dimmable | Not Dimmable | No |  |  | 9014 | 119.8 | 75.244 | 6.008 | 0.998 | 4000 | 70
PDW2FFV3 | Eaton (formerly Cooper Lighting) | McGraw-Edison | CNC-E03-LED-Voltages Include [120V to 277V]-SQ-[All Color]-Options Include [HA, 2L, WM, L90, R90, TR, TMB, SM, LCF, OSX]-[All Accessories] | Outdoor Luminaires | Mid Output | Parking Garage Luminaires | Standard | FALSE | [9 empty] | 10/1/2015 12:00:00 AM | Not Dimmable | Not Dimmable | No |  |  | 9195 | 122.2 | 75.244 | 6.008 | 0.998 | 4000 | 70
PT9C4DX6 | Eaton (formerly Cooper Lighting) | McGraw-Edison | CNC-E03-LED-Voltages Include [120V to 277V]-SQ-[All Color]-Options Include [DIM, HA, 2L, WM, L90, R90, TR, TMB, SM, LCF, OSX]-[All Accessories] | Outdoor Luminaires | Mid Output | Parking Garage Luminaires | Standard | FALSE | [9 empty] | 10/1/2015 12:00:00 AM | Dimmable | Continuous Above 10 | No |  |  | 9196 | 125.8 | 73.1 | 5.3229 | 0.9978 | 4000 | 70
PDBQFB5M | Eaton (formerly Cooper Lighting) | McGraw-Edison | CNC-E03-LED-Voltages Include [120V to 277V]-WQ-[All Color]-Options Include [DIM, HA, 2L, WM, L90, R90, TR, TMB, SM, LCF, OSX]-[All Accessories] | Outdoor Luminaires | Mid Output | Parking Garage Luminaires | Standard | FALSE | [9 empty] | 10/1/2015 12:00:00 AM | Dimmable | Continuous Above 10 | No |  |  | 9276 | 126.9 | 73.1 | 5.3229 | 0.9978 | 4000 | 70
PTBRMD2N | Eaton (formerly Cooper Lighting) | McGraw-Edison | CNC-E03-LED-Voltages Include [120V to 277V]-WQ-[All Color]-Options Include [HA, 2L, WM, L90, R90, TR, TMB, SM, LCF, OSX]-[All Accessories] | Outdoor Luminaires | Mid Output | Parking Garage Luminaires | Standard | FALSE | [9 empty] | 10/1/2015 12:00:00 AM | Not Dimmable | Not Dimmable | No |  |  | 9278 | 123.3 | 75.244 | 6.008 | 0.998 | 4000 | 70
PVE7VZ9D | Eaton (formerly Cooper Lighting) | McGraw-Edison | CNC-F04-LED-Voltages Include [120V to 277V, 347V]-GL2-[All Color]-Options Include [2L, WM, L90, R90, TR, TMB, SM, LCF, OSX]-[All Accessories] | Outdoor Luminaires | Mid Output | Parking Garage Luminaires | Standard | FALSE | [9 empty] | 10/1/2015 12:00:00 AM | Not Dimmable | Not Dimmable | No |  |  | 9668 | 94.6 | 102.2 | 4.845 | 0.998 | 4000 | 70
PWQV2J6H | Eaton (formerly Cooper Lighting) | McGraw-Edison | CNC-F04-LED-Voltages Include [120V to 277V, 347V]-RW-[All Color]-Options Include [DIM, 2L, WM, L90, R90, TR, TMB, SM, LCF, OSX]-[All Accessories] | Outdoor Luminaires | Mid Output | Parking Garage Luminaires | Standard | FALSE | [9 empty] | 10/1/2015 12:00:00 AM | Dimmable | Continuous Above 10 | No |  |  | 9914 | 96.1 | 103.16 | 5.2234 | 0.9983 | 4000 | 70
PNBJNU3U | Eaton (formerly Cooper Lighting) | McGraw-Edison | CNC-F04-LED-Voltages Include [120V to 277V, 347V]-SQ-[All Color]-Options Include [2L, WM, L90, R90, TR, TMB, SM, LCF, OSX]-[All Accessories] | Outdoor Luminaires | High Output | Parking Garage Luminaires | Standard | FALSE | [9 empty] | 10/1/2015 12:00:00 AM | Not Dimmable | Not Dimmable | No |  |  | 10118 | 99 | 102.2 | 4.845 | 0.998 | 4000 | 70
PTPNQQ7A | Eaton (formerly Cooper Lighting) | McGraw-Edison | CNC-F04-LED-Voltages Include [120V to 277V, 347V]-SQ-[All Color]-Options Include [DIM, 2L, WM, L90, R90, TR, TMB, SM, LCF, OSX]-[All Accessories] | Outdoor Luminaires | High Output | Parking Garage Luminaires | Standard | FALSE | [9 empty] | 10/1/2015 12:00:00 AM | Dimmable | Continuous Above 10 | No |  |  | 10120 | 98.1 | 103.16 | 5.2234 | 0.9983 | 4000 | 70
P3MAW966 | Eaton (formerly Cooper Lighting) | McGraw-Edison | CNC-F04-LED-Voltages Include [120V to 277V, 347V]-WQ-[All Color]-Options Include [DIM, 2L, WM, L90, R90, TR, TMB, SM, LCF, OSX]-[All Accessories] | Outdoor Luminaires | High Output | Parking Garage Luminaires | Standard | FALSE | [9 empty] | 10/1/2015 12:00:00 AM | Dimmable | Continuous Above 10 | No |  |  | 10203 | 98.9 | 103.16 | 5.2234 | 0.9983 | 4000 | 70
PVZTBNQ3 | Eaton (formerly Cooper Lighting) | McGraw-Edison | CNC-E04-LED-Voltages Include [120V to 277V, 347V]-CPL-[All Color]-Options Include [DIM, 2L, WM, L90, R90, TR, TMB, SM, LCF, OSX]-[All Accessories] | Outdoor Luminaires | High Output | Parking Garage Luminaires | Standard | FALSE | [9 empty] | 10/1/2015 12:00:00 AM | Dimmable | Continuous Above 10 | No |  |  | 10771 | 106.1 | 101.52 | 5.0455 | 0.9985 | 4000 | 70
PGWD4EB2 | Eaton (formerly Cooper Lighting) | McGraw-Edison | CNC-E04-LED-Voltages Include [120V to 277V, 347V]-CPL-[All Color]-Options Include [2L, WM, L90, R90, TR, TMB, SM, LCF, OSX]-[All Accessories] | Outdoor Luminaires | High Output | Parking Garage Luminaires | Standard | FALSE | [9 empty] | 10/1/2015 12:00:00 AM | Not Dimmable | Not Dimmable | No |  |  | 10775 | 110.8 | 97.247 | 4.88 | 0.998 | 4000 | 70
PQZTJT5N | Eaton (formerly Cooper Lighting) | McGraw-Edison | CNC-E04-LED-Voltages Include [120V to 277V, 347V]-CPR-[All Color]-Options Include [2L, WM, L90, R90, TR, TMB, SM, LCF, OSX]-[All Accessories] | Outdoor Luminaires | High Output | Parking Garage Luminaires | Standard | FALSE | [9 empty] | 10/1/2015 12:00:00 AM | Not Dimmable | Not Dimmable | No |  |  | 10775 | 110.8 | 97.247 | 4.88 | 0.998 | 4000 | 70
PBN7N8ZV | Eaton (formerly Cooper Lighting) | McGraw-Edison | CNC-E04-LED-Voltages Include [120V to 277V]-GL4-[All Color]-Options Include [2L, WM, L90, R90, TR, TMB, SM, LCF, OSX]-[All Accessories] | Outdoor Luminaires | High Output | Parking Garage Luminaires | Standard | FALSE | [9 empty] | 10/1/2015 12:00:00 AM | Not Dimmable | Not Dimmable | No |  |  | 11524 | 118.5 | 97.247 | 4.88 | 0.998 | 4000 | 70
PXU5S7PF | Eaton (formerly Cooper Lighting) | McGraw-Edison | CNC-E04-LED-Voltages Include [120V to 277V, 347V]-GL2-[All Color]-Options Include [DIM, 2L, WM, L90, R90, TR, TMB, SM, LCF, OSX]-[All Accessories] | Outdoor Luminaires | High Output | Parking Garage Luminaires | Standard | FALSE | [9 empty] | 10/1/2015 12:00:00 AM | Dimmable | Continuous Above 10 | No |  |  | 11715 | 115.4 | 101.52 | 5.0455 | 0.9985 | 4000 | 70
PA925VRB | Eaton (formerly Cooper Lighting) | McGraw-Edison | CNC-E04-LED-Voltages Include [120V to 277V]-GL3-[All Color]-Options Include [2L, WM, L90, R90, TR, TMB, SM, LCF, OSX]-[All Accessories] | Outdoor Luminaires | High Output | Parking Garage Luminaires | Standard | FALSE | [9 empty] | 10/1/2015 12:00:00 AM | Not Dimmable | Not Dimmable | No |  |  | 11874 | 122.1 | 97.247 | 4.88 | 0.998 | 4000 | 70
PT7S6ND9 | Eaton (formerly Cooper Lighting) | McGraw-Edison | CNC-E04-LED-Voltages Include [120V to 277V]-RW-[All Color]-Options Include [DIM, 2L, WM, L90, R90, TR, TMB, SM, LCF, OSX]-[All Accessories] | Outdoor Luminaires | High Output | Parking Garage Luminaires | Standard | FALSE | [9 empty] | 10/1/2015 12:00:00 AM | Dimmable | Continuous Above 10 | No |  |  | 12010 | 118.3 | 101.52 | 5.0455 | 0.9985 | 4000 | 70
PDQSYHWH | Eaton (formerly Cooper Lighting) | McGraw-Edison | CNC-E04-LED-Voltages Include [120V to 277V]-SQ-[All Color]-Options Include [DIM, 2L, WM, L90, R90, TR, TMB, SM, LCF, OSX]-[All Accessories] | Outdoor Luminaires | High Output | Parking Garage Luminaires | Standard | FALSE | [9 empty] | 10/1/2015 12:00:00 AM | Dimmable | Continuous Above 10 | No |  |  | 12264 | 120.8 | 101.52 | 5.0455 | 0.9985 | 4000 | 70
PH1CPMGE | Eaton (formerly Cooper Lighting) | McGraw-Edison | CNC-E04-LED-Voltages Include [120V to 277V]-WQ-[All Color]-Options Include [DIM, 2L, WM, L90, R90, TR, TMB, SM, LCF, OSX]-[All Accessories] | Outdoor Luminaires | High Output | Parking Garage Luminaires | Standard | FALSE | [9 empty] | 10/1/2015 12:00:00 AM | Dimmable | Continuous Above 10 | No |  |  | 12365 | 121.8 | 101.52 | 5.0455 | 0.9985 | 4000 | 70
PHMV51QK | Eaton (formerly Cooper Lighting) | McGraw-Edison | CNC-F02-LED-Voltages Include [120V to 277V, 347V, 480V]-GL2-[All Color]-Options Include [HA, 2L, WM, L90, R90, TR, TMB, SM, LCF, OSX]-[All Accessories] | Outdoor Luminaires | Low Output | Parking Garage Luminaires | Standard | FALSE | [9 empty] | 10/1/2015 12:00:00 AM | Not Dimmable | Not Dimmable | No |  |  | 4832 | 87.8 | 55.031 | 6.113 | 0.998 | 4000 | 70
P4F6VRJQ | Eaton (formerly Cooper Lighting) | McGraw-Edison | CNC-F02-LED-Voltages Include [120V to 277V, 347V]-GL2-[All Color]-Options Include [DIM, HA, 2L, WM, L90, R90, TR, TMB, SM, LCF, OSX]-[All Accessories] | Outdoor Luminaires | Low Output | Parking Garage Luminaires | Standard | FALSE | [9 empty] | 10/1/2015 12:00:00 AM | Dimmable | Continuous Above 10 | No |  |  | 4833 | 94 | 51.419 | 5.6908 | 0.9979 | 4000 | 70
PNTVGXK1 | Eaton (formerly Cooper Lighting) | McGraw-Edison | CNC-F02-LED-Voltages Include [120V to 277V, 347V]-GL3-[All Color]-Options Include [DIM, HA, 2L, WM, L90, R90, TR, TMB, SM, LCF, OSX]-[All Accessories] | Outdoor Luminaires | Low Output | Parking Garage Luminaires | Standard | FALSE | [9 empty] | 10/1/2015 12:00:00 AM | Dimmable | Continuous Above 10 | No |  |  | 4900 | 95.3 | 51.419 | 5.6908 | 0.9979 | 4000 | 70
P7QSWSKK | Eaton (formerly Cooper Lighting) | McGraw-Edison | CNC-F02-LED-Voltages Include [120V to 277V, 347V]-RW-[All Color]-Options Include [DIM, HA, 2L, WM, L90, R90, TR, TMB, SM, LCF, OSX]-[All Accessories] | Outdoor Luminaires | Low Output | Parking Garage Luminaires | Standard | FALSE | [9 empty] | 10/1/2015 12:00:00 AM | Dimmable | Continuous Above 10 | No |  |  | 4957 | 96.4 | 51.419 | 5.6908 | 0.9979 | 4000 | 70
PM46QTTY | Eaton (formerly Cooper Lighting) | McGraw-Edison | VPL-E03-LED-Voltages Include [120V to 277V]-WQ-[All Color]-Options Include [HA, 2L, WM, L90, R90, TR, TMB, PBG, SM, STMB, LCF, OSX]-[All Accessories] | Outdoor Luminaires | Mid Output | Parking Garage Luminaires | Standard | FALSE | [9 empty] | 10/1/2015 12:00:00 AM | Not Dimmable | Not Dimmable | No |  |  | 9278 | 123.3 | 75.24 | 6.008 | 0.998 | 4000 | 70
PUNE6S9J | Eaton (formerly Cooper Lighting) | McGraw-Edison | VPL-F02-LED-Voltages Include [120V to 277V, 347V]-RW-[All Color]-Options Include [HA, 2L, WM, L90, R90, TR, TMB, PBG, SM, STMB, LCF, OSX]-[All Accessories] | Outdoor Luminaires | Low Output | Parking Garage Luminaires | Standard | FALSE | [9 empty] | 10/1/2015 12:00:00 AM | Not Dimmable | Not Dimmable | No |  |  | 4958 | 90.1 | 55.03 | 6.113 | 0.998 | 4000 | 70
PJ5QPTJS | Eaton (formerly Cooper Lighting) | McGraw-Edison | VPL-E03-LED-Voltages Include [120V to 277V]-GL3-[All Color]-Options Include [DIM, HA, 2L, WM, L90, R90, TR, TMB, PBG, SM, STMB, LCF, OSX, DIMRF-LW, DIMRF-LN]-[All Accessories] | Outdoor Luminaires | Mid Output | Parking Garage Luminaires | Standard | FALSE | [9 empty] | 10/1/2015 12:00:00 AM | Dimmable | Continuous Above 10 | No |  |  | 8904 | 121.8 | 73.1 | 5.3229 | 0.9978 | 4000 | 70
PXB3R4NM | Eaton (formerly Cooper Lighting) | McGraw-Edison | VPL-E03-LED-Voltages Include [120V to 277V]-RW-[All Color]-Options Include [DIM, HA, 2L, WM, L90, R90, TR, TMB, PBG, SM, STMB, LCF, OSX, DIMRF-LW, DIMRF-LN]-[All Accessories] | Outdoor Luminaires | Mid Output | Parking Garage Luminaires | Standard | FALSE | [9 empty] | 10/1/2015 12:00:00 AM | Dimmable | Continuous Above 10 | No |  |  | 9013 | 123.3 | 73.1 | 5.3229 | 0.9978 | 4000 | 70
PVDJ3WK3 | Eaton (formerly Cooper Lighting) | McGraw-Edison | VPL-E03-LED-Voltages Include [120V to 277V]-SQ-[All Color]-Options Include [HA, 2L, WM, L90, R90, TR, TMB, PBG, SM, STMB, LCF, OSX]-[All Accessories] | Outdoor Luminaires | Mid Output | Parking Garage Luminaires | Standard | FALSE | [9 empty] | 10/1/2015 12:00:00 AM | Not Dimmable | Not Dimmable | No |  |  | 9195 | 122.2 | 75.24 | 6.008 | 0.998 | 4000 | 70
PK3CJ2ED | Eaton (formerly Cooper Lighting) | McGraw-Edison | VPL-F04-LED-Voltages Include [120V to 277V, 347V]-GL4-[All Color]-Options Include [2L, WM, L90, R90, TR, TMB, PBG, SM, STMB, LCF, OSX]-[All Accessories] | Outdoor Luminaires | Mid Output | Parking Garage Luminaires | Standard | FALSE | [9 empty] | 10/1/2015 12:00:00 AM | Not Dimmable | Not Dimmable | No |  |  | 9515 | 93.1 | 102.2 | 4.845 | 0.998 | 4000 | 70
PM5MNW78 | Eaton (formerly Cooper Lighting) | McGraw-Edison | VPL-F04-LED-Voltages Include [120V to 277V, 347V]-GL3-[All Color]-Options Include [2L, WM, L90, R90, TR, TMB, PBG, SM, STMB, LCF, OSX]-[All Accessories] | Outdoor Luminaires | Mid Output | Parking Garage Luminaires | Standard | FALSE | [9 empty] | 10/1/2015 12:00:00 AM | Not Dimmable | Not Dimmable | No |  |  | 9801 | 95.9 | 102.2 | 4.845 | 0.998 | 4000 | 70
PB77PFT6 | Eaton (formerly Cooper Lighting) | McGraw-Edison | VPL-F04-LED-Voltages Include [120V to 277V, 347V]-CQ-[All Color]-Options Include [DIM, 2L, WM, L90, R90, TR, TMB, PBG, SM, STMB, LCF, OSX, DIMRF-LW, DIMRF-LN]-[All Accessories] | Outdoor Luminaires | High Output | Parking Garage Luminaires | Standard | FALSE | [9 empty] | 10/1/2015 12:00:00 AM | Dimmable | Continuous Above 10 | No |  |  | 10254 | 99.4 | 103.16 | 5.2234 | 0.9983 | 4000 | 70
P86UDJYV | Eaton (formerly Cooper Lighting) | McGraw-Edison | VPL-E04-LED-Voltages Include [120V to 277V, 347V]-CPL-[All Color]-Options Include [DIM, 2L, WM, L90, R90, TR, TMB, PBG, SM, STMB, LCF, OSX, DIMRF-LW, DIMRF-LN]-[All Accessories] | Outdoor Luminaires | High Output | Parking Garage Luminaires | Standard | FALSE | [9 empty] | 10/1/2015 12:00:00 AM | Dimmable | Continuous Above 10 | No |  |  | 10771 | 106.1 | 101.52 | 5.0455 | 0.9985 | 4000 | 70
PU5GFVY2 | Eaton (formerly Cooper Lighting) | McGraw-Edison | VPL-E04-LED-Voltages Include [120V to 277V]-GL2-[All Color]-Options Include [2L, WM, L90, R90, TR, TMB, PBG, SM, STMB, LCF, OSX]-[All Accessories] | Outdoor Luminaires | High Output | Parking Garage Luminaires | Standard | FALSE | [9 empty] | 10/1/2015 12:00:00 AM | Not Dimmable | Not Dimmable | No |  |  | 11709 | 120.4 | 97.25 | 4.88 | 0.998 | 4000 | 70
PVX89RH4 | Eaton (formerly Cooper Lighting) | McGraw-Edison | VPL-E04-LED-Voltages Include [120V to 277V]-GL3-[All Color]-Options Include [2L, WM, L90, R90, TR, TMB, PBG, SM, STMB, LCF, OSX]-[All Accessories] | Outdoor Luminaires | High Output | Parking Garage Luminaires | Standard | FALSE | [9 empty] | 10/1/2015 12:00:00 AM | Not Dimmable | Not Dimmable | No |  |  | 11874 | 122.1 | 97.25 | 4.88 | 0.998 | 4000 | 70
PBDKPC14 | Eaton (formerly Cooper Lighting) | McGraw-Edison | VPL-E04-LED-Voltages Include [120V to 277V]-GL3-[All Color]-Options Include [DIM, 2L, WM, L90, R90, TR, TMB, PBG, SM, STMB, LCF, OSX, DIMRF-LW, DIMRF-LN]-[All Accessories] | Outdoor Luminaires | High Output | Parking Garage Luminaires | Standard | FALSE | [9 empty] | 10/1/2015 12:00:00 AM | Dimmable | Continuous Above 10 | No |  |  | 11878 | 117 | 101.52 | 5.0455 | 0.9985 | 4000 | 70
PPKD5DY6 | Eaton (formerly Cooper Lighting) | McGraw-Edison | VPL-E04-LED-Voltages Include [120V to 277V]-RW-[All Color]-Options Include [DIM, 2L, WM, L90, R90, TR, TMB, PBG, SM, STMB, LCF, OSX, DIMRF-LW, DIMRF-LN]-[All Accessories] | Outdoor Luminaires | High Output | Parking Garage Luminaires | Standard | FALSE | [9 empty] | 10/1/2015 12:00:00 AM | Dimmable | Continuous Above 10 | No |  |  | 12010 | 118.3 | 101.52 | 5.0455 | 0.9985 | 4000 | 70
P4GT8C8F | Eaton (formerly Cooper Lighting) | McGraw-Edison | VPL-E04-LED-Voltages Include [120V to 277V]-SQ-[All Color]-Options Include [DIM, 2L, WM, L90, R90, TR, TMB, PBG, SM, STMB, LCF, OSX, DIMRF-LW, DIMRF-LN]-[All Accessories] | Outdoor Luminaires | High Output | Parking Garage Luminaires | Standard | FALSE | [9 empty] | 10/1/2015 12:00:00 AM | Dimmable | Continuous Above 10 | No |  |  | 12264 | 120.8 | 101.52 | 5.0455 | 0.9985 | 4000 | 70
PYUABFN7 | Eaton (formerly Cooper Lighting) | McGraw-Edison | VPL-F03-LED-Voltages Include [120V to 277V, 347V]-CQ-[All Color]-Options Include [DIM, HA, 2L, WM, L90, R90, TR, TMB, PBG, SM, STMB, LCF, OSX, DIMRF-LW, DIMRF-LN]-[All Accessories] | Outdoor Luminaires | Mid Output | Parking Garage Luminaires | Standard | FALSE | [9 empty] | 10/1/2015 12:00:00 AM | Dimmable | Continuous Above 10 | No |  |  | 7697 | 99.8 | 77.12 | 5.1443 | 0.9979 | 4000 | 70
PUG8EYUQ | Eaton (formerly Cooper Lighting) | McGraw-Edison | VPL-E03-LED-Voltages Include [120V to 277V, 347V]-CPL-[All Color]-Options Include [DIM, HA, 2L, WM, L90, R90, TR, TMB, PBG, SM, STMB, LCF, OSX, DIMRF-LW, DIMRF-LN]-[All Accessories] | Outdoor Luminaires | Mid Output | Parking Garage Luminaires | Standard | FALSE | [9 empty] | 10/1/2015 12:00:00 AM | Dimmable | Continuous Above 10 | No |  |  | 8078 | 110.5 | 73.1 | 5.3229 | 0.9978 | 4000 | 70
PFSQA38V | Eaton (formerly Cooper Lighting) | McGraw-Edison | VPL-E03-LED-Voltages Include [120V to 277V, 347V]-CPR-[All Color]-Options Include [DIM, HA, 2L, WM, L90, R90, TR, TMB, PBG, SM, STMB, LCF, OSX, DIMRF-LW, DIMRF-LN]-[All Accessories] | Outdoor Luminaires | Mid Output | Parking Garage Luminaires | Standard | FALSE | [9 empty] | 10/1/2015 12:00:00 AM | Dimmable | Continuous Above 10 | No |  |  | 8078 | 110.5 | 73.1 | 5.3229 | 0.9978 | 4000 | 70
PQJ1VRWE | Eaton (formerly Cooper Lighting) | McGraw-Edison | VPL-F02-LED-Voltages Include [120V to 277V, 347V]-GL4-[All Color]-Options Include [DIM, HA, 2L, WM, L90, R90, TR, TMB, PBG, SM, STMB, LCF, OSX, DIMRF-LW, DIMRF-LN]-[All Accessories] | Outdoor Luminaires | Low Output | Parking Garage Luminaires | Standard | FALSE | [9 empty] | 10/1/2015 12:00:00 AM | Dimmable | Continuous Above 10 | No |  |  | 4756 | 92.5 | 51.42 | 5.6908 | 0.9979 | 4000 | 70
PY9XJJBJ | Eaton (formerly Cooper Lighting) | McGraw-Edison | VPL-F03-LED-Voltages Include [120V to 277V, 347V]-WQ-[All Color]-Options Include [HA, 2L, WM, L90, R90, TR, TMB, PBG, SM, STMB, LCF, OSX]-[All Accessories] | Outdoor Luminaires | Mid Output | Parking Garage Luminaires | Standard | FALSE | [9 empty] | 10/1/2015 12:00:00 AM | Not Dimmable | Not Dimmable | No |  |  | 7653 | 97.8 | 78.25 | 5.97 | 0.998 | 4000 | 70
PQEWDMNA | Eaton (formerly Cooper Lighting) | McGraw-Edison | VPL-F04-LED-Voltages Include [120V to 277V, 347V]-GL4-[All Color]-Options Include [DIM, 2L, WM, L90, R90, TR, TMB, PBG, SM, STMB, LCF, OSX, DIMRF-LW, DIMRF-LN]-[All Accessories] | Outdoor Luminaires | Mid Output | Parking Garage Luminaires | Standard | FALSE | [9 empty] | 10/1/2015 12:00:00 AM | Dimmable | Continuous Above 10 | No |  |  | 9511 | 92.2 | 103.16 | 5.2234 | 0.9983 | 4000 | 70
PD5CBJ5M | Eaton (formerly Cooper Lighting) | McGraw-Edison | VPL-F02-LED-Voltages Include [120V to 277V, 347V, 480V]-GL4-[All Color]-Options Include [HA, 2L, WM, L90, R90, TR, TMB, PBG, SM, STMB, LCF, OSX]-[All Accessories] | Outdoor Luminaires | Low Output | Parking Garage Luminaires | Standard | FALSE | [9 empty] | 10/1/2015 12:00:00 AM | Not Dimmable | Not Dimmable | No |  |  | 4755 | 86.4 | 55.03 | 6.113 | 0.998 | 4000 | 70
PHQNFC5Z | Eaton (formerly Cooper Lighting) | McGraw-Edison | VPL-F02-LED-Voltages Include [120V to 277V, 347V]-GL3-[All Color]-Options Include [DIM, HA, 2L, WM, L90, R90, TR, TMB, PBG, SM, STMB, LCF, OSX, DIMRF-LW, DIMRF-LN]-[All Accessories] | Outdoor Luminaires | Low Output | Parking Garage Luminaires | Standard | FALSE | [9 empty] | 10/1/2015 12:00:00 AM | Dimmable | Continuous Above 10 | No |  |  | 4900 | 95.3 | 51.42 | 5.6908 | 0.9979 | 4000 | 70
PENBQSA9 | Eaton (formerly Cooper Lighting) | McGraw-Edison | VPL-E01-LED-Voltages Include [120V to 277V]-GL3-[All Color]-Options Include [HA, WM, L90, R90, TR, TMB, PBG, SM, STMB, LCF, ICP]-[All Accessories] | Outdoor Luminaires | Low Output | Parking Garage Luminaires | Standard | FALSE | [9 empty] | 10/1/2015 12:00:00 AM | Not Dimmable | Not Dimmable | No |  |  | 2969 | 120.2 | 24.7 | 11.129 | 0.963 | 4000 | 70
P6APCCWR | Eaton (formerly Cooper Lighting) | McGraw-Edison | VPL-F02-LED-Voltages Include [120V to 277V, 347V, 480V]-CPR-[All Color]-Options Include [DIM, HA, 2L, WM, L90, R90, TR, TMB, PBG, SM, STMB, LCF, OSX, DIMRF-LW, DIMRF-LN]-[All Accessories] | Outdoor Luminaires | Low Output | Parking Garage Luminaires | Standard | FALSE | [9 empty] | 10/1/2015 12:00:00 AM | Dimmable | Continuous Above 10 | No |  |  | 4443 | 86.4 | 51.42 | 5.6908 | 0.9979 | 4000 | 70
P4SY2BFE | Eaton (formerly Cooper Lighting) | McGraw-Edison | VPL-E01-LED-Voltages Include [120V to 277V, 347V]-CPL-[All Color]-Options Include [HA, WM, L90, R90, TR, TMB, PBG, SM, STMB, LCF, ICP]-[All Accessories] | Outdoor Luminaires | Low Output | Parking Garage Luminaires | Standard | FALSE | [9 empty] | 10/1/2015 12:00:00 AM | Not Dimmable | Not Dimmable | No |  |  | 2695 | 109.1 | 24.7 | 11.129 | 0.963 | 4000 | 70
P4XA15QR | Eaton (formerly Cooper Lighting) | McGraw-Edison | VPL-E01-LED-Voltages Include [120V to 277V, 347V]-GL4-[All Color]-Options Include [HA, WM, L90, R90, TR, TMB, PBG, SM, STMB, LCF, ICP]-[All Accessories] | Outdoor Luminaires | Low Output | Parking Garage Luminaires | Standard | FALSE | [9 empty] | 10/1/2015 12:00:00 AM | Not Dimmable | Not Dimmable | No |  |  | 2882 | 116.7 | 24.7 | 11.129 | 0.963 | 4000 | 70
PKHP4J31 | Eaton (formerly Cooper Lighting) | McGraw-Edison | VPL-E01-LED-Voltages Include [120V to 277V]-GL2-[All Color]-Options Include [HA, WM, L90, R90, TR, TMB, PBG, SM, STMB, LCF, ICP]-[All Accessories] | Outdoor Luminaires | Low Output | Parking Garage Luminaires | Standard | FALSE | [9 empty] | 10/1/2015 12:00:00 AM | Not Dimmable | Not Dimmable | No |  |  | 2927 | 118.5 | 24.7 | 11.129 | 0.963 | 4000 | 70
P62QZYCQ | Eaton (formerly Cooper Lighting) | McGraw-Edison | VPL-F02-LED-Voltages Include [120V to 277V, 347V]-SQ-[All Color]-Options Include [HA, 2L, WM, L90, R90, TR, TMB, PBG, SM, STMB, LCF, OSX]-[All Accessories] | Outdoor Luminaires | Mid Output | Parking Garage Luminaires | Standard | FALSE | [9 empty] | 10/1/2015 12:00:00 AM | Not Dimmable | Not Dimmable | No |  |  | 5057 | 91.9 | 55.03 | 6.113 | 0.998 | 4000 | 70
P5D117YJ | Eaton (formerly Cooper Lighting) | McGraw-Edison | VPL-F02-LED-Voltages Include [120V to 277V, 347V]-SQ-[All Color]-Options Include [DIM, HA, 2L, WM, L90, R90, TR, TMB, PBG, SM, STMB, LCF, OSX, DIMRF-LW, DIMRF-LN]-[All Accessories] | Outdoor Luminaires | Mid Output | Parking Garage Luminaires | Standard | FALSE | [9 empty] | 10/1/2015 12:00:00 AM | Dimmable | Continuous Above 10 | No |  |  | 5060 | 98.4 | 51.42 | 5.6908 | 0.9979 | 4000 | 70
PTTG649M | Eaton (formerly Cooper Lighting) | McGraw-Edison | VPL-F02-LED-Voltages Include [120V to 277V, 347V]-WQ-[All Color]-Options Include [HA, 2L, WM, L90, R90, TR, TMB, PBG, SM, STMB, LCF, OSX]-[All Accessories] | Outdoor Luminaires | Mid Output | Parking Garage Luminaires | Standard | FALSE | [9 empty] | 10/1/2015 12:00:00 AM | Not Dimmable | Not Dimmable | No |  |  | 5101 | 92.7 | 55.03 | 6.113 | 0.998 | 4000 | 70
PJ9BCCCC | Eaton (formerly Cooper Lighting) | McGraw-Edison | VPL-F02-LED-Voltages Include [120V to 277V, 347V]-CQ-[All Color]-Options Include [HA, 2L, WM, L90, R90, TR, TMB, PBG, SM, STMB, LCF, OSX]-[All Accessories] | Outdoor Luminaires | Mid Output | Parking Garage Luminaires | Standard | FALSE | [9 empty] | 10/1/2015 12:00:00 AM | Not Dimmable | Not Dimmable | No |  |  | 5129 | 93.2 | 55.03 | 6.113 | 0.998 | 4000 | 70
PNBASW9R | Eaton (formerly Cooper Lighting) | McGraw-Edison | VPL-E02-LED-Voltages Include [120V to 277V, 347V]-CPR-[All Color]-Options Include [DIM, HA, 2L, WM, L90, R90, TR, TMB, PBG, SM, STMB, LCF, OSX, DIMRF-LW, DIMRF-LN]-[All Accessories] | Outdoor Luminaires | Mid Output | Parking Garage Luminaires | Standard | FALSE | [9 empty] | 10/1/2015 12:00:00 AM | Dimmable | Continuous Above 10 | No |  |  | 5385 | 111.3 | 48.38 | 6.1784 | 0.9975 | 4000 | 70
PJVN4263 | Eaton (formerly Cooper Lighting) | McGraw-Edison | VPL-E02-LED-Voltages Include [120V to 277V, 347V]-CPR-[All Color]-Options Include [HA, 2L, WM, L90, R90, TR, TMB, PBG, SM, STMB, LCF, OSX]-[All Accessories] | Outdoor Luminaires | Mid Output | Parking Garage Luminaires | Standard | FALSE | [9 empty] | 10/1/2015 12:00:00 AM | Not Dimmable | Not Dimmable | No |  |  | 5388 | 103.5 | 52.06 | 6.358 | 0.997 | 4000 | 70
PZVVY4CP | Eaton (formerly Cooper Lighting) | McGraw-Edison | VPL-E02-LED-Voltages Include [120V to 277V]-GL4-[All Color]-Options Include [DIM, HA, 2L, WM, L90, R90, TR, TMB, PBG, SM, STMB, LCF, OSX, DIMRF-LW, DIMRF-LN]-[All Accessories] | Outdoor Luminaires | Mid Output | Parking Garage Luminaires | Standard | FALSE | [9 empty] | 10/1/2015 12:00:00 AM | Dimmable | Continuous Above 10 | No |  |  | 5762 | 119.1 | 48.38 | 6.1784 | 0.9975 | 4000 | 70
PQKET2XQ | Eaton (formerly Cooper Lighting) | McGraw-Edison | VPL-E02-LED-Voltages Include [120V to 277V, 347V]-RW-[All Color]-Options Include [HA, 2L, WM, L90, R90, TR, TMB, PBG, SM, STMB, LCF, OSX]-[All Accessories] | Outdoor Luminaires | Mid Output | Parking Garage Luminaires | Standard | FALSE | [9 empty] | 10/1/2015 12:00:00 AM | Not Dimmable | Not Dimmable | No |  |  | 6007 | 115.4 | 52.06 | 6.358 | 0.997 | 4000 | 70
PHM628HG | Eaton (formerly Cooper Lighting) | McGraw-Edison | VPL-E02-LED-Voltages Include [120V to 277V]-RW-[All Color]-Options Include [DIM, HA, 2L, WM, L90, R90, TR, TMB, PBG, SM, STMB, LCF, OSX, DIMRF-LW, DIMRF-LN]-[All Accessories] | Outdoor Luminaires | Mid Output | Parking Garage Luminaires | Standard | FALSE | [9 empty] | 10/1/2015 12:00:00 AM | Dimmable | Continuous Above 10 | No |  |  | 6009 | 124.2 | 48.38 | 6.1784 | 0.9975 | 4000 | 70
P538HVXF | Eaton (formerly Cooper Lighting) | McGraw-Edison | VPL-E02-LED-Voltages Include [120V to 277V]-WQ-[All Color]-Options Include [HA, 2L, WM, L90, R90, TR, TMB, PBG, SM, STMB, LCF, OSX]-[All Accessories] | Outdoor Luminaires | Mid Output | Parking Garage Luminaires | Standard | FALSE | [9 empty] | 10/1/2015 12:00:00 AM | Not Dimmable | Not Dimmable | No |  |  | 6184 | 118.8 | 52.06 | 6.358 | 0.997 | 4000 | 70
P25B94HX | Eaton (formerly Cooper Lighting) | McGraw-Edison | VPL-E02-LED-Voltages Include [120V to 277V, 347V]-GL4-[All Color]-Options Include [HA, 2L, WM, L90, R90, TR, TMB, PBG, SM, STMB, LCF, OSX]-[All Accessories] | Outdoor Luminaires | Mid Output | Parking Garage Luminaires | Standard | FALSE | [9 empty] | 10/1/2015 12:00:00 AM | Not Dimmable | Not Dimmable | No |  |  | 5763 | 110.7 | 52.06 | 6.358 | 0.997 | 4000 | 70
PTQK69KM | Eaton (formerly Cooper Lighting) | McGraw-Edison | VPL-F03-LED-Voltages Include [120V to 277V, 347V]-GL2-[All Color]-Options Include [HA, 2L, WM, L90, R90, TR, TMB, PBG, SM, STMB, LCF, OSX]-[All Accessories] | Outdoor Luminaires | Mid Output | Parking Garage Luminaires | Standard | FALSE | [9 empty] | 10/1/2015 12:00:00 AM | Not Dimmable | Not Dimmable | No |  |  | 7246 | 92.6 | 78.25 | 5.97 | 0.998 | 4000 | 70
PB139YUE | Eaton (formerly Cooper Lighting) | McGraw-Edison | VPL-F03-LED-Voltages Include [120V to 277V, 347V]-GL3-[All Color]-Options Include [HA, 2L, WM, L90, R90, TR, TMB, PBG, SM, STMB, LCF, OSX]-[All Accessories] | Outdoor Luminaires | Mid Output | Parking Garage Luminaires | Standard | FALSE | [9 empty] | 10/1/2015 12:00:00 AM | Not Dimmable | Not Dimmable | No |  |  | 7348 | 93.9 | 78.25 | 5.97 | 0.998 | 4000 | 70
PFYBXZ4Z | Eaton (formerly Cooper Lighting) | McGraw-Edison | VPL-E04-LED-Voltages Include [120V to 277V]-CQ-[All Color]-Options Include [2L, WM, L90, R90, TR, TMB, PBG, SM, STMB, LCF, OSX]-[All Accessories] | Outdoor Luminaires | High Output | Parking Garage Luminaires | Standard | FALSE | [9 empty] | 10/1/2015 12:00:00 AM | Not Dimmable | Not Dimmable | No |  |  | 12428 | 127.8 | 97.25 | 4.88 | 0.998 | 4000 | 70
PKU3A93G | Eaton (formerly Cooper Lighting) | McGraw-Edison | CNC-F01-LED-Voltages Include [120V to 277V, 347V]-GL2-[All Color]-Options Include [HA, WM, L90, R90, TR, TMB, SM, LCF, ICP]-[All Accessories] | Outdoor Luminaires | Low Output | Parking Garage Luminaires | Standard | FALSE | [9 empty] | 10/1/2015 12:00:00 AM | Not Dimmable | Not Dimmable | No |  |  | 2417 | 93.5 | 25.852 | 10.263 | 0.965 | 4000 | 70
P16CG3RD | Eaton (formerly Cooper Lighting) | McGraw-Edison | CNC-F01-LED-Voltages Include [120V to 277V, 347V]-CQ-[All Color]-Options Include [HA, WM, L90, R90, TR, TMB, SM, LCF, ICP]-[All Accessories] | Outdoor Luminaires | Low Output | Parking Garage Luminaires | Standard | FALSE | [9 empty] | 10/1/2015 12:00:00 AM | Not Dimmable | Not Dimmable | No |  |  | 2565 | 99.2 | 25.852 | 10.263 | 0.965 | 4000 | 70
PWRF5UC2 | Eaton (formerly Cooper Lighting) | McGraw-Edison | CNC-E01-LED-Voltages Include [120V to 277V, 347V]-CPL-[All Color]-Options Include [HA, WM, L90, R90, TR, TMB, SM, LCF, ICP]-[All Accessories] | Outdoor Luminaires | Low Output | Parking Garage Luminaires | Standard | FALSE | [9 empty] | 10/1/2015 12:00:00 AM | Not Dimmable | Not Dimmable | No |  |  | 2695 | 109.1 | 24.699 | 11.129 | 0.963 | 4000 | 70
PAY6GR91 | Eaton (formerly Cooper Lighting) | McGraw-Edison | CNC-E01-LED-Voltages Include [120V to 277V]-GL2-[All Color]-Options Include [HA, WM, L90, R90, TR, TMB, SM, LCF, ICP]-[All Accessories] | Outdoor Luminaires | Low Output | Parking Garage Luminaires | Standard | FALSE | [9 empty] | 10/1/2015 12:00:00 AM | Not Dimmable | Not Dimmable | No |  |  | 2927 | 118.5 | 24.699 | 11.129 | 0.963 | 4000 | 70
PMJZNN9T | Eaton (formerly Cooper Lighting) | McGraw-Edison | CNC-E01-LED-Voltages Include [120V to 277V]-GL3-[All Color]-Options Include [HA, WM, L90, R90, TR, TMB, SM, LCF, ICP]-[All Accessories] | Outdoor Luminaires | Low Output | Parking Garage Luminaires | Standard | FALSE | [9 empty] | 10/1/2015 12:00:00 AM | Not Dimmable | Not Dimmable | No |  |  | 2969 | 120.2 | 24.699 | 11.129 | 0.963 | 4000 | 70
P31Q4RSW | Eaton (formerly Cooper Lighting) | McGraw-Edison | CNC-E01-LED-Voltages Include [120V to 277V]-WQ-[All Color]-Options Include [HA, WM, L90, R90, TR, TMB, SM, LCF, ICP]-[All Accessories] | Outdoor Luminaires | Low Output | Parking Garage Luminaires | Standard | FALSE | [9 empty] | 10/1/2015 12:00:00 AM | Not Dimmable | Not Dimmable | No |  |  | 3092 | 125.2 | 24.699 | 11.129 | 0.963 | 4000 | 70
P2KYDCB3 | Eaton (formerly Cooper Lighting) | McGraw-Edison | CNC-E01-LED-Voltages Include [120V to 277V]-CQ-[All Color]-Options Include [HA, WM, L90, R90, TR, TMB, SM, LCF, ICP]-[All Accessories] | Outdoor Luminaires | Low Output | Parking Garage Luminaires | Standard | FALSE | [9 empty] | 10/1/2015 12:00:00 AM | Not Dimmable | Not Dimmable | No |  |  | 3107 | 125.8 | 24.699 | 11.129 | 0.963 | 4000 | 70
PVTDHV1F | Eaton (formerly Cooper Lighting) | McGraw-Edison | CNC-F02-LED-Voltages Include [120V to 277V, 347V, 480V]-CPR-[All Color]-Options Include [DIM, HA, 2L, WM, L90, R90, TR, TMB, SM, LCF, OSX]-[All Accessories] | Outdoor Luminaires | Low Output | Parking Garage Luminaires | Standard | FALSE | [9 empty] | 10/1/2015 12:00:00 AM | Dimmable | Continuous Above 10 | No |  |  | 4443 | 86.4 | 51.419 | 5.6908 | 0.9979 | 4000 | 70
PSRTGSVT | Eaton (formerly Cooper Lighting) | McGraw-Edison | CNC-F02-LED-Voltages Include [120V to 277V, 347V, 480V]-CPL-[All Color]-Options Include [HA, 2L, WM, L90, R90, TR, TMB, SM, LCF, OSX]-[All Accessories] | Outdoor Luminaires | Low Output | Parking Garage Luminaires | Standard | FALSE | [9 empty] | 10/1/2015 12:00:00 AM | Not Dimmable | Not Dimmable | No |  |  | 4447 | 80.8 | 55.031 | 6.113 | 0.998 | 4000 | 70
PTJU7T72 | Eaton (formerly Cooper Lighting) | McGraw-Edison | CNC-F02-LED-Voltages Include [120V to 277V, 347V, 480V]-CPR-[All Color]-Options Include [HA, 2L, WM, L90, R90, TR, TMB, SM, LCF, OSX]-[All Accessories] | Outdoor Luminaires | Low Output | Parking Garage Luminaires | Standard | FALSE | [9 empty] | 10/1/2015 12:00:00 AM | Not Dimmable | Not Dimmable | No |  |  | 4447 | 80.8 | 55.031 | 6.113 | 0.998 | 4000 | 70
P3AYDDV6 | Eaton (formerly Cooper Lighting) | McGraw-Edison | CNC-F02-LED-Voltages Include [120V to 277V, 347V]-WQ-[All Color]-Options Include [HA, 2L, WM, L90, R90, TR, TMB, SM, LCF, OSX]-[All Accessories] | Outdoor Luminaires | Mid Output | Parking Garage Luminaires | Standard | FALSE | [9 empty] | 10/1/2015 12:00:00 AM | Not Dimmable | Not Dimmable | No |  |  | 5101 | 92.7 | 55.031 | 6.113 | 0.998 | 4000 | 70
PJC85KK2 | Eaton (formerly Cooper Lighting) | McGraw-Edison | CNC-E02-LED-Voltages Include [120V to 277V, 347V]-CPL-[All Color]-Options Include [HA, 2L, WM, L90, R90, TR, TMB, SM, LCF, OSX]-[All Accessories] | Outdoor Luminaires | Mid Output | Parking Garage Luminaires | Standard | FALSE | [9 empty] | 10/1/2015 12:00:00 AM | Not Dimmable | Not Dimmable | No |  |  | 5388 | 103.5 | 52.057 | 6.358 | 0.997 | 4000 | 70
PTQKJPDY | Eaton (formerly Cooper Lighting) | McGraw-Edison | CNC-E02-LED-Voltages Include [120V to 277V]-GL4-[All Color]-Options Include [DIM, HA, 2L, WM, L90, R90, TR, TMB, SM, LCF, OSX]-[All Accessories] | Outdoor Luminaires | Mid Output | Parking Garage Luminaires | Standard | FALSE | [9 empty] | 10/1/2015 12:00:00 AM | Dimmable | Continuous Above 10 | No |  |  | 5762 | 119.1 | 48.381 | 6.1784 | 0.9975 | 4000 | 70
PJX38NDW | Eaton (formerly Cooper Lighting) | McGraw-Edison | CNC-E02-LED-Voltages Include [120V to 277V]-GL2-[All Color]-Options Include [DIM, HA, 2L, WM, L90, R90, TR, TMB, SM, LCF, OSX]-[All Accessories] | Outdoor Luminaires | Mid Output | Parking Garage Luminaires | Standard | FALSE | [9 empty] | 10/1/2015 12:00:00 AM | Dimmable | Continuous Above 10 | No |  |  | 5854 | 121 | 48.381 | 6.1784 | 0.9975 | 4000 | 70
PPK8V59J | Eaton (formerly Cooper Lighting) | McGraw-Edison | CNC-E02-LED-Voltages Include [120V to 277V, 347V]-GL2-[All Color]-Options Include [HA, 2L, WM, L90, R90, TR, TMB, SM, LCF, OSX]-[All Accessories] | Outdoor Luminaires | Mid Output | Parking Garage Luminaires | Standard | FALSE | [9 empty] | 10/1/2015 12:00:00 AM | Not Dimmable | Not Dimmable | No |  |  | 5856 | 112.5 | 52.057 | 6.358 | 0.997 | 4000 | 70
PJZ4V6J3 | Eaton (formerly Cooper Lighting) | McGraw-Edison | CNC-E02-LED-Voltages Include [120V to 277V]-CQ-[All Color]-Options Include [HA, 2L, WM, L90, R90, TR, TMB, SM, LCF, OSX]-[All Accessories] | Outdoor Luminaires | Mid Output | Parking Garage Luminaires | Standard | FALSE | [9 empty] | 10/1/2015 12:00:00 AM | Not Dimmable | Not Dimmable | No |  |  | 6216 | 119.4 | 52.057 | 6.358 | 0.997 | 4000 | 70
P8R9KFWQ | Eaton (formerly Cooper Lighting) | McGraw-Edison | CNC-E02-LED-Voltages Include [120V to 277V]-CQ-[All Color]-Options Include [DIM, HA, 2L, WM, L90, R90, TR, TMB, SM, LCF, OSX]-[All Accessories] | Outdoor Luminaires | Mid Output | Parking Garage Luminaires | Standard | FALSE | [9 empty] | 10/1/2015 12:00:00 AM | Dimmable | Continuous Above 10 | No |  |  | 6217 | 128.5 | 48.381 | 6.1784 | 0.9975 | 4000 | 70
P116RXK5 | Eaton (formerly Cooper Lighting) | McGraw-Edison | CNC-F03-LED-Voltages Include [120V to 277V, 347V, 480V]-CPL-[All Color]-Options Include [DIM, HA, 2L, WM, L90, R90, TR, TMB, SM, LCF, OSX]-[All Accessories] | Outdoor Luminaires | Mid Output | Parking Garage Luminaires | Standard | FALSE | [9 empty] | 10/1/2015 12:00:00 AM | Dimmable | Continuous Above 10 | No |  |  | 6671 | 86.5 | 77.12 | 5.1443 | 0.9979 | 4000 | 70
PHRYNJRT | Eaton (formerly Cooper Lighting) | McGraw-Edison | CNC-F03-LED-Voltages Include [120V to 277V, 347V]-GL4-[All Color]-Options Include [DIM, HA, 2L, WM, L90, R90, TR, TMB, SM, LCF, OSX]-[All Accessories] | Outdoor Luminaires | Mid Output | Parking Garage Luminaires | Standard | FALSE | [9 empty] | 10/1/2015 12:00:00 AM | Dimmable | Continuous Above 10 | No |  |  | 7134 | 92.5 | 77.12 | 5.1443 | 0.9979 | 4000 | 70
PEFZRAJG | Eaton (formerly Cooper Lighting) | McGraw-Edison | CNC-F03-LED-Voltages Include [120V to 277V, 347V]-GL2-[All Color]-Options Include [HA, 2L, WM, L90, R90, TR, TMB, SM, LCF, OSX]-[All Accessories] | Outdoor Luminaires | Mid Output | Parking Garage Luminaires | Standard | FALSE | [9 empty] | 10/1/2015 12:00:00 AM | Not Dimmable | Not Dimmable | No |  |  | 7246 | 92.6 | 78.25 | 5.97 | 0.998 | 4000 | 70
P1D4TMUH | Eaton (formerly Cooper Lighting) | McGraw-Edison | CNC-F03-LED-Voltages Include [120V to 277V, 347V]-GL2-[All Color]-Options Include [DIM, HA, 2L, WM, L90, R90, TR, TMB, SM, LCF, OSX]-[All Accessories] | Outdoor Luminaires | Mid Output | Parking Garage Luminaires | Standard | FALSE | [9 empty] | 10/1/2015 12:00:00 AM | Dimmable | Continuous Above 10 | No |  |  | 7249 | 94 | 77.12 | 5.1443 | 0.9979 | 4000 | 70
PT2SQQU2 | Eaton (formerly Cooper Lighting) | McGraw-Edison | CNC-F03-LED-Voltages Include [120V to 277V, 347V]-WQ-[All Color]-Options Include [DIM, HA, 2L, WM, L90, R90, TR, TMB, SM, LCF, OSX]-[All Accessories] | Outdoor Luminaires | Mid Output | Parking Garage Luminaires | Standard | FALSE | [9 empty] | 10/1/2015 12:00:00 AM | Dimmable | Continuous Above 10 | No |  |  | 7658 | 99.3 | 77.12 | 5.1443 | 0.9979 | 4000 | 70
PJHWAHQ4 | Eaton (formerly Cooper Lighting) | McGraw-Edison | CNC-E03-LED-Voltages Include [120V to 277V, 347V]-CPR-[All Color]-Options Include [DIM, HA, 2L, WM, L90, R90, TR, TMB, SM, LCF, OSX]-[All Accessories] | Outdoor Luminaires | Mid Output | Parking Garage Luminaires | Standard | FALSE | [9 empty] | 10/1/2015 12:00:00 AM | Dimmable | Continuous Above 10 | No |  |  | 8078 | 110.5 | 73.1 | 5.3229 | 0.9978 | 4000 | 70
PTCJTD41 | Eaton (formerly Cooper Lighting) | McGraw-Edison | CNC-E03-LED-Voltages Include [120V to 277V, 347V]-GL4-[All Color]-Options Include [HA, 2L, WM, L90, R90, TR, TMB, SM, LCF, OSX]-[All Accessories] | Outdoor Luminaires | Mid Output | Parking Garage Luminaires | Standard | FALSE | [9 empty] | 10/1/2015 12:00:00 AM | Not Dimmable | Not Dimmable | No |  |  | 8646 | 114.9 | 75.244 | 6.008 | 0.998 | 4000 | 70
P7QHBQA2 | Eaton (formerly Cooper Lighting) | McGraw-Edison | CNC-F04-LED-Voltages Include [120V to 277V, 347V, 480V]-CPL-[All Color]-Options Include [2L, WM, L90, R90, TR, TMB, SM, LCF, OSX]-[All Accessories] | Outdoor Luminaires | Mid Output | Parking Garage Luminaires | Standard | FALSE | [9 empty] | 10/1/2015 12:00:00 AM | Not Dimmable | Not Dimmable | No |  |  | 8891 | 87 | 102.2 | 4.845 | 0.998 | 4000 | 70
PAVZR3FS | Eaton (formerly Cooper Lighting) | McGraw-Edison | CNC-E03-LED-Voltages Include [120V to 277V]-GL3-[All Color]-Options Include [HA, 2L, WM, L90, R90, TR, TMB, SM, LCF, OSX]-[All Accessories] | Outdoor Luminaires | Mid Output | Parking Garage Luminaires | Standard | FALSE | [9 empty] | 10/1/2015 12:00:00 AM | Not Dimmable | Not Dimmable | No |  |  | 8909 | 118.4 | 75.244 | 6.008 | 0.998 | 4000 | 70
P4T94CT7 | Eaton (formerly Cooper Lighting) | McGraw-Edison | CNC-F04-LED-Voltages Include [120V to 277V, 347V]-GL4-[All Color]-Options Include [DIM, 2L, WM, L90, R90, TR, TMB, SM, LCF, OSX]-[All Accessories] | Outdoor Luminaires | Mid Output | Parking Garage Luminaires | Standard | FALSE | [9 empty] | 10/1/2015 12:00:00 AM | Dimmable | Continuous Above 10 | No |  |  | 9511 | 92.2 | 103.16 | 5.2234 | 0.9983 | 4000 | 70
PXNWUKF3 | Eaton (formerly Cooper Lighting) | McGraw-Edison | CNC-E04-LED-Voltages Include [120V to 277V]-WQ-[All Color]-Options Include [2L, WM, L90, R90, TR, TMB, SM, LCF, OSX]-[All Accessories] | Outdoor Luminaires | High Output | Parking Garage Luminaires | Standard | FALSE | [9 empty] | 10/1/2015 12:00:00 AM | Not Dimmable | Not Dimmable | No |  |  | 12370 | 127.2 | 97.247 | 4.88 | 0.998 | 4000 | 70
PDWQZNXQ | Eaton (formerly Cooper Lighting) | McGraw-Edison | CNC-E04-LED-Voltages Include [120V to 277V]-CQ-[All Color]-Options Include [DIM, 2L, WM, L90, R90, TR, TMB, SM, LCF, OSX]-[All Accessories] | Outdoor Luminaires | High Output | Parking Garage Luminaires | Standard | FALSE | [9 empty] | 10/1/2015 12:00:00 AM | Dimmable | Continuous Above 10 | No |  |  | 12426 | 122.4 | 101.52 | 5.0455 | 0.9985 | 4000 | 70
PZ9C8SKR | Eaton (formerly Cooper Lighting) | McGraw-Edison | CNC-F04-LED-Voltages Include [120V to 277V, 347V]-RW-[All Color]-Options Include [2L, WM, L90, R90, TR, TMB, SM, LCF, OSX]-[All Accessories] | Outdoor Luminaires | Mid Output | Parking Garage Luminaires | Standard | FALSE | [9 empty] | 10/1/2015 12:00:00 AM | Not Dimmable | Not Dimmable | No |  |  | 9913 | 97 | 102.2 | 4.845 | 0.998 | 4000 | 70
PDUFJANG | Eaton (formerly Cooper Lighting) | McGraw-Edison | CNC-E04-LED-Voltages Include [120V to 277V, 347V]-CPR-[All Color]-Options Include [DIM, 2L, WM, L90, R90, TR, TMB, SM, LCF, OSX]-[All Accessories] | Outdoor Luminaires | High Output | Parking Garage Luminaires | Standard | FALSE | [9 empty] | 10/1/2015 12:00:00 AM | Dimmable | Continuous Above 10 | No |  |  | 10771 | 106.1 | 101.52 | 5.0455 | 0.9985 | 4000 | 70
P88B2TRQ | Eaton (formerly Cooper Lighting) | McGraw-Edison | CNC-F02-LED-Voltages Include [120V to 277V, 347V]-RW-[All Color]-Options Include [HA, 2L, WM, L90, R90, TR, TMB, SM, LCF, OSX]-[All Accessories] | Outdoor Luminaires | Low Output | Parking Garage Luminaires | Standard | FALSE | [9 empty] | 10/1/2015 12:00:00 AM | Not Dimmable | Not Dimmable | No |  |  | 4958 | 90.1 | 55.031 | 6.113 | 0.998 | 4000 | 70
PG6ER6CQ | Eaton (formerly Cooper Lighting) | McGraw-Edison | CNC-E04-LED-Voltages Include [120V to 277V]-RW-[All Color]-Options Include [2L, WM, L90, R90, TR, TMB, SM, LCF, OSX]-[All Accessories] | Outdoor Luminaires | High Output | Parking Garage Luminaires | Standard | FALSE | [9 empty] | 10/1/2015 12:00:00 AM | Not Dimmable | Not Dimmable | No |  |  | 12010 | 123.5 | 97.247 | 4.88 | 0.998 | 4000 | 70
P3RTAZKU | Eaton (formerly Cooper Lighting) | McGraw-Edison | VPL-F04-LED-Voltages Include [120V to 277V, 347V]-WQ-[All Color]-Options Include [DIM, 2L, WM, L90, R90, TR, TMB, PBG, SM, STMB, LCF, OSX, DIMRF-LW, DIMRF-LN]-[All Accessories] | Outdoor Luminaires | High Output | Parking Garage Luminaires | Standard | FALSE | [9 empty] | 10/1/2015 12:00:00 AM | Dimmable | Continuous Above 10 | No |  |  | 10203 | 98.9 | 103.16 | 5.2234 | 0.9983 | 4000 | 70
PFFMQEV4 | Eaton (formerly Cooper Lighting) | McGraw-Edison | VPL-E04-LED-Voltages Include [120V to 277V, 347V]-CPL-[All Color]-Options Include [2L, WM, L90, R90, TR, TMB, PBG, SM, STMB, LCF, OSX]-[All Accessories] | Outdoor Luminaires | High Output | Parking Garage Luminaires | Standard | FALSE | [9 empty] | 10/1/2015 12:00:00 AM | Not Dimmable | Not Dimmable | No |  |  | 10775 | 110.8 | 97.25 | 4.88 | 0.998 | 4000 | 70
PQB2S836 | Eaton (formerly Cooper Lighting) | McGraw-Edison | VPL-E04-LED-Voltages Include [120V to 277V]-RW-[All Color]-Options Include [2L, WM, L90, R90, TR, TMB, PBG, SM, STMB, LCF, OSX]-[All Accessories] | Outdoor Luminaires | High Output | Parking Garage Luminaires | Standard | FALSE | [9 empty] | 10/1/2015 12:00:00 AM | Not Dimmable | Not Dimmable | No |  |  | 12010 | 123.5 | 97.25 | 4.88 | 0.998 | 4000 | 70
P7TC9FHX | Eaton (formerly Cooper Lighting) | McGraw-Edison | VPL-E04-LED-Voltages Include [120V to 277V]-SQ-[All Color]-Options Include [2L, WM, L90, R90, TR, TMB, PBG, SM, STMB, LCF, OSX]-[All Accessories] | Outdoor Luminaires | High Output | Parking Garage Luminaires | Standard | FALSE | [9 empty] | 10/1/2015 12:00:00 AM | Not Dimmable | Not Dimmable | No |  |  | 12263 | 126.1 | 97.25 | 4.88 | 0.998 | 4000 | 70
PWRR4HA4 | Eaton (formerly Cooper Lighting) | McGraw-Edison | VPL-E03-LED-Voltages Include [120V to 277V]-CQ-[All Color]-Options Include [DIM, HA, 2L, WM, L90, R90, TR, TMB, PBG, SM, STMB, LCF, OSX, DIMRF-LW, DIMRF-LN]-[All Accessories] | Outdoor Luminaires | Mid Output | Parking Garage Luminaires | Standard | FALSE | [9 empty] | 10/1/2015 12:00:00 AM | Dimmable | Continuous Above 10 | No |  |  | 9320 | 127.5 | 73.1 | 5.3229 | 0.9978 | 4000 | 70
PNSHJC4Y | Eaton (formerly Cooper Lighting) | McGraw-Edison | VPL-F03-LED-Voltages Include [120V to 277V, 347V]-WQ-[All Color]-Options Include [DIM, HA, 2L, WM, L90, R90, TR, TMB, PBG, SM, STMB, LCF, OSX, DIMRF-LW, DIMRF-LN]-[All Accessories] | Outdoor Luminaires | Mid Output | Parking Garage Luminaires | Standard | FALSE | [9 empty] | 10/1/2015 12:00:00 AM | Dimmable | Continuous Above 10 | No |  |  | 7658 | 99.3 | 77.12 | 5.1443 | 0.9979 | 4000 | 70
PDHEJ8UF | Eaton (formerly Cooper Lighting) | McGraw-Edison | CNC-E01-LED-Voltages Include [120V to 277V, 347V]-CPR-[All Color]-Options Include [HA, WM, L90, R90, TR, TMB, SM, LCF, ICP]-[All Accessories] | Outdoor Luminaires | Low Output | Parking Garage Luminaires | Standard | FALSE | [9 empty] | 10/1/2015 12:00:00 AM | Not Dimmable | Not Dimmable | No |  |  | 2695 | 109.1 | 24.699 | 11.129 | 0.963 | 4000 | 70
P7NXP6UJ | Eaton (formerly Cooper Lighting) | McGraw-Edison | CNC-E02-LED-Voltages Include [120V to 277V, 347V]-CPR-[All Color]-Options Include [DIM, HA, 2L, WM, L90, R90, TR, TMB, SM, LCF, OSX]-[All Accessories] | Outdoor Luminaires | Mid Output | Parking Garage Luminaires | Standard | FALSE | [9 empty] | 10/1/2015 12:00:00 AM | Dimmable | Continuous Above 10 | No |  |  | 5385 | 111.3 | 48.381 | 6.1784 | 0.9975 | 4000 | 70
PZFAWPME | Eaton (formerly Cooper Lighting) | McGraw-Edison | CNC-E02-LED-Voltages Include [120V to 277V]-RW-[All Color]-Options Include [DIM, HA, 2L, WM, L90, R90, TR, TMB, SM, LCF, OSX]-[All Accessories] | Outdoor Luminaires | Mid Output | Parking Garage Luminaires | Standard | FALSE | [9 empty] | 10/1/2015 12:00:00 AM | Dimmable | Continuous Above 10 | No |  |  | 6009 | 124.2 | 48.381 | 6.1784 | 0.9975 | 4000 | 70
PDVD15BM | Eaton (formerly Cooper Lighting) | McGraw-Edison | CNC-E02-LED-Voltages Include [120V to 277V]-SQ-[All Color]-Options Include [HA, 2L, WM, L90, R90, TR, TMB, SM, LCF, OSX]-[All Accessories] | Outdoor Luminaires | Mid Output | Parking Garage Luminaires | Standard | FALSE | [9 empty] | 10/1/2015 12:00:00 AM | Not Dimmable | Not Dimmable | No |  |  | 6132 | 117.8 | 52.057 | 6.358 | 0.997 | 4000 | 70
PWX8XY23 | Eaton (formerly Cooper Lighting) | McGraw-Edison | CNC-E02-LED-Voltages Include [120V to 277V]-WQ-[All Color]-Options Include [HA, 2L, WM, L90, R90, TR, TMB, SM, LCF, OSX]-[All Accessories] | Outdoor Luminaires | Mid Output | Parking Garage Luminaires | Standard | FALSE | [9 empty] | 10/1/2015 12:00:00 AM | Not Dimmable | Not Dimmable | No |  |  | 6184 | 118.8 | 52.057 | 6.358 | 0.997 | 4000 | 70
PM4486JT | Eaton (formerly Cooper Lighting) | McGraw-Edison | CNC-F03-LED-Voltages Include [120V to 277V, 347V]-SQ-[All Color]-Options Include [DIM, HA, 2L, WM, L90, R90, TR, TMB, SM, LCF, OSX]-[All Accessories] | Outdoor Luminaires | Mid Output | Parking Garage Luminaires | Standard | FALSE | [9 empty] | 10/1/2015 12:00:00 AM | Dimmable | Continuous Above 10 | No |  |  | 7589 | 98.4 | 77.12 | 5.1443 | 0.9979 | 4000 | 70
PH6ZN833 | Eaton (formerly Cooper Lighting) | McGraw-Edison | CNC-F03-LED-Voltages Include [120V to 277V, 347V]-CQ-[All Color]-Options Include [HA, 2L, WM, L90, R90, TR, TMB, SM, LCF, OSX]-[All Accessories] | Outdoor Luminaires | Mid Output | Parking Garage Luminaires | Standard | FALSE | [9 empty] | 10/1/2015 12:00:00 AM | Not Dimmable | Not Dimmable | No |  |  | 7692 | 98.3 | 78.25 | 5.97 | 0.998 | 4000 | 70
PXZ84VSW | Eaton (formerly Cooper Lighting) | McGraw-Edison | CNC-F04-LED-Voltages Include [120V to 277V, 347V]-GL4-[All Color]-Options Include [2L, WM, L90, R90, TR, TMB, SM, LCF, OSX]-[All Accessories] | Outdoor Luminaires | Mid Output | Parking Garage Luminaires | Standard | FALSE | [9 empty] | 10/1/2015 12:00:00 AM | Not Dimmable | Not Dimmable | No |  |  | 9515 | 93.1 | 102.2 | 4.845 | 0.998 | 4000 | 70
PUK4B4QN | Eaton (formerly Cooper Lighting) | McGraw-Edison | CNC-F04-LED-Voltages Include [120V to 277V, 347V]-GL2-[All Color]-Options Include [DIM, 2L, WM, L90, R90, TR, TMB, SM, LCF, OSX]-[All Accessories] | Outdoor Luminaires | Mid Output | Parking Garage Luminaires | Standard | FALSE | [9 empty] | 10/1/2015 12:00:00 AM | Dimmable | Continuous Above 10 | No |  |  | 9666 | 93.7 | 103.16 | 5.2234 | 0.9983 | 4000 | 70
PDFURFBY | Eaton (formerly Cooper Lighting) | McGraw-Edison | CNC-F04-LED-Voltages Include [120V to 277V, 347V]-GL3-[All Color]-Options Include [DIM, 2L, WM, L90, R90, TR, TMB, SM, LCF, OSX]-[All Accessories] | Outdoor Luminaires | Mid Output | Parking Garage Luminaires | Standard | FALSE | [9 empty] | 10/1/2015 12:00:00 AM | Dimmable | Continuous Above 10 | No |  |  | 9800 | 95 | 103.16 | 5.2234 | 0.9983 | 4000 | 70
P3B5BKQD | Eaton (formerly Cooper Lighting) | McGraw-Edison | CNC-E04-LED-Voltages Include [120V to 277V]-SQ-[All Color]-Options Include [2L, WM, L90, R90, TR, TMB, SM, LCF, OSX]-[All Accessories] | Outdoor Luminaires | High Output | Parking Garage Luminaires | Standard | FALSE | [9 empty] | 10/1/2015 12:00:00 AM | Not Dimmable | Not Dimmable | No |  |  | 12263 | 126.1 | 97.247 | 4.88 | 0.998 | 4000 | 70
P7VAHWCF | Eaton (formerly Cooper Lighting) | McGraw-Edison | VPL-F04-LED-Voltages Include [120V to 277V, 347V]-GL3-[All Color]-Options Include [DIM, 2L, WM, L90, R90, TR, TMB, PBG, SM, STMB, LCF, OSX, DIMRF-LW, DIMRF-LN]-[All Accessories] | Outdoor Luminaires | Mid Output | Parking Garage Luminaires | Standard | FALSE | [9 empty] | 10/1/2015 12:00:00 AM | Dimmable | Continuous Above 10 | No |  |  | 9800 | 95 | 103.16 | 5.2234 | 0.9983 | 4000 | 70
PXHRPCYJ | Eaton (formerly Cooper Lighting) | McGraw-Edison | VPL-F03-LED-Voltages Include [120V to 277V, 347V]-SQ-[All Color]-Options Include [HA, 2L, WM, L90, R90, TR, TMB, PBG, SM, STMB, LCF, OSX]-[All Accessories] | Outdoor Luminaires | Mid Output | Parking Garage Luminaires | Standard | FALSE | [9 empty] | 10/1/2015 12:00:00 AM | Not Dimmable | Not Dimmable | No |  |  | 7590 | 97 | 78.25 | 5.97 | 0.998 | 4000 | 70
PCAZQ64P | Eaton (formerly Cooper Lighting) | McGraw-Edison | VPL-F03-LED-Voltages Include [120V to 277V, 347V]-CQ-[All Color]-Options Include [HA, 2L, WM, L90, R90, TR, TMB, PBG, SM, STMB, LCF, OSX]-[All Accessories] | Outdoor Luminaires | Mid Output | Parking Garage Luminaires | Standard | FALSE | [9 empty] | 10/1/2015 12:00:00 AM | Not Dimmable | Not Dimmable | No |  |  | 7692 | 98.3 | 78.25 | 5.97 | 0.998 | 4000 | 70
P8MDZUF8 | Eaton (formerly Cooper Lighting) | McGraw-Edison | VPL-F02-LED-Voltages Include [120V to 277V, 347V]-RW-[All Color]-Options Include [DIM, HA, 2L, WM, L90, R90, TR, TMB, PBG, SM, STMB, LCF, OSX, DIMRF-LW, DIMRF-LN]-[All Accessories] | Outdoor Luminaires | Low Output | Parking Garage Luminaires | Standard | FALSE | [9 empty] | 10/1/2015 12:00:00 AM | Dimmable | Continuous Above 10 | No |  |  | 4957 | 96.4 | 51.42 | 5.6908 | 0.9979 | 4000 | 70
PWNXSC7E | Eaton (formerly Cooper Lighting) | McGraw-Edison | VPL-E01-LED-Voltages Include [120V to 277V]-WQ-[All Color]-Options Include [HA, WM, L90, R90, TR, TMB, PBG, SM, STMB, LCF, ICP]-[All Accessories] | Outdoor Luminaires | Low Output | Parking Garage Luminaires | Standard | FALSE | [9 empty] | 10/1/2015 12:00:00 AM | Not Dimmable | Not Dimmable | No |  |  | 3092 | 125.2 | 24.7 | 11.129 | 0.963 | 4000 | 70
PR587E5P | Eaton (formerly Cooper Lighting) | McGraw-Edison | VPL-E01-LED-Voltages Include [120V to 277V]-CQ-[All Color]-Options Include [HA, WM, L90, R90, TR, TMB, PBG, SM, STMB, LCF, ICP]-[All Accessories] | Outdoor Luminaires | Low Output | Parking Garage Luminaires | Standard | FALSE | [9 empty] | 10/1/2015 12:00:00 AM | Not Dimmable | Not Dimmable | No |  |  | 3107 | 125.8 | 24.7 | 11.129 | 0.963 | 4000 | 70
PPY2CJHZ | Eaton (formerly Cooper Lighting) | McGraw-Edison | VPL-E02-LED-Voltages Include [120V to 277V]-WQ-[All Color]-Options Include [DIM, HA, 2L, WM, L90, R90, TR, TMB, PBG, SM, STMB, LCF, OSX, DIMRF-LW, DIMRF-LN]-[All Accessories] | Outdoor Luminaires | Mid Output | Parking Garage Luminaires | Standard | FALSE | [9 empty] | 10/1/2015 12:00:00 AM | Dimmable | Continuous Above 10 | No |  |  | 6183 | 127.8 | 48.38 | 6.1784 | 0.9975 | 4000 | 70
P2N989S8 | Eaton (formerly Cooper Lighting) | McGraw-Edison | CNC-E02-LED-Voltages Include [120V to 277V, 347V]-CPR-[All Color]-Options Include [HA, 2L, WM, L90, R90, TR, TMB, SM, LCF, OSX]-[All Accessories] | Outdoor Luminaires | Mid Output | Parking Garage Luminaires | Standard | FALSE | [9 empty] | 10/1/2015 12:00:00 AM | Not Dimmable | Not Dimmable | No |  |  | 5388 | 103.5 | 52.057 | 6.358 | 0.997 | 4000 | 70
PSR1Q8HQ | Eaton (formerly Cooper Lighting) | McGraw-Edison | CNC-E02-LED-Voltages Include [120V to 277V, 347V]-GL3-[All Color]-Options Include [HA, 2L, WM, L90, R90, TR, TMB, SM, LCF, OSX]-[All Accessories] | Outdoor Luminaires | Mid Output | Parking Garage Luminaires | Standard | FALSE | [9 empty] | 10/1/2015 12:00:00 AM | Not Dimmable | Not Dimmable | No |  |  | 5934 | 114 | 52.057 | 6.358 | 0.997 | 4000 | 70
PBMTS11F | Eaton (formerly Cooper Lighting) | McGraw-Edison | CNC-E03-LED-Voltages Include [120V to 277V, 347V]-CPL-[All Color]-Options Include [HA, 2L, WM, L90, R90, TR, TMB, SM, LCF, OSX]-[All Accessories] | Outdoor Luminaires | Mid Output | Parking Garage Luminaires | Standard | FALSE | [9 empty] | 10/1/2015 12:00:00 AM | Not Dimmable | Not Dimmable | No |  |  | 8081 | 107.4 | 75.244 | 6.008 | 0.998 | 4000 | 70
PDMXJJ4F | Eaton (formerly Cooper Lighting) | McGraw-Edison | CNC-F04-LED-Voltages Include [120V to 277V, 347V, 480V]-CPR-[All Color]-Options Include [DIM, 2L, WM, L90, R90, TR, TMB, SM, LCF, OSX]-[All Accessories] | Outdoor Luminaires | Mid Output | Parking Garage Luminaires | Standard | FALSE | [9 empty] | 10/1/2015 12:00:00 AM | Dimmable | Continuous Above 10 | No |  |  | 8892 | 86.2 | 103.16 | 5.2234 | 0.9983 | 4000 | 70
PGBANH8P | Eaton (formerly Cooper Lighting) | McGraw-Edison | CNC-E04-LED-Voltages Include [120V to 277V]-CQ-[All Color]-Options Include [2L, WM, L90, R90, TR, TMB, SM, LCF, OSX]-[All Accessories] | Outdoor Luminaires | High Output | Parking Garage Luminaires | Standard | FALSE | [9 empty] | 10/1/2015 12:00:00 AM | Not Dimmable | Not Dimmable | No |  |  | 12428 | 127.8 | 97.247 | 4.88 | 0.998 | 4000 | 70
P9JZCGWY | Eaton (formerly Cooper Lighting) | McGraw-Edison | CNC-F01-LED-Voltages Include [120V to 277V, 347V, 480V]-CPL-[All Color]-Options Include [HA, WM, L90, R90, TR, TMB, SM, LCF, ICP]-[All Accessories] | Outdoor Luminaires | Low Output | Parking Garage Luminaires | Standard | FALSE | [9 empty] | 10/1/2015 12:00:00 AM | Not Dimmable | Not Dimmable | No |  |  | 2223 | 86 | 25.852 | 10.263 | 0.965 | 4000 | 70
PVDM29AX | Eaton (formerly Cooper Lighting) | McGraw-Edison | CNC-E01-LED-Voltages Include [120V to 277V, 347V]-GL4-[All Color]-Options Include [HA, WM, L90, R90, TR, TMB, SM, LCF, ICP]-[All Accessories] | Outdoor Luminaires | Low Output | Parking Garage Luminaires | Standard | FALSE | [9 empty] | 10/1/2015 12:00:00 AM | Not Dimmable | Not Dimmable | No |  |  | 2882 | 116.7 | 24.699 | 11.129 | 0.963 | 4000 | 70
PKEPMY6F | Eaton (formerly Cooper Lighting) | McGraw-Edison | VPL-E02-LED-Voltages Include [120V to 277V]-GL2-[All Color]-Options Include [DIM, HA, 2L, WM, L90, R90, TR, TMB, PBG, SM, STMB, LCF, OSX, DIMRF-LW, DIMRF-LN]-[All Accessories] | Outdoor Luminaires | Mid Output | Parking Garage Luminaires | Standard | FALSE | [9 empty] | 10/1/2015 12:00:00 AM | Dimmable | Continuous Above 10 | No |  |  | 5854 | 121 | 48.38 | 6.1784 | 0.9975 | 4000 | 70
PWF4KN5D | Eaton (formerly Cooper Lighting) | McGraw-Edison | VPL-E03-LED-Voltages Include [120V to 277V]-RW-[All Color]-Options Include [HA, 2L, WM, L90, R90, TR, TMB, PBG, SM, STMB, LCF, OSX]-[All Accessories] | Outdoor Luminaires | Mid Output | Parking Garage Luminaires | Standard | FALSE | [9 empty] | 10/1/2015 12:00:00 AM | Not Dimmable | Not Dimmable | No |  |  | 9014 | 119.8 | 75.24 | 6.008 | 0.998 | 4000 | 70
PKHP3THJ | Eaton (formerly Cooper Lighting) | McGraw-Edison | VPL-E04-LED-Voltages Include [120V to 277V, 347V]-CPR-[All Color]-Options Include [DIM, 2L, WM, L90, R90, TR, TMB, PBG, SM, STMB, LCF, OSX, DIMRF-LW, DIMRF-LN]-[All Accessories] | Outdoor Luminaires | High Output | Parking Garage Luminaires | Standard | FALSE | [9 empty] | 10/1/2015 12:00:00 AM | Dimmable | Continuous Above 10 | No |  |  | 10771 | 106.1 | 101.52 | 5.0455 | 0.9985 | 4000 | 70
PNB7T4SA | Eaton (formerly Cooper Lighting) | McGraw-Edison | VPL-E03-LED-Voltages Include [120V to 277V, 347V]-CPR-[All Color]-Options Include [HA, 2L, WM, L90, R90, TR, TMB, PBG, SM, STMB, LCF, OSX]-[All Accessories] | Outdoor Luminaires | Mid Output | Parking Garage Luminaires | Standard | FALSE | [9 empty] | 10/1/2015 12:00:00 AM | Not Dimmable | Not Dimmable | No |  |  | 8081 | 107.4 | 75.24 | 6.008 | 0.998 | 4000 | 70
PEA54FNB | Eaton (formerly Cooper Lighting) | McGraw-Edison | VPL-F01-LED-Voltages Include [120V to 277V, 347V]-GL3-[All Color]-Options Include [HA, WM, L90, R90, TR, TMB, PBG, SM, STMB, LCF, ICP]-[All Accessories] | Outdoor Luminaires | Low Output | Parking Garage Luminaires | Standard | FALSE | [9 empty] | 10/1/2015 12:00:00 AM | Not Dimmable | Not Dimmable | No |  |  | 2451 | 94.8 | 25.85 | 10.263 | 0.965 | 4000 | 70
PRN8BW58 | Eaton (formerly Cooper Lighting) | McGraw-Edison | VPL-E01-LED-Voltages Include [120V to 277V]-SQ-[All Color]-Options Include [HA, WM, L90, R90, TR, TMB, PBG, SM, STMB, LCF, ICP]-[All Accessories] | Outdoor Luminaires | Low Output | Parking Garage Luminaires | Standard | FALSE | [9 empty] | 10/1/2015 12:00:00 AM | Not Dimmable | Not Dimmable | No |  |  | 3065 | 124.1 | 24.7 | 11.129 | 0.963 | 4000 | 70
P9YC84QU | Eaton (formerly Cooper Lighting) | McGraw-Edison | CNC-F02-LED-Voltages Include [120V to 277V, 347V]-SQ-[All Color]-Options Include [HA, 2L, WM, L90, R90, TR, TMB, SM, LCF, OSX]-[All Accessories] | Outdoor Luminaires | Mid Output | Parking Garage Luminaires | Standard | FALSE | [9 empty] | 10/1/2015 12:00:00 AM | Not Dimmable | Not Dimmable | No |  |  | 5057 | 91.9 | 55.031 | 6.113 | 0.998 | 4000 | 70
PB5QYQRF | Eaton (formerly Cooper Lighting) | McGraw-Edison | CNC-E02-LED-Voltages Include [120V to 277V, 347V]-CPL-[All Color]-Options Include [DIM, HA, 2L, WM, L90, R90, TR, TMB, SM, LCF, OSX]-[All Accessories] | Outdoor Luminaires | Mid Output | Parking Garage Luminaires | Standard | FALSE | [9 empty] | 10/1/2015 12:00:00 AM | Dimmable | Continuous Above 10 | No |  |  | 5385 | 111.3 | 48.381 | 6.1784 | 0.9975 | 4000 | 70
P7METQVZ | Eaton (formerly Cooper Lighting) | McGraw-Edison | CNC-E02-LED-Voltages Include [120V to 277V]-GL3-[All Color]-Options Include [DIM, HA, 2L, WM, L90, R90, TR, TMB, SM, LCF, OSX]-[All Accessories] | Outdoor Luminaires | Mid Output | Parking Garage Luminaires | Standard | FALSE | [9 empty] | 10/1/2015 12:00:00 AM | Dimmable | Continuous Above 10 | No |  |  | 5936 | 122.7 | 48.381 | 6.1784 | 0.9975 | 4000 | 70
PDG5PJFQ | Eaton (formerly Cooper Lighting) | McGraw-Edison | CNC-F03-LED-Voltages Include [120V to 277V, 347V, 480V]-CPL-[All Color]-Options Include [HA, 2L, WM, L90, R90, TR, TMB, SM, LCF, OSX]-[All Accessories] | Outdoor Luminaires | Mid Output | Parking Garage Luminaires | Standard | FALSE | [9 empty] | 10/1/2015 12:00:00 AM | Not Dimmable | Not Dimmable | No |  |  | 6667 | 85.2 | 78.25 | 5.97 | 0.998 | 4000 | 70
PP579KRB | Eaton (formerly Cooper Lighting) | McGraw-Edison | CNC-F03-LED-Voltages Include [120V to 277V, 347V]-SQ-[All Color]-Options Include [HA, 2L, WM, L90, R90, TR, TMB, SM, LCF, OSX]-[All Accessories] | Outdoor Luminaires | Mid Output | Parking Garage Luminaires | Standard | FALSE | [9 empty] | 10/1/2015 12:00:00 AM | Not Dimmable | Not Dimmable | No |  |  | 7590 | 97 | 78.25 | 5.97 | 0.998 | 4000 | 70
P6KARVAR | Eaton (formerly Cooper Lighting) | Streetworks | VAL-E01-LED-E-Voltages Include [120V to 277V]-WQ-[All Color]-Options Include [HA, WM, L90, R90, TR, TMB, PBG, SM, STMB, LCF, ICP]-[All Accessories] | Outdoor Luminaires | Low Output | Parking Garage Luminaires | Standard | FALSE | [9 empty] | 10/1/2015 12:00:00 AM | Not Dimmable | Not Dimmable | No |  |  | 3092 | 125.2 | 24.7 | 11.129 | 0.963 | 4000 | 70
PYAHCKNS | Eaton (formerly Cooper Lighting) | Streetworks | VAL-E04-LED-E-Voltages Include [120V to 277V, 347V]-GL2-[All Color]-Options Include [DIM, 2L, WM, L90, R90, TR, TMB, PBG, SM, STMB, LCF, OSX, DIMRF-LW, DIMRF-LN]-[All Accessories] | Outdoor Luminaires | High Output | Parking Garage Luminaires | Standard | FALSE | [9 empty] | 10/1/2015 12:00:00 AM | Dimmable | Continuous Above 10 | No |  |  | 11715 | 115.4 | 101.52 | 5.0455 | 0.9985 | 4000 | 70
PVRC4ZXV | Eaton (formerly Cooper Lighting) | Streetworks | VAL-E02-LED-E-Voltages Include [120V to 277V]-SQ-[All Color]-Options Include [HA, 2L, WM, L90, R90, TR, TMB, PBG, SM, STMB, LCF, OSX]-[All Accessories] | Outdoor Luminaires | Mid Output | Parking Garage Luminaires | Standard | FALSE | [9 empty] | 10/1/2015 12:00:00 AM | Not Dimmable | Not Dimmable | No |  |  | 6132 | 117.8 | 52.06 | 6.358 | 0.997 | 4000 | 70
PMSKC133 | Eaton (formerly Cooper Lighting) | Streetworks | VAL-F03-LED-E-Voltages Include [120V to 277V, 347V]-SQ-[All Color]-Options Include [DIM, HA, 2L, WM, L90, R90, TR, TMB, PBG, SM, STMB, LCF, OSX, DIMRF-LW, DIMRF-LN]-[All Accessories] | Outdoor Luminaires | Mid Output | Parking Garage Luminaires | Standard | FALSE | [9 empty] | 10/1/2015 12:00:00 AM | Dimmable | Continuous Above 10 | No |  |  | 7589 | 98.4 | 77.12 | 5.1443 | 0.9979 | 4000 | 70
PRXVXQUX | Eaton (formerly Cooper Lighting) | Streetworks | VAL-E02-LED-E-Voltages Include [120V to 277V]-WQ-[All Color]-Options Include [HA, 2L, WM, L90, R90, TR, TMB, PBG, SM, STMB, LCF, OSX]-[All Accessories] | Outdoor Luminaires | Mid Output | Parking Garage Luminaires | Standard | FALSE | [9 empty] | 10/1/2015 12:00:00 AM | Not Dimmable | Not Dimmable | No |  |  | 6184 | 118.8 | 52.06 | 6.358 | 0.997 | 4000 | 70
PWZQNR6H | Eaton (formerly Cooper Lighting) | Streetworks | VAL-E03-LED-E-Voltages Include [120V to 277V, 347V]-GL2-[All Color]-Options Include [HA, 2L, WM, L90, R90, TR, TMB, PBG, SM, STMB, LCF, OSX]-[All Accessories] | Outdoor Luminaires | Mid Output | Parking Garage Luminaires | Standard | FALSE | [9 empty] | 10/1/2015 12:00:00 AM | Not Dimmable | Not Dimmable | No |  |  | 8781 | 116.7 | 75.24 | 6.008 | 0.998 | 4000 | 70
PV1R6RCW | Eaton (formerly Cooper Lighting) | Streetworks | VAL-E04-LED-E-Voltages Include [120V to 277V]-RW-[All Color]-Options Include [DIM, 2L, WM, L90, R90, TR, TMB, PBG, SM, STMB, LCF, OSX, DIMRF-LW, DIMRF-LN]-[All Accessories] | Outdoor Luminaires | High Output | Parking Garage Luminaires | Standard | FALSE | [9 empty] | 10/1/2015 12:00:00 AM | Dimmable | Continuous Above 10 | No |  |  | 12010 | 118.3 | 101.52 | 5.0455 | 0.9985 | 4000 | 70
P5BW8S1H | Eaton (formerly Cooper Lighting) | Streetworks | VAL-E03-LED-E-Voltages Include [120V to 277V]-SQ-[All Color]-Options Include [HA, 2L, WM, L90, R90, TR, TMB, PBG, SM, STMB, LCF, OSX]-[All Accessories] | Outdoor Luminaires | Mid Output | Parking Garage Luminaires | Standard | FALSE | [9 empty] | 10/1/2015 12:00:00 AM | Not Dimmable | Not Dimmable | No |  |  | 9195 | 122.2 | 75.24 | 6.008 | 0.998 | 4000 | 70
P4XBG2Z3 | Eaton (formerly Cooper Lighting) | Streetworks | VAL-E01-LED-E-Voltages Include [120V to 277V]-RW-[All Color]-Options Include [HA, WM, L90, R90, TR, TMB, PBG, SM, STMB, LCF, ICP]-[All Accessories] | Outdoor Luminaires | Low Output | Parking Garage Luminaires | Standard | FALSE | [9 empty] | 10/1/2015 12:00:00 AM | Not Dimmable | Not Dimmable | No |  |  | 3003 | 121.6 | 24.7 | 11.129 | 0.963 | 4000 | 70
PTQAXVW3 | Eaton (formerly Cooper Lighting) | Streetworks | VAL-E03-LED-E-Voltages Include [120V to 277V]-GL4-[All Color]-Options Include [DIM, HA, 2L, WM, L90, R90, TR, TMB, PBG, SM, STMB, LCF, OSX, DIMRF-LW, DIMRF-LN]-[All Accessories] | Outdoor Luminaires | Mid Output | Parking Garage Luminaires | Standard | FALSE | [9 empty] | 10/1/2015 12:00:00 AM | Dimmable | Continuous Above 10 | No |  |  | 8648 | 118.3 | 73.1 | 5.3229 | 0.9978 | 4000 | 70
PCS4N3C3 | Eaton (formerly Cooper Lighting) | Streetworks | VAL-E03-LED-E-Voltages Include [120V to 277V]-WQ-[All Color]-Options Include [DIM, HA, 2L, WM, L90, R90, TR, TMB, PBG, SM, STMB, LCF, OSX, DIMRF-LW, DIMRF-LN]-[All Accessories] | Outdoor Luminaires | Mid Output | Parking Garage Luminaires | Standard | FALSE | [9 empty] | 10/1/2015 12:00:00 AM | Dimmable | Continuous Above 10 | No |  |  | 9276 | 126.9 | 73.1 | 5.3229 | 0.9978 | 4000 | 70
P3FF6ER7 | Eaton (formerly Cooper Lighting) | Streetworks | VAL-F04-LED-E-Voltages Include [120V to 277V, 347V]-GL3-[All Color]-Options Include [2L, WM, L90, R90, TR, TMB, PBG, SM, STMB, LCF, OSX]-[All Accessories] | Outdoor Luminaires | Mid Output | Parking Garage Luminaires | Standard | FALSE | [9 empty] | 10/1/2015 12:00:00 AM | Not Dimmable | Not Dimmable | No |  |  | 9801 | 95.9 | 102.2 | 4.845 | 0.998 | 4000 | 70
PYZQTKZ8 | Eaton (formerly Cooper Lighting) | Streetworks | VAL-E04-LED-E-Voltages Include [120V to 277V]-WQ-[All Color]-Options Include [DIM, 2L, WM, L90, R90, TR, TMB, PBG, SM, STMB, LCF, OSX, DIMRF-LW, DIMRF-LN]-[All Accessories] | Outdoor Luminaires | High Output | Parking Garage Luminaires | Standard | FALSE | [9 empty] | 10/1/2015 12:00:00 AM | Dimmable | Continuous Above 10 | No |  |  | 12365 | 121.8 | 101.52 | 5.0455 | 0.9985 | 4000 | 70
P3B57QHM | Eaton (formerly Cooper Lighting) | Streetworks | VAL-E04-LED-E-Voltages Include [120V to 277V]-WQ-[All Color]-Options Include [2L, WM, L90, R90, TR, TMB, PBG, SM, STMB, LCF, OSX]-[All Accessories] | Outdoor Luminaires | High Output | Parking Garage Luminaires | Standard | FALSE | [9 empty] | 10/1/2015 12:00:00 AM | Not Dimmable | Not Dimmable | No |  |  | 12370 | 127.2 | 97.25 | 4.88 | 0.998 | 4000 | 70
PWM8711T | Eaton (formerly Cooper Lighting) | Streetworks | VAL-E04-LED-E-Voltages Include [120V to 277V, 347V]-CPR-[All Color]-Options Include [DIM, 2L, WM, L90, R90, TR, TMB, PBG, SM, STMB, LCF, OSX, DIMRF-LW, DIMRF-LN]-[All Accessories] | Outdoor Luminaires | High Output | Parking Garage Luminaires | Standard | FALSE | [9 empty] | 10/1/2015 12:00:00 AM | Dimmable | Continuous Above 10 | No |  |  | 10771 | 106.1 | 101.52 | 5.0455 | 0.9985 | 4000 | 70
PC7RWUYJ | Eaton (formerly Cooper Lighting) | Streetworks | VAL-E04-LED-E-Voltages Include [120V to 277V, 347V]-CPL-[All Color]-Options Include [2L, WM, L90, R90, TR, TMB, PBG, SM, STMB, LCF, OSX]-[All Accessories] | Outdoor Luminaires | High Output | Parking Garage Luminaires | Standard | FALSE | [9 empty] | 10/1/2015 12:00:00 AM | Not Dimmable | Not Dimmable | No |  |  | 10775 | 110.8 | 97.25 | 4.88 | 0.998 | 4000 | 70
PXGZAE3X | Eaton (formerly Cooper Lighting) | Streetworks | VAL-E01-LED-E-Voltages Include [120V to 277V, 347V]-CPR-[All Color]-Options Include [HA, WM, L90, R90, TR, TMB, PBG, SM, STMB, LCF, ICP]-[All Accessories] | Outdoor Luminaires | Low Output | Parking Garage Luminaires | Standard | FALSE | [9 empty] | 10/1/2015 12:00:00 AM | Not Dimmable | Not Dimmable | No |  |  | 2695 | 109.1 | 24.7 | 11.129 | 0.963 | 4000 | 70
PQ6VWWMB | Eaton (formerly Cooper Lighting) | Streetworks | VAL-E02-LED-E-Voltages Include [120V to 277V]-GL3-[All Color]-Options Include [DIM, HA, 2L, WM, L90, R90, TR, TMB, PBG, SM, STMB, LCF, OSX, DIMRF-LW, DIMRF-LN]-[All Accessories] | Outdoor Luminaires | Mid Output | Parking Garage Luminaires | Standard | FALSE | [9 empty] | 10/1/2015 12:00:00 AM | Dimmable | Continuous Above 10 | No |  |  | 5936 | 122.7 | 48.38 | 6.1784 | 0.9975 | 4000 | 70
PYTSDYKU | Eaton (formerly Cooper Lighting) | Streetworks | VAL-F03-LED-E-Voltages Include [120V to 277V, 347V]-GL4-[All Color]-Options Include [HA, 2L, WM, L90, R90, TR, TMB, PBG, SM, STMB, LCF, OSX]-[All Accessories] | Outdoor Luminaires | Mid Output | Parking Garage Luminaires | Standard | FALSE | [9 empty] | 10/1/2015 12:00:00 AM | Not Dimmable | Not Dimmable | No |  |  | 7136 | 91.2 | 78.25 | 5.97 | 0.998 | 4000 | 70
PA2M1T2S | Eaton (formerly Cooper Lighting) | Streetworks | VAL-E03-LED-E-Voltages Include [120V to 277V]-CQ-[All Color]-Options Include [DIM, HA, 2L, WM, L90, R90, TR, TMB, PBG, SM, STMB, LCF, OSX, DIMRF-LW, DIMRF-LN]-[All Accessories] | Outdoor Luminaires | Mid Output | Parking Garage Luminaires | Standard | FALSE | [9 empty] | 10/1/2015 12:00:00 AM | Dimmable | Continuous Above 10 | No |  |  | 9320 | 127.5 | 73.1 | 5.3229 | 0.9978 | 4000 | 70
PY78KUE9 | Eaton (formerly Cooper Lighting) | Streetworks | VAL-F04-LED-E-Voltages Include [120V to 277V, 347V]-GL4-[All Color]-Options Include [DIM, 2L, WM, L90, R90, TR, TMB, PBG, SM, STMB, LCF, OSX, DIMRF-LW, DIMRF-LN]-[All Accessories] | Outdoor Luminaires | Mid Output | Parking Garage Luminaires | Standard | FALSE | [9 empty] | 10/1/2015 12:00:00 AM | Dimmable | Continuous Above 10 | No |  |  | 9511 | 92.2 | 103.16 | 5.2234 | 0.9983 | 4000 | 70
P6EQPTMX | Eaton (formerly Cooper Lighting) | Streetworks | VAL-F03-LED-E-Voltages Include [120V to 277V, 347V]-GL2-[All Color]-Options Include [DIM, HA, 2L, WM, L90, R90, TR, TMB, PBG, SM, STMB, LCF, OSX, DIMRF-LW, DIMRF-LN]-[All Accessories] | Outdoor Luminaires | Mid Output | Parking Garage Luminaires | Standard | FALSE | [9 empty] | 10/1/2015 12:00:00 AM | Dimmable | Continuous Above 10 | No |  |  | 7249 | 94 | 77.12 | 5.1443 | 0.9979 | 4000 | 70
P4XEWJKJ | Eaton (formerly Cooper Lighting) | Streetworks | VAL-F03-LED-E-Voltages Include [120V to 277V, 347V]-GL3-[All Color]-Options Include [HA, 2L, WM, L90, R90, TR, TMB, PBG, SM, STMB, LCF, OSX]-[All Accessories] | Outdoor Luminaires | Mid Output | Parking Garage Luminaires | Standard | FALSE | [9 empty] | 10/1/2015 12:00:00 AM | Not Dimmable | Not Dimmable | No |  |  | 7348 | 93.9 | 78.25 | 5.97 | 0.998 | 4000 | 70
PZU33C4F | Eaton (formerly Cooper Lighting) | Streetworks | VAL-E02-LED-E-Voltages Include [120V to 277V, 347V]-GL2-[All Color]-Options Include [HA, 2L, WM, L90, R90, TR, TMB, PBG, SM, STMB, LCF, OSX]-[All Accessories] | Outdoor Luminaires | Mid Output | Parking Garage Luminaires | Standard | FALSE | [9 empty] | 10/1/2015 12:00:00 AM | Not Dimmable | Not Dimmable | No |  |  | 5856 | 112.5 | 52.06 | 6.358 | 0.997 | 4000 | 70
PT1CGEEU | Eaton (formerly Cooper Lighting) | Streetworks | VAL-E02-LED-E-Voltages Include [120V to 277V, 347V]-GL3-[All Color]-Options Include [HA, 2L, WM, L90, R90, TR, TMB, PBG, SM, STMB, LCF, OSX]-[All Accessories] | Outdoor Luminaires | Mid Output | Parking Garage Luminaires | Standard | FALSE | [9 empty] | 10/1/2015 12:00:00 AM | Not Dimmable | Not Dimmable | No |  |  | 5934 | 114 | 52.06 | 6.358 | 0.997 | 4000 | 70
PXGSU82Q | Eaton (formerly Cooper Lighting) | Streetworks | VAL-F03-LED-E-Voltages Include [120V to 277V, 347V, 480V]-CPL-[All Color]-Options Include [HA, 2L, WM, L90, R90, TR, TMB, PBG, SM, STMB, LCF, OSX]-[All Accessories] | Outdoor Luminaires | Mid Output | Parking Garage Luminaires | Standard | FALSE | [9 empty] | 10/1/2015 12:00:00 AM | Not Dimmable | Not Dimmable | No |  |  | 6667 | 85.2 | 78.25 | 5.97 | 0.998 | 4000 | 70
P9NRT9FP | Eaton (formerly Cooper Lighting) | Streetworks | VAL-F03-LED-E-Voltages Include [120V to 277V, 347V, 480V]-CPR-[All Color]-Options Include [HA, 2L, WM, L90, R90, TR, TMB, PBG, SM, STMB, LCF, OSX]-[All Accessories] | Outdoor Luminaires | Mid Output | Parking Garage Luminaires | Standard | FALSE | [9 empty] | 10/1/2015 12:00:00 AM | Not Dimmable | Not Dimmable | No |  |  | 6667 | 85.2 | 78.25 | 5.97 | 0.998 | 4000 | 70
PS1AZA6Q | Eaton (formerly Cooper Lighting) | Streetworks | VAL-F03-LED-E-Voltages Include [120V to 277V, 347V, 480V]-CPL-[All Color]-Options Include [DIM, HA, 2L, WM, L90, R90, TR, TMB, PBG, SM, STMB, LCF, OSX, DIMRF-LW, DIMRF-LN]-[All Accessories] | Outdoor Luminaires | Mid Output | Parking Garage Luminaires | Standard | FALSE | [9 empty] | 10/1/2015 12:00:00 AM | Dimmable | Continuous Above 10 | No |  |  | 6671 | 86.5 | 77.12 | 5.1443 | 0.9979 | 4000 | 70
PKG3SM23 | Eaton (formerly Cooper Lighting) | Streetworks | VAL-F03-LED-E-Voltages Include [120V to 277V, 347V, 480V]-CPR-[All Color]-Options Include [DIM, HA, 2L, WM, L90, R90, TR, TMB, PBG, SM, STMB, LCF, OSX, DIMRF-LW, DIMRF-LN]-[All Accessories] | Outdoor Luminaires | Mid Output | Parking Garage Luminaires | Standard | FALSE | [9 empty] | 10/1/2015 12:00:00 AM | Dimmable | Continuous Above 10 | No |  |  | 6671 | 86.5 | 77.12 | 5.1443 | 0.9979 | 4000 | 70
PNPCGMKK | Eaton (formerly Cooper Lighting) | Streetworks | VAL-F03-LED-E-Voltages Include [120V to 277V, 347V]-GL2-[All Color]-Options Include [HA, 2L, WM, L90, R90, TR, TMB, PBG, SM, STMB, LCF, OSX]-[All Accessories] | Outdoor Luminaires | Mid Output | Parking Garage Luminaires | Standard | FALSE | [9 empty] | 10/1/2015 12:00:00 AM | Not Dimmable | Not Dimmable | No |  |  | 7246 | 92.6 | 78.25 | 5.97 | 0.998 | 4000 | 70
PCVJ7JTT | Eaton (formerly Cooper Lighting) | Streetworks | VAL-E02-LED-E-Voltages Include [120V to 277V, 347V]-GL4-[All Color]-Options Include [HA, 2L, WM, L90, R90, TR, TMB, PBG, SM, STMB, LCF, OSX]-[All Accessories] | Outdoor Luminaires | Mid Output | Parking Garage Luminaires | Standard | FALSE | [9 empty] | 10/1/2015 12:00:00 AM | Not Dimmable | Not Dimmable | No |  |  | 5763 | 110.7 | 52.06 | 6.358 | 0.997 | 4000 | 70
PBN2CAN2 | Eaton (formerly Cooper Lighting) | Streetworks | VAL-E02-LED-E-Voltages Include [120V to 277V]-GL4-[All Color]-Options Include [DIM, HA, 2L, WM, L90, R90, TR, TMB, PBG, SM, STMB, LCF, OSX, DIMRF-LW, DIMRF-LN]-[All Accessories] | Outdoor Luminaires | Mid Output | Parking Garage Luminaires | Standard | FALSE | [9 empty] | 10/1/2015 12:00:00 AM | Dimmable | Continuous Above 10 | No |  |  | 5762 | 119.1 | 48.38 | 6.1784 | 0.9975 | 4000 | 70
P61XVWG3 | Eaton (formerly Cooper Lighting) | Streetworks | VAL-E02-LED-E-Voltages Include [120V to 277V, 347V]-CPL-[All Color]-Options Include [HA, 2L, WM, L90, R90, TR, TMB, PBG, SM, STMB, LCF, OSX]-[All Accessories] | Outdoor Luminaires | Mid Output | Parking Garage Luminaires | Standard | FALSE | [9 empty] | 10/1/2015 12:00:00 AM | Not Dimmable | Not Dimmable | No |  |  | 5388 | 103.5 | 52.06 | 6.358 | 0.997 | 4000 | 70
PFDNJYA4 | Eaton (formerly Cooper Lighting) | Streetworks | VAL-E02-LED-E-Voltages Include [120V to 277V, 347V]-CPL-[All Color]-Options Include [DIM, HA, 2L, WM, L90, R90, TR, TMB, PBG, SM, STMB, LCF, OSX, DIMRF-LW, DIMRF-LN]-[All Accessories] | Outdoor Luminaires | Mid Output | Parking Garage Luminaires | Standard | FALSE | [9 empty] | 10/1/2015 12:00:00 AM | Dimmable | Continuous Above 10 | No |  |  | 5385 | 111.3 | 48.38 | 6.1784 | 0.9975 | 4000 | 70
PYQGFKB5 | Eaton (formerly Cooper Lighting) | Streetworks | VAL-E02-LED-E-Voltages Include [120V to 277V, 347V]-CPR-[All Color]-Options Include [DIM, HA, 2L, WM, L90, R90, TR, TMB, PBG, SM, STMB, LCF, OSX, DIMRF-LW, DIMRF-LN]-[All Accessories] | Outdoor Luminaires | Mid Output | Parking Garage Luminaires | Standard | FALSE | [9 empty] | 10/1/2015 12:00:00 AM | Dimmable | Continuous Above 10 | No |  |  | 5385 | 111.3 | 48.38 | 6.1784 | 0.9975 | 4000 | 70
P441Y5WF | Eaton (formerly Cooper Lighting) | Streetworks | VAL-F02-LED-E-Voltages Include [120V to 277V, 347V]-WQ-[All Color]-Options Include [DIM, HA, 2L, WM, L90, R90, TR, TMB, PBG, SM, STMB, LCF, OSX, DIMRF-LW, DIMRF-LN]-[All Accessories] | Outdoor Luminaires | Mid Output | Parking Garage Luminaires | Standard | FALSE | [9 empty] | 10/1/2015 12:00:00 AM | Dimmable | Continuous Above 10 | No |  |  | 5106 | 99.3 | 51.42 | 5.6908 | 0.9979 | 4000 | 70
PZ53ZYZK | Eaton (formerly Cooper Lighting) | Streetworks | VAL-F02-LED-E-Voltages Include [120V to 277V, 347V]-CQ-[All Color]-Options Include [DIM, HA, 2L, WM, L90, R90, TR, TMB, PBG, SM, STMB, LCF, OSX, DIMRF-LW, DIMRF-LN]-[All Accessories] | Outdoor Luminaires | Mid Output | Parking Garage Luminaires | Standard | FALSE | [9 empty] | 10/1/2015 12:00:00 AM | Dimmable | Continuous Above 10 | No |  |  | 5126 | 99.7 | 51.42 | 5.6908 | 0.9979 | 4000 | 70
P63VTXN8 | Eaton (formerly Cooper Lighting) | Streetworks | VAL-F02-LED-E-Voltages Include [120V to 277V, 347V]-SQ-[All Color]-Options Include [HA, 2L, WM, L90, R90, TR, TMB, PBG, SM, STMB, LCF, OSX]-[All Accessories] | Outdoor Luminaires | Mid Output | Parking Garage Luminaires | Standard | FALSE | [9 empty] | 10/1/2015 12:00:00 AM | Not Dimmable | Not Dimmable | No |  |  | 5057 | 91.9 | 55.03 | 6.113 | 0.998 | 4000 | 70
PZGX233V | Eaton (formerly Cooper Lighting) | Streetworks | VAL-E01-LED-E-Voltages Include [120V to 277V]-GL3-[All Color]-Options Include [HA, WM, L90, R90, TR, TMB, PBG, SM, STMB, LCF, ICP]-[All Accessories] | Outdoor Luminaires | Low Output | Parking Garage Luminaires | Standard | FALSE | [9 empty] | 10/1/2015 12:00:00 AM | Not Dimmable | Not Dimmable | No |  |  | 2969 | 120.2 | 24.7 | 11.129 | 0.963 | 4000 | 70
PDJNQ7WA | Eaton (formerly Cooper Lighting) | Streetworks | VAL-E01-LED-E-Voltages Include [120V to 277V]-GL2-[All Color]-Options Include [HA, WM, L90, R90, TR, TMB, PBG, SM, STMB, LCF, ICP]-[All Accessories] | Outdoor Luminaires | Low Output | Parking Garage Luminaires | Standard | FALSE | [9 empty] | 10/1/2015 12:00:00 AM | Not Dimmable | Not Dimmable | No |  |  | 2927 | 118.5 | 24.7 | 11.129 | 0.963 | 4000 | 70
PNG6WRP2 | Eaton (formerly Cooper Lighting) | Streetworks | VAL-F01-LED-E-Voltages Include [120V to 277V, 347V, 480V]-CPR-[All Color]-Options Include [HA, WM, L90, R90, TR, TMB, PBG, SM, STMB, LCF, ICP]-[All Accessories] | Outdoor Luminaires | Low Output | Parking Garage Luminaires | Standard | FALSE | [9 empty] | 10/1/2015 12:00:00 AM | Not Dimmable | Not Dimmable | No |  |  | 2223 | 86 | 25.85 | 10.263 | 0.965 | 4000 | 70
PUUSGJ54 | Eaton (formerly Cooper Lighting) | Streetworks | VAL-F01-LED-E-Voltages Include [120V to 277V, 347V]-GL3-[All Color]-Options Include [HA, WM, L90, R90, TR, TMB, PBG, SM, STMB, LCF, ICP]-[All Accessories] | Outdoor Luminaires | Low Output | Parking Garage Luminaires | Standard | FALSE | [9 empty] | 10/1/2015 12:00:00 AM | Not Dimmable | Not Dimmable | No |  |  | 2451 | 94.8 | 25.85 | 10.263 | 0.965 | 4000 | 70
P37FRU6E | Eaton (formerly Cooper Lighting) | Streetworks | VAL-E01-LED-E-Voltages Include [120V to 277V]-SQ-[All Color]-Options Include [HA, WM, L90, R90, TR, TMB, PBG, SM, STMB, LCF, ICP]-[All Accessories] | Outdoor Luminaires | Low Output | Parking Garage Luminaires | Standard | FALSE | [9 empty] | 10/1/2015 12:00:00 AM | Not Dimmable | Not Dimmable | No |  |  | 3065 | 124.1 | 24.7 | 11.129 | 0.963 | 4000 | 70
P388TFSH | Eaton (formerly Cooper Lighting) | Streetworks | VAL-F02-LED-E-Voltages Include [120V to 277V, 347V]-RW-[All Color]-Options Include [DIM, HA, 2L, WM, L90, R90, TR, TMB, PBG, SM, STMB, LCF, OSX, DIMRF-LW, DIMRF-LN]-[All Accessories] | Outdoor Luminaires | Low Output | Parking Garage Luminaires | Standard | FALSE | [9 empty] | 10/1/2015 12:00:00 AM | Dimmable | Continuous Above 10 | No |  |  | 4957 | 96.4 | 51.42 | 5.6908 | 0.9979 | 4000 | 70
PBXG5T8U | Eaton (formerly Cooper Lighting) | Streetworks | VAL-F02-LED-E-Voltages Include [120V to 277V, 347V]-GL4-[All Color]-Options Include [DIM, HA, 2L, WM, L90, R90, TR, TMB, PBG, SM, STMB, LCF, OSX, DIMRF-LW, DIMRF-LN]-[All Accessories] | Outdoor Luminaires | Low Output | Parking Garage Luminaires | Standard | FALSE | [9 empty] | 10/1/2015 12:00:00 AM | Dimmable | Continuous Above 10 | No |  |  | 4756 | 92.5 | 51.42 | 5.6908 | 0.9979 | 4000 | 70
PJ5ZYDU5 | Eaton (formerly Cooper Lighting) | Streetworks | VAL-F03-LED-E-Voltages Include [120V to 277V, 347V]-CQ-[All Color]-Options Include [HA, 2L, WM, L90, R90, TR, TMB, PBG, SM, STMB, LCF, OSX]-[All Accessories] | Outdoor Luminaires | Mid Output | Parking Garage Luminaires | Standard | FALSE | [9 empty] | 10/1/2015 12:00:00 AM | Not Dimmable | Not Dimmable | No |  |  | 7692 | 98.3 | 78.25 | 5.97 | 0.998 | 4000 | 70
PSMF2VTB | Eaton (formerly Cooper Lighting) | Streetworks | VAL-F02-LED-E-Voltages Include [120V to 277V, 347V]-GL3-[All Color]-Options Include [HA, 2L, WM, L90, R90, TR, TMB, PBG, SM, STMB, LCF, OSX]-[All Accessories] | Outdoor Luminaires | Low Output | Parking Garage Luminaires | Standard | FALSE | [9 empty] | 10/1/2015 12:00:00 AM | Not Dimmable | Not Dimmable | No |  |  | 4898 | 89 | 55.03 | 6.113 | 0.998 | 4000 | 70
PNZ9G6MZ | Eaton (formerly Cooper Lighting) | Streetworks | VAL-F02-LED-E-Voltages Include [120V to 277V, 347V]-GL3-[All Color]-Options Include [DIM, HA, 2L, WM, L90, R90, TR, TMB, PBG, SM, STMB, LCF, OSX, DIMRF-LW, DIMRF-LN]-[All Accessories] | Outdoor Luminaires | Low Output | Parking Garage Luminaires | Standard | FALSE | [9 empty] | 10/1/2015 12:00:00 AM | Dimmable | Continuous Above 10 | No |  |  | 4900 | 95.3 | 51.42 | 5.6908 | 0.9979 | 4000 | 70
PEW58443 | Eaton (formerly Cooper Lighting) | Streetworks | VAL-E03-LED-E-Voltages Include [120V to 277V, 347V]-GL4-[All Color]-Options Include [HA, 2L, WM, L90, R90, TR, TMB, PBG, SM, STMB, LCF, OSX]-[All Accessories] | Outdoor Luminaires | Mid Output | Parking Garage Luminaires | Standard | FALSE | [9 empty] | 10/1/2015 12:00:00 AM | Not Dimmable | Not Dimmable | No |  |  | 8646 | 114.9 | 75.24 | 6.008 | 0.998 | 4000 | 70
P4RCSQ5H | Eaton (formerly Cooper Lighting) | Streetworks | VAL-E04-LED-E-Voltages Include [120V to 277V]-CQ-[All Color]-Options Include [DIM, 2L, WM, L90, R90, TR, TMB, PBG, SM, STMB, LCF, OSX, DIMRF-LW, DIMRF-LN]-[All Accessories] | Outdoor Luminaires | High Output | Parking Garage Luminaires | Standard | FALSE | [9 empty] | 10/1/2015 12:00:00 AM | Dimmable | Continuous Above 10 | No |  |  | 12426 | 122.4 | 101.52 | 5.0455 | 0.9985 | 4000 | 70
P6B9BUNA | Eaton (formerly Cooper Lighting) | Streetworks | VAL-E04-LED-E-Voltages Include [120V to 277V]-SQ-[All Color]-Options Include [2L, WM, L90, R90, TR, TMB, PBG, SM, STMB, LCF, OSX]-[All Accessories] | Outdoor Luminaires | High Output | Parking Garage Luminaires | Standard | FALSE | [9 empty] | 10/1/2015 12:00:00 AM | Not Dimmable | Not Dimmable | No |  |  | 12263 | 126.1 | 97.25 | 4.88 | 0.998 | 4000 | 70
PS859ZPP | Eaton (formerly Cooper Lighting) | Streetworks | VAL-E04-LED-E-Voltages Include [120V to 277V]-GL3-[All Color]-Options Include [DIM, 2L, WM, L90, R90, TR, TMB, PBG, SM, STMB, LCF, OSX, DIMRF-LW, DIMRF-LN]-[All Accessories] | Outdoor Luminaires | High Output | Parking Garage Luminaires | Standard | FALSE | [9 empty] | 10/1/2015 12:00:00 AM | Dimmable | Continuous Above 10 | No |  |  | 11878 | 117 | 101.52 | 5.0455 | 0.9985 | 4000 | 70
PRTG7HDG | Eaton (formerly Cooper Lighting) | Streetworks | VAL-E04-LED-E-Voltages Include [120V to 277V, 347V]-CPR-[All Color]-Options Include [2L, WM, L90, R90, TR, TMB, PBG, SM, STMB, LCF, OSX]-[All Accessories] | Outdoor Luminaires | High Output | Parking Garage Luminaires | Standard | FALSE | [9 empty] | 10/1/2015 12:00:00 AM | Not Dimmable | Not Dimmable | No |  |  | 10775 | 110.8 | 97.25 | 4.88 | 0.998 | 4000 | 70
PNMFAVPE | Eaton (formerly Cooper Lighting) | Streetworks | VAL-E04-LED-E-Voltages Include [120V to 277V, 347V]-GL4-[All Color]-Options Include [DIM, 2L, WM, L90, R90, TR, TMB, PBG, SM, STMB, LCF, OSX, DIMRF-LW, DIMRF-LN]-[All Accessories] | Outdoor Luminaires | High Output | Parking Garage Luminaires | Standard | FALSE | [9 empty] | 10/1/2015 12:00:00 AM | Dimmable | Continuous Above 10 | No |  |  | 11533 | 113.6 | 101.52 | 5.0455 | 0.9985 | 4000 | 70
P3SPFHK2 | Eaton (formerly Cooper Lighting) | Streetworks | VAL-E04-LED-E-Voltages Include [120V to 277V, 347V]-CPL-[All Color]-Options Include [DIM, 2L, WM, L90, R90, TR, TMB, PBG, SM, STMB, LCF, OSX, DIMRF-LW, DIMRF-LN]-[All Accessories] | Outdoor Luminaires | High Output | Parking Garage Luminaires | Standard | FALSE | [9 empty] | 10/1/2015 12:00:00 AM | Dimmable | Continuous Above 10 | No |  |  | 10771 | 106.1 | 101.52 | 5.0455 | 0.9985 | 4000 | 70
P9ZQN83E | Eaton (formerly Cooper Lighting) | Streetworks | VAL-F04-LED-E-Voltages Include [120V to 277V, 347V]-SQ-[All Color]-Options Include [2L, WM, L90, R90, TR, TMB, PBG, SM, STMB, LCF, OSX]-[All Accessories] | Outdoor Luminaires | High Output | Parking Garage Luminaires | Standard | FALSE | [9 empty] | 10/1/2015 12:00:00 AM | Not Dimmable | Not Dimmable | No |  |  | 10118 | 99 | 102.2 | 4.845 | 0.998 | 4000 | 70
PUV5BEWX | Eaton (formerly Cooper Lighting) | Streetworks | VAL-F04-LED-E-Voltages Include [120V to 277V, 347V]-WQ-[All Color]-Options Include [DIM, 2L, WM, L90, R90, TR, TMB, PBG, SM, STMB, LCF, OSX, DIMRF-LW, DIMRF-LN]-[All Accessories] | Outdoor Luminaires | High Output | Parking Garage Luminaires | Standard | FALSE | [9 empty] | 10/1/2015 12:00:00 AM | Dimmable | Continuous Above 10 | No |  |  | 10203 | 98.9 | 103.16 | 5.2234 | 0.9983 | 4000 | 70
PPSH7PTG | Eaton (formerly Cooper Lighting) | Streetworks | VAL-F04-LED-E-Voltages Include [120V to 277V, 347V]-GL2-[All Color]-Options Include [2L, WM, L90, R90, TR, TMB, PBG, SM, STMB, LCF, OSX]-[All Accessories] | Outdoor Luminaires | Mid Output | Parking Garage Luminaires | Standard | FALSE | [9 empty] | 10/1/2015 12:00:00 AM | Not Dimmable | Not Dimmable | No |  |  | 9668 | 94.6 | 102.2 | 4.845 | 0.998 | 4000 | 70
P3UDVYPG | Eaton (formerly Cooper Lighting) | Streetworks | VAL-F04-LED-E-Voltages Include [120V to 277V, 347V, 480V]-CPL-[All Color]-Options Include [DIM, 2L, WM, L90, R90, TR, TMB, PBG, SM, STMB, LCF, OSX, DIMRF-LW, DIMRF-LN]-[All Accessories] | Outdoor Luminaires | Mid Output | Parking Garage Luminaires | Standard | FALSE | [9 empty] | 10/1/2015 12:00:00 AM | Dimmable | Continuous Above 10 | No |  |  | 8892 | 86.2 | 103.16 | 5.2234 | 0.9983 | 4000 | 70
PD1S81XT | Eaton (formerly Cooper Lighting) | Streetworks | VAL-E03-LED-E-Voltages Include [120V to 277V]-GL3-[All Color]-Options Include [DIM, HA, 2L, WM, L90, R90, TR, TMB, PBG, SM, STMB, LCF, OSX, DIMRF-LW, DIMRF-LN]-[All Accessories] | Outdoor Luminaires | Mid Output | Parking Garage Luminaires | Standard | FALSE | [9 empty] | 10/1/2015 12:00:00 AM | Dimmable | Continuous Above 10 | No |  |  | 8904 | 121.8 | 73.1 | 5.3229 | 0.9978 | 4000 | 70
PC48T5FK | Eaton (formerly Cooper Lighting) | Streetworks | VAL-F01-LED-E-Voltages Include [120V to 277V, 347V]-WQ-[All Color]-Options Include [HA, WM, L90, R90, TR, TMB, PBG, SM, STMB, LCF, ICP]-[All Accessories] | Outdoor Luminaires | Low Output | Parking Garage Luminaires | Standard | FALSE | [9 empty] | 10/1/2015 12:00:00 AM | Not Dimmable | Not Dimmable | No |  |  | 2552 | 98.7 | 25.85 | 10.263 | 0.965 | 4000 | 70
PF7NCQ9T | Eaton (formerly Cooper Lighting) | Streetworks | VAL-F01-LED-E-Voltages Include [120V to 277V, 347V]-RW-[All Color]-Options Include [HA, WM, L90, R90, TR, TMB, PBG, SM, STMB, LCF, ICP]-[All Accessories] | Outdoor Luminaires | Low Output | Parking Garage Luminaires | Standard | FALSE | [9 empty] | 10/1/2015 12:00:00 AM | Not Dimmable | Not Dimmable | No |  |  | 2479 | 95.9 | 25.85 | 10.263 | 0.965 | 4000 | 70
PCCZ3YHG | Eaton (formerly Cooper Lighting) | Streetworks | VAL-F01-LED-E-Voltages Include [120V to 277V, 347V]-GL2-[All Color]-Options Include [HA, WM, L90, R90, TR, TMB, PBG, SM, STMB, LCF, ICP]-[All Accessories] | Outdoor Luminaires | Low Output | Parking Garage Luminaires | Standard | FALSE | [9 empty] | 10/1/2015 12:00:00 AM | Not Dimmable | Not Dimmable | No |  |  | 2417 | 93.5 | 25.85 | 10.263 | 0.965 | 4000 | 70
PUC62WGP | Eaton (formerly Cooper Lighting) | Streetworks | VAL-F01-LED-E-Voltages Include [120V to 277V, 347V]-GL4-[All Color]-Options Include [HA, WM, L90, R90, TR, TMB, PBG, SM, STMB, LCF, ICP]-[All Accessories] | Outdoor Luminaires | Low Output | Parking Garage Luminaires | Standard | FALSE | [9 empty] | 10/1/2015 12:00:00 AM | Not Dimmable | Not Dimmable | No |  |  | 2378 | 92 | 25.85 | 10.263 | 0.965 | 4000 | 70
PBBM91MW | Eaton (formerly Cooper Lighting) | Streetworks | VAL-E01-LED-E-Voltages Include [120V to 277V, 347V]-GL4-[All Color]-Options Include [HA, WM, L90, R90, TR, TMB, PBG, SM, STMB, LCF, ICP]-[All Accessories] | Outdoor Luminaires | Low Output | Parking Garage Luminaires | Standard | FALSE | [9 empty] | 10/1/2015 12:00:00 AM | Not Dimmable | Not Dimmable | No |  |  | 2882 | 116.7 | 24.7 | 11.129 | 0.963 | 4000 | 70
PCM9NV1H | Eaton (formerly Cooper Lighting) | Streetworks | VAL-F01-LED-E-Voltages Include [120V to 277V, 347V]-CQ-[All Color]-Options Include [HA, WM, L90, R90, TR, TMB, PBG, SM, STMB, LCF, ICP]-[All Accessories] | Outdoor Luminaires | Low Output | Parking Garage Luminaires | Standard | FALSE | [9 empty] | 10/1/2015 12:00:00 AM | Not Dimmable | Not Dimmable | No |  |  | 2565 | 99.2 | 25.85 | 10.263 | 0.965 | 4000 | 70
PT21RDPP | Eaton (formerly Cooper Lighting) | Streetworks | VAL-F01-LED-E-Voltages Include [120V to 277V, 347V, 480V]-CPL-[All Color]-Options Include [HA, WM, L90, R90, TR, TMB, PBG, SM, STMB, LCF, ICP]-[All Accessories] | Outdoor Luminaires | Low Output | Parking Garage Luminaires | Standard | FALSE | [9 empty] | 10/1/2015 12:00:00 AM | Not Dimmable | Not Dimmable | No |  |  | 2223 | 86 | 25.85 | 10.263 | 0.965 | 4000 | 70
PTRE1DV7 | Eaton (formerly Cooper Lighting) | Streetworks | VAL-E02-LED-E-Voltages Include [120V to 277V]-WQ-[All Color]-Options Include [DIM, HA, 2L, WM, L90, R90, TR, TMB, PBG, SM, STMB, LCF, OSX, DIMRF-LW, DIMRF-LN]-[All Accessories] | Outdoor Luminaires | Mid Output | Parking Garage Luminaires | Standard | FALSE | [9 empty] | 10/1/2015 12:00:00 AM | Dimmable | Continuous Above 10 | No |  |  | 6183 | 127.8 | 48.38 | 6.1784 | 0.9975 | 4000 | 70
PCGGYAG8 | Eaton (formerly Cooper Lighting) | Streetworks | VAL-F03-LED-E-Voltages Include [120V to 277V, 347V]-GL3-[All Color]-Options Include [DIM, HA, 2L, WM, L90, R90, TR, TMB, PBG, SM, STMB, LCF, OSX, DIMRF-LW, DIMRF-LN]-[All Accessories] | Outdoor Luminaires | Mid Output | Parking Garage Luminaires | Standard | FALSE | [9 empty] | 10/1/2015 12:00:00 AM | Dimmable | Continuous Above 10 | No |  |  | 7350 | 95.3 | 77.12 | 5.1443 | 0.9979 | 4000 | 70
P3EK19C5 | Eaton (formerly Cooper Lighting) | Streetworks | VAL-F03-LED-E-Voltages Include [120V to 277V, 347V]-RW-[All Color]-Options Include [DIM, HA, 2L, WM, L90, R90, TR, TMB, PBG, SM, STMB, LCF, OSX, DIMRF-LW, DIMRF-LN]-[All Accessories] | Outdoor Luminaires | Mid Output | Parking Garage Luminaires | Standard | FALSE | [9 empty] | 10/1/2015 12:00:00 AM | Dimmable | Continuous Above 10 | No |  |  | 7434 | 96.4 | 77.12 | 5.1443 | 0.9979 | 4000 | 70
PAYNGR2S | Eaton (formerly Cooper Lighting) | Streetworks | VAL-F03-LED-E-Voltages Include [120V to 277V, 347V]-GL4-[All Color]-Options Include [DIM, HA, 2L, WM, L90, R90, TR, TMB, PBG, SM, STMB, LCF, OSX, DIMRF-LW, DIMRF-LN]-[All Accessories] | Outdoor Luminaires | Mid Output | Parking Garage Luminaires | Standard | FALSE | [9 empty] | 10/1/2015 12:00:00 AM | Dimmable | Continuous Above 10 | No |  |  | 7134 | 92.5 | 77.12 | 5.1443 | 0.9979 | 4000 | 70
PZ8J9CQU | Eaton (formerly Cooper Lighting) | Streetworks | VAL-E02-LED-E-Voltages Include [120V to 277V]-RW-[All Color]-Options Include [DIM, HA, 2L, WM, L90, R90, TR, TMB, PBG, SM, STMB, LCF, OSX, DIMRF-LW, DIMRF-LN]-[All Accessories] | Outdoor Luminaires | Mid Output | Parking Garage Luminaires | Standard | FALSE | [9 empty] | 10/1/2015 12:00:00 AM | Dimmable | Continuous Above 10 | No |  |  | 6009 | 124.2 | 48.38 | 6.1784 | 0.9975 | 4000 | 70
PS6R1YNF | Eaton (formerly Cooper Lighting) | Streetworks | VAL-E02-LED-E-Voltages Include [120V to 277V]-SQ-[All Color]-Options Include [DIM, HA, 2L, WM, L90, R90, TR, TMB, PBG, SM, STMB, LCF, OSX, DIMRF-LW, DIMRF-LN]-[All Accessories] | Outdoor Luminaires | Mid Output | Parking Garage Luminaires | Standard | FALSE | [9 empty] | 10/1/2015 12:00:00 AM | Dimmable | Continuous Above 10 | No |  |  | 6130 | 126.7 | 48.38 | 6.1784 | 0.9975 | 4000 | 70
PFJ14K9W | Eaton (formerly Cooper Lighting) | Streetworks | VAL-E02-LED-E-Voltages Include [120V to 277V]-GL2-[All Color]-Options Include [DIM, HA, 2L, WM, L90, R90, TR, TMB, PBG, SM, STMB, LCF, OSX, DIMRF-LW, DIMRF-LN]-[All Accessories] | Outdoor Luminaires | Mid Output | Parking Garage Luminaires | Standard | FALSE | [9 empty] | 10/1/2015 12:00:00 AM | Dimmable | Continuous Above 10 | No |  |  | 5854 | 121 | 48.38 | 6.1784 | 0.9975 | 4000 | 70
PYX7RMBY | Eaton (formerly Cooper Lighting) | Streetworks | VAL-E02-LED-E-Voltages Include [120V to 277V, 347V]-CPR-[All Color]-Options Include [HA, 2L, WM, L90, R90, TR, TMB, PBG, SM, STMB, LCF, OSX]-[All Accessories] | Outdoor Luminaires | Mid Output | Parking Garage Luminaires | Standard | FALSE | [9 empty] | 10/1/2015 12:00:00 AM | Not Dimmable | Not Dimmable | No |  |  | 5388 | 103.5 | 52.06 | 6.358 | 0.997 | 4000 | 70
PMKRM1YB | Eaton (formerly Cooper Lighting) | Streetworks | VAL-F02-LED-E-Voltages Include [120V to 277V, 347V]-CQ-[All Color]-Options Include [HA, 2L, WM, L90, R90, TR, TMB, PBG, SM, STMB, LCF, OSX]-[All Accessories] | Outdoor Luminaires | Mid Output | Parking Garage Luminaires | Standard | FALSE | [9 empty] | 10/1/2015 12:00:00 AM | Not Dimmable | Not Dimmable | No |  |  | 5129 | 93.2 | 55.03 | 6.113 | 0.998 | 4000 | 70
PP5SNE1A | Eaton (formerly Cooper Lighting) | Streetworks | VAL-F02-LED-E-Voltages Include [120V to 277V, 347V]-SQ-[All Color]-Options Include [DIM, HA, 2L, WM, L90, R90, TR, TMB, PBG, SM, STMB, LCF, OSX, DIMRF-LW, DIMRF-LN]-[All Accessories] | Outdoor Luminaires | Mid Output | Parking Garage Luminaires | Standard | FALSE | [9 empty] | 10/1/2015 12:00:00 AM | Dimmable | Continuous Above 10 | No |  |  | 5060 | 98.4 | 51.42 | 5.6908 | 0.9979 | 4000 | 70
PV4XYT8B | Eaton (formerly Cooper Lighting) | Streetworks | VAL-F02-LED-E-Voltages Include [120V to 277V, 347V]-WQ-[All Color]-Options Include [HA, 2L, WM, L90, R90, TR, TMB, PBG, SM, STMB, LCF, OSX]-[All Accessories] | Outdoor Luminaires | Mid Output | Parking Garage Luminaires | Standard | FALSE | [9 empty] | 10/1/2015 12:00:00 AM | Not Dimmable | Not Dimmable | No |  |  | 5101 | 92.7 | 55.03 | 6.113 | 0.998 | 4000 | 70
P3S8YU3N | Eaton (formerly Cooper Lighting) | Streetworks | VAL-E01-LED-E-Voltages Include [120V to 277V]-CQ-[All Color]-Options Include [HA, WM, L90, R90, TR, TMB, PBG, SM, STMB, LCF, ICP]-[All Accessories] | Outdoor Luminaires | Low Output | Parking Garage Luminaires | Standard | FALSE | [9 empty] | 10/1/2015 12:00:00 AM | Not Dimmable | Not Dimmable | No |  |  | 3107 | 125.8 | 24.7 | 11.129 | 0.963 | 4000 | 70
PJDEE44X | Eaton (formerly Cooper Lighting) | Streetworks | VAL-F02-LED-E-Voltages Include [120V to 277V, 347V, 480V]-CPL-[All Color]-Options Include [DIM, HA, 2L, WM, L90, R90, TR, TMB, PBG, SM, STMB, LCF, OSX, DIMRF-LW, DIMRF-LN]-[All Accessories] | Outdoor Luminaires | Low Output | Parking Garage Luminaires | Standard | FALSE | [9 empty] | 10/1/2015 12:00:00 AM | Dimmable | Continuous Above 10 | No |  |  | 4443 | 86.4 | 51.42 | 5.6908 | 0.9979 | 4000 | 70
PDENUGMG | Eaton (formerly Cooper Lighting) | Streetworks | VAL-F02-LED-E-Voltages Include [120V to 277V, 347V, 480V]-CPR-[All Color]-Options Include [DIM, HA, 2L, WM, L90, R90, TR, TMB, PBG, SM, STMB, LCF, OSX, DIMRF-LW, DIMRF-LN]-[All Accessories] | Outdoor Luminaires | Low Output | Parking Garage Luminaires | Standard | FALSE | [9 empty] | 10/1/2015 12:00:00 AM | Dimmable | Continuous Above 10 | No |  |  | 4443 | 86.4 | 51.42 | 5.6908 | 0.9979 | 4000 | 70
PRBTRFBN | Eaton (formerly Cooper Lighting) | Streetworks | VAL-F02-LED-E-Voltages Include [120V to 277V, 347V, 480V]-CPL-[All Color]-Options Include [HA, 2L, WM, L90, R90, TR, TMB, PBG, SM, STMB, LCF, OSX]-[All Accessories] | Outdoor Luminaires | Low Output | Parking Garage Luminaires | Standard | FALSE | [9 empty] | 10/1/2015 12:00:00 AM | Not Dimmable | Not Dimmable | No |  |  | 4447 | 80.8 | 55.03 | 6.113 | 0.998 | 4000 | 70
PJSNJDSZ | Eaton (formerly Cooper Lighting) | Streetworks | VAL-F02-LED-E-Voltages Include [120V to 277V, 347V, 480V]-CPR-[All Color]-Options Include [HA, 2L, WM, L90, R90, TR, TMB, PBG, SM, STMB, LCF, OSX]-[All Accessories] | Outdoor Luminaires | Low Output | Parking Garage Luminaires | Standard | FALSE | [9 empty] | 10/1/2015 12:00:00 AM | Not Dimmable | Not Dimmable | No |  |  | 4447 | 80.8 | 55.03 | 6.113 | 0.998 | 4000 | 70
PD8WFTQ5 | Eaton (formerly Cooper Lighting) | Streetworks | VAL-E03-LED-E-Voltages Include [120V to 277V, 347V]-CPR-[All Color]-Options Include [DIM, HA, 2L, WM, L90, R90, TR, TMB, PBG, SM, STMB, LCF, OSX, DIMRF-LW, DIMRF-LN]-[All Accessories] | Outdoor Luminaires | Mid Output | Parking Garage Luminaires | Standard | FALSE | [9 empty] | 10/1/2015 12:00:00 AM | Dimmable | Continuous Above 10 | No |  |  | 8078 | 110.5 | 73.1 | 5.3229 | 0.9978 | 4000 | 70
PMYW7F86 | Eaton (formerly Cooper Lighting) | Streetworks | VAL-E03-LED-E-Voltages Include [120V to 277V, 347V]-CPL-[All Color]-Options Include [HA, 2L, WM, L90, R90, TR, TMB, PBG, SM, STMB, LCF, OSX]-[All Accessories] | Outdoor Luminaires | Mid Output | Parking Garage Luminaires | Standard | FALSE | [9 empty] | 10/1/2015 12:00:00 AM | Not Dimmable | Not Dimmable | No |  |  | 8081 | 107.4 | 75.24 | 6.008 | 0.998 | 4000 | 70
PD2C2HGX | Eaton (formerly Cooper Lighting) | Streetworks | VAL-F02-LED-E-Voltages Include [120V to 277V, 347V, 480V]-GL4-[All Color]-Options Include [HA, 2L, WM, L90, R90, TR, TMB, PBG, SM, STMB, LCF, OSX]-[All Accessories] | Outdoor Luminaires | Low Output | Parking Garage Luminaires | Standard | FALSE | [9 empty] | 10/1/2015 12:00:00 AM | Not Dimmable | Not Dimmable | No |  |  | 4755 | 86.4 | 55.03 | 6.113 | 0.998 | 4000 | 70
PKX5K9VR | Eaton (formerly Cooper Lighting) | Streetworks | VAL-F03-LED-E-Voltages Include [120V to 277V, 347V]-WQ-[All Color]-Options Include [HA, 2L, WM, L90, R90, TR, TMB, PBG, SM, STMB, LCF, OSX]-[All Accessories] | Outdoor Luminaires | Mid Output | Parking Garage Luminaires | Standard | FALSE | [9 empty] | 10/1/2015 12:00:00 AM | Not Dimmable | Not Dimmable | No |  |  | 7653 | 97.8 | 78.25 | 5.97 | 0.998 | 4000 | 70
P1BKHKTJ | Eaton (formerly Cooper Lighting) | Streetworks | VAL-F02-LED-E-Voltages Include [120V to 277V, 347V]-GL2-[All Color]-Options Include [DIM, HA, 2L, WM, L90, R90, TR, TMB, PBG, SM, STMB, LCF, OSX, DIMRF-LW, DIMRF-LN]-[All Accessories] | Outdoor Luminaires | Low Output | Parking Garage Luminaires | Standard | FALSE | [9 empty] | 10/1/2015 12:00:00 AM | Dimmable | Continuous Above 10 | No |  |  | 4833 | 94 | 51.42 | 5.6908 | 0.9979 | 4000 | 70
PGVJRN8A | Eaton (formerly Cooper Lighting) | Streetworks | VAL-F02-LED-E-Voltages Include [120V to 277V, 347V]-RW-[All Color]-Options Include [HA, 2L, WM, L90, R90, TR, TMB, PBG, SM, STMB, LCF, OSX]-[All Accessories] | Outdoor Luminaires | Low Output | Parking Garage Luminaires | Standard | FALSE | [9 empty] | 10/1/2015 12:00:00 AM | Not Dimmable | Not Dimmable | No |  |  | 4958 | 90.1 | 55.03 | 6.113 | 0.998 | 4000 | 70
PYKZ529Y | Eaton (formerly Cooper Lighting) | Streetworks | VAL-F04-LED-E-Voltages Include [120V to 277V, 347V]-GL4-[All Color]-Options Include [2L, WM, L90, R90, TR, TMB, PBG, SM, STMB, LCF, OSX]-[All Accessories] | Outdoor Luminaires | Mid Output | Parking Garage Luminaires | Standard | FALSE | [9 empty] | 10/1/2015 12:00:00 AM | Not Dimmable | Not Dimmable | No |  |  | 9515 | 93.1 | 102.2 | 4.845 | 0.998 | 4000 | 70
PB78AEDK | Eaton (formerly Cooper Lighting) | Streetworks | VAL-F03-LED-E-Voltages Include [120V to 277V, 347V]-SQ-[All Color]-Options Include [HA, 2L, WM, L90, R90, TR, TMB, PBG, SM, STMB, LCF, OSX]-[All Accessories] | Outdoor Luminaires | Mid Output | Parking Garage Luminaires | Standard | FALSE | [9 empty] | 10/1/2015 12:00:00 AM | Not Dimmable | Not Dimmable | No |  |  | 7590 | 97 | 78.25 | 5.97 | 0.998 | 4000 | 70
PFQHE694 | Eaton (formerly Cooper Lighting) | Streetworks | VAL-E03-LED-E-Voltages Include [120V to 277V]-GL2-[All Color]-Options Include [DIM, HA, 2L, WM, L90, R90, TR, TMB, PBG, SM, STMB, LCF, OSX, DIMRF-LW, DIMRF-LN]-[All Accessories] | Outdoor Luminaires | Mid Output | Parking Garage Luminaires | Standard | FALSE | [9 empty] | 10/1/2015 12:00:00 AM | Dimmable | Continuous Above 10 | No |  |  | 8787 | 120.2 | 73.1 | 5.3229 | 0.9978 | 4000 | 70
P7ANNDKF | Eaton (formerly Cooper Lighting) | Streetworks | VAL-E04-LED-E-Voltages Include [120V to 277V]-GL3-[All Color]-Options Include [2L, WM, L90, R90, TR, TMB, PBG, SM, STMB, LCF, OSX]-[All Accessories] | Outdoor Luminaires | High Output | Parking Garage Luminaires | Standard | FALSE | [9 empty] | 10/1/2015 12:00:00 AM | Not Dimmable | Not Dimmable | No |  |  | 11874 | 122.1 | 97.25 | 4.88 | 0.998 | 4000 | 70
P453SPVD | Eaton (formerly Cooper Lighting) | Streetworks | VAL-E04-LED-E-Voltages Include [120V to 277V]-RW-[All Color]-Options Include [2L, WM, L90, R90, TR, TMB, PBG, SM, STMB, LCF, OSX]-[All Accessories] | Outdoor Luminaires | High Output | Parking Garage Luminaires | Standard | FALSE | [9 empty] | 10/1/2015 12:00:00 AM | Not Dimmable | Not Dimmable | No |  |  | 12010 | 123.5 | 97.25 | 4.88 | 0.998 | 4000 | 70
PCCTM3JY | Eaton (formerly Cooper Lighting) | Streetworks | VAL-E04-LED-E-Voltages Include [120V to 277V]-SQ-[All Color]-Options Include [DIM, 2L, WM, L90, R90, TR, TMB, PBG, SM, STMB, LCF, OSX, DIMRF-LW, DIMRF-LN]-[All Accessories] | Outdoor Luminaires | High Output | Parking Garage Luminaires | Standard | FALSE | [9 empty] | 10/1/2015 12:00:00 AM | Dimmable | Continuous Above 10 | No |  |  | 12264 | 120.8 | 101.52 | 5.0455 | 0.9985 | 4000 | 70
PV647J3U | Eaton (formerly Cooper Lighting) | Streetworks | VAL-F04-LED-E-Voltages Include [120V to 277V, 347V]-WQ-[All Color]-Options Include [2L, WM, L90, R90, TR, TMB, PBG, SM, STMB, LCF, OSX]-[All Accessories] | Outdoor Luminaires | High Output | Parking Garage Luminaires | Standard | FALSE | [9 empty] | 10/1/2015 12:00:00 AM | Not Dimmable | Not Dimmable | No |  |  | 10210 | 99.9 | 102.2 | 4.845 | 0.998 | 4000 | 70
PD5B3951 | Eaton (formerly Cooper Lighting) | Streetworks | VAL-F04-LED-E-Voltages Include [120V to 277V, 347V]-GL3-[All Color]-Options Include [DIM, 2L, WM, L90, R90, TR, TMB, PBG, SM, STMB, LCF, OSX, DIMRF-LW, DIMRF-LN]-[All Accessories] | Outdoor Luminaires | Mid Output | Parking Garage Luminaires | Standard | FALSE | [9 empty] | 10/1/2015 12:00:00 AM | Dimmable | Continuous Above 10 | No |  |  | 9800 | 95 | 103.16 | 5.2234 | 0.9983 | 4000 | 70
P3GPQXVP | Eaton (formerly Cooper Lighting) | Streetworks | VAL-F04-LED-E-Voltages Include [120V to 277V, 347V]-RW-[All Color]-Options Include [2L, WM, L90, R90, TR, TMB, PBG, SM, STMB, LCF, OSX]-[All Accessories] | Outdoor Luminaires | Mid Output | Parking Garage Luminaires | Standard | FALSE | [9 empty] | 10/1/2015 12:00:00 AM | Not Dimmable | Not Dimmable | No |  |  | 9913 | 97 | 102.2 | 4.845 | 0.998 | 4000 | 70
PZGBCD18 | Eaton (formerly Cooper Lighting) | Streetworks | VAL-F04-LED-E-Voltages Include [120V to 277V, 347V]-GL2-[All Color]-Options Include [DIM, 2L, WM, L90, R90, TR, TMB, PBG, SM, STMB, LCF, OSX, DIMRF-LW, DIMRF-LN]-[All Accessories] | Outdoor Luminaires | Mid Output | Parking Garage Luminaires | Standard | FALSE | [9 empty] | 10/1/2015 12:00:00 AM | Dimmable | Continuous Above 10 | No |  |  | 9666 | 93.7 | 103.16 | 5.2234 | 0.9983 | 4000 | 70
PBJME1XF | Eaton (formerly Cooper Lighting) | Streetworks | VAL-E03-LED-E-Voltages Include [120V to 277V]-RW-[All Color]-Options Include [DIM, HA, 2L, WM, L90, R90, TR, TMB, PBG, SM, STMB, LCF, OSX, DIMRF-LW, DIMRF-LN]-[All Accessories] | Outdoor Luminaires | Mid Output | Parking Garage Luminaires | Standard | FALSE | [9 empty] | 10/1/2015 12:00:00 AM | Dimmable | Continuous Above 10 | No |  |  | 9013 | 123.3 | 73.1 | 5.3229 | 0.9978 | 4000 | 70
P45AQ8NV | Eaton (formerly Cooper Lighting) | Streetworks | VAL-E03-LED-E-Voltages Include [120V to 277V]-SQ-[All Color]-Options Include [DIM, HA, 2L, WM, L90, R90, TR, TMB, PBG, SM, STMB, LCF, OSX, DIMRF-LW, DIMRF-LN]-[All Accessories] | Outdoor Luminaires | Mid Output | Parking Garage Luminaires | Standard | FALSE | [9 empty] | 10/1/2015 12:00:00 AM | Dimmable | Continuous Above 10 | No |  |  | 9196 | 125.8 | 73.1 | 5.3229 | 0.9978 | 4000 | 70
P3SEHF5C | Eaton (formerly Cooper Lighting) | Streetworks | VAL-F04-LED-E-Voltages Include [120V to 277V, 347V]-CQ-[All Color]-Options Include [2L, WM, L90, R90, TR, TMB, PBG, SM, STMB, LCF, OSX]-[All Accessories] | Outdoor Luminaires | High Output | Parking Garage Luminaires | Standard | FALSE | [9 empty] | 10/1/2015 12:00:00 AM | Not Dimmable | Not Dimmable | No |  |  | 10261 | 100.4 | 102.2 | 4.845 | 0.998 | 4000 | 70
PXE1TC23 | Eaton (formerly Cooper Lighting) | Streetworks | VAL-E03-LED-E-Voltages Include [120V to 277V]-WQ-[All Color]-Options Include [HA, 2L, WM, L90, R90, TR, TMB, PBG, SM, STMB, LCF, OSX]-[All Accessories] | Outdoor Luminaires | Mid Output | Parking Garage Luminaires | Standard | FALSE | [9 empty] | 10/1/2015 12:00:00 AM | Not Dimmable | Not Dimmable | No |  |  | 9278 | 123.3 | 75.24 | 6.008 | 0.998 | 4000 | 70
PJCTVFGB | Eaton (formerly Cooper Lighting) | Streetworks | VAL-E04-LED-E-Voltages Include [120V to 277V]-CQ-[All Color]-Options Include [2L, WM, L90, R90, TR, TMB, PBG, SM, STMB, LCF, OSX]-[All Accessories] | Outdoor Luminaires | High Output | Parking Garage Luminaires | Standard | FALSE | [9 empty] | 10/1/2015 12:00:00 AM | Not Dimmable | Not Dimmable | No |  |  | 12428 | 127.8 | 97.25 | 4.88 | 0.998 | 4000 | 70
P2K2RQ65 | Eaton (formerly Cooper Lighting) | Streetworks | VAL-E02-LED-E-Voltages Include [120V to 277V]-CQ-[All Color]-Options Include [DIM, HA, 2L, WM, L90, R90, TR, TMB, PBG, SM, STMB, LCF, OSX, DIMRF-LW, DIMRF-LN]-[All Accessories] | Outdoor Luminaires | Mid Output | Parking Garage Luminaires | Standard | FALSE | [9 empty] | 10/1/2015 12:00:00 AM | Dimmable | Continuous Above 10 | No |  |  | 6217 | 128.5 | 48.38 | 6.1784 | 0.9975 | 4000 | 70
PXTCMH2U | Eaton (formerly Cooper Lighting) | Streetworks | VAL-E03-LED-E-Voltages Include [120V to 277V]-CQ-[All Color]-Options Include [HA, 2L, WM, L90, R90, TR, TMB, PBG, SM, STMB, LCF, OSX]-[All Accessories] | Outdoor Luminaires | Mid Output | Parking Garage Luminaires | Standard | FALSE | [9 empty] | 10/1/2015 12:00:00 AM | Not Dimmable | Not Dimmable | No |  |  | 9323 | 123.9 | 75.24 | 6.008 | 0.998 | 4000 | 70
P7U6PAT7 | Eaton (formerly Cooper Lighting) | Streetworks | VAL-F03-LED-E-Voltages Include [120V to 277V, 347V]-WQ-[All Color]-Options Include [DIM, HA, 2L, WM, L90, R90, TR, TMB, PBG, SM, STMB, LCF, OSX, DIMRF-LW, DIMRF-LN]-[All Accessories] | Outdoor Luminaires | Mid Output | Parking Garage Luminaires | Standard | FALSE | [9 empty] | 10/1/2015 12:00:00 AM | Dimmable | Continuous Above 10 | No |  |  | 7658 | 99.3 | 77.12 | 5.1443 | 0.9979 | 4000 | 70
P6FC7ASW | Eaton (formerly Cooper Lighting) | Streetworks | VAL-F01-LED-E-Voltages Include [120V to 277V, 347V]-SQ-[All Color]-Options Include [HA, WM, L90, R90, TR, TMB, PBG, SM, STMB, LCF, ICP]-[All Accessories] | Outdoor Luminaires | Low Output | Parking Garage Luminaires | Standard | FALSE | [9 empty] | 10/1/2015 12:00:00 AM | Not Dimmable | Not Dimmable | No |  |  | 2531 | 97.9 | 25.85 | 10.263 | 0.965 | 4000 | 70
PYT8HTUB | Eaton (formerly Cooper Lighting) | Streetworks | VAL-E01-LED-E-Voltages Include [120V to 277V, 347V]-CPL-[All Color]-Options Include [HA, WM, L90, R90, TR, TMB, PBG, SM, STMB, LCF, ICP]-[All Accessories] | Outdoor Luminaires | Low Output | Parking Garage Luminaires | Standard | FALSE | [9 empty] | 10/1/2015 12:00:00 AM | Not Dimmable | Not Dimmable | No |  |  | 2695 | 109.1 | 24.7 | 11.129 | 0.963 | 4000 | 70
P5P2ZP5X | Eaton (formerly Cooper Lighting) | Streetworks | VAL-F04-LED-E-Voltages Include [120V to 277V, 347V, 480V]-CPL-[All Color]-Options Include [2L, WM, L90, R90, TR, TMB, PBG, SM, STMB, LCF, OSX]-[All Accessories] | Outdoor Luminaires | Mid Output | Parking Garage Luminaires | Standard | FALSE | [9 empty] | 10/1/2015 12:00:00 AM | Not Dimmable | Not Dimmable | No |  |  | 8891 | 87 | 102.2 | 4.845 | 0.998 | 4000 | 70
PR5XRHKZ | Eaton (formerly Cooper Lighting) | Streetworks | VAL-E03-LED-E-Voltages Include [120V to 277V]-GL3-[All Color]-Options Include [HA, 2L, WM, L90, R90, TR, TMB, PBG, SM, STMB, LCF, OSX]-[All Accessories] | Outdoor Luminaires | Mid Output | Parking Garage Luminaires | Standard | FALSE | [9 empty] | 10/1/2015 12:00:00 AM | Not Dimmable | Not Dimmable | No |  |  | 8909 | 118.4 | 75.24 | 6.008 | 0.998 | 4000 | 70
PQ1PUDPV | Eaton (formerly Cooper Lighting) | Streetworks | VAL-E03-LED-E-Voltages Include [120V to 277V]-RW-[All Color]-Options Include [HA, 2L, WM, L90, R90, TR, TMB, PBG, SM, STMB, LCF, OSX]-[All Accessories] | Outdoor Luminaires | Mid Output | Parking Garage Luminaires | Standard | FALSE | [9 empty] | 10/1/2015 12:00:00 AM | Not Dimmable | Not Dimmable | No |  |  | 9014 | 119.8 | 75.24 | 6.008 | 0.998 | 4000 | 70
P7GY3QB8 | Eaton (formerly Cooper Lighting) | Streetworks | VAL-F04-LED-E-Voltages Include [120V to 277V, 347V]-RW-[All Color]-Options Include [DIM, 2L, WM, L90, R90, TR, TMB, PBG, SM, STMB, LCF, OSX, DIMRF-LW, DIMRF-LN]-[All Accessories] | Outdoor Luminaires | Mid Output | Parking Garage Luminaires | Standard | FALSE | [9 empty] | 10/1/2015 12:00:00 AM | Dimmable | Continuous Above 10 | No |  |  | 9914 | 96.1 | 103.16 | 5.2234 | 0.9983 | 4000 | 70
PA5FC3V4 | Eaton (formerly Cooper Lighting) | Streetworks | VAL-F04-LED-E-Voltages Include [120V to 277V, 347V]-CQ-[All Color]-Options Include [DIM, 2L, WM, L90, R90, TR, TMB, PBG, SM, STMB, LCF, OSX, DIMRF-LW, DIMRF-LN]-[All Accessories] | Outdoor Luminaires | High Output | Parking Garage Luminaires | Standard | FALSE | [9 empty] | 10/1/2015 12:00:00 AM | Dimmable | Continuous Above 10 | No |  |  | 10254 | 99.4 | 103.16 | 5.2234 | 0.9983 | 4000 | 70
PH9N1BTT | Eaton (formerly Cooper Lighting) | Streetworks | VAL-E04-LED-E-Voltages Include [120V to 277V]-GL4-[All Color]-Options Include [2L, WM, L90, R90, TR, TMB, PBG, SM, STMB, LCF, OSX]-[All Accessories] | Outdoor Luminaires | High Output | Parking Garage Luminaires | Standard | FALSE | [9 empty] | 10/1/2015 12:00:00 AM | Not Dimmable | Not Dimmable | No |  |  | 11524 | 118.5 | 97.25 | 4.88 | 0.998 | 4000 | 70
PE4M7YM3 | Eaton (formerly Cooper Lighting) | Streetworks | VAL-E02-LED-E-Voltages Include [120V to 277V, 347V]-RW-[All Color]-Options Include [HA, 2L, WM, L90, R90, TR, TMB, PBG, SM, STMB, LCF, OSX]-[All Accessories] | Outdoor Luminaires | Mid Output | Parking Garage Luminaires | Standard | FALSE | [9 empty] | 10/1/2015 12:00:00 AM | Not Dimmable | Not Dimmable | No |  |  | 6007 | 115.4 | 52.06 | 6.358 | 0.997 | 4000 | 70
PKPT2FR5 | Eaton (formerly Cooper Lighting) | Streetworks | VAL-F04-LED-E-Voltages Include [120V to 277V, 347V, 480V]-CPR-[All Color]-Options Include [DIM, 2L, WM, L90, R90, TR, TMB, PBG, SM, STMB, LCF, OSX, DIMRF-LW, DIMRF-LN]-[All Accessories] | Outdoor Luminaires | Mid Output | Parking Garage Luminaires | Standard | FALSE | [9 empty] | 10/1/2015 12:00:00 AM | Dimmable | Continuous Above 10 | No |  |  | 8892 | 86.2 | 103.16 | 5.2234 | 0.9983 | 4000 | 70
PBCJMK9F | Eaton (formerly Cooper Lighting) | Streetworks | VAL-F02-LED-E-Voltages Include [120V to 277V, 347V, 480V]-GL2-[All Color]-Options Include [HA, 2L, WM, L90, R90, TR, TMB, PBG, SM, STMB, LCF, OSX]-[All Accessories] | Outdoor Luminaires | Low Output | Parking Garage Luminaires | Standard | FALSE | [9 empty] | 10/1/2015 12:00:00 AM | Not Dimmable | Not Dimmable | No |  |  | 4832 | 87.8 | 55.03 | 6.113 | 0.998 | 4000 | 70
P7M25BAZ | Eaton (formerly Cooper Lighting) | Streetworks | VAL-F03-LED-E-Voltages Include [120V to 277V, 347V]-CQ-[All Color]-Options Include [DIM, HA, 2L, WM, L90, R90, TR, TMB, PBG, SM, STMB, LCF, OSX, DIMRF-LW, DIMRF-LN]-[All Accessories] | Outdoor Luminaires | Mid Output | Parking Garage Luminaires | Standard | FALSE | [9 empty] | 10/1/2015 12:00:00 AM | Dimmable | Continuous Above 10 | No |  |  | 7697 | 99.8 | 77.12 | 5.1443 | 0.9979 | 4000 | 70
PFXA622P | Eaton (formerly Cooper Lighting) | Streetworks | VAL-E03-LED-E-Voltages Include [120V to 277V, 347V]-CPL-[All Color]-Options Include [DIM, HA, 2L, WM, L90, R90, TR, TMB, PBG, SM, STMB, LCF, OSX, DIMRF-LW, DIMRF-LN]-[All Accessories] | Outdoor Luminaires | Mid Output | Parking Garage Luminaires | Standard | FALSE | [9 empty] | 10/1/2015 12:00:00 AM | Dimmable | Continuous Above 10 | No |  |  | 8078 | 110.5 | 73.1 | 5.3229 | 0.9978 | 4000 | 70
PG7XHC3H | Eaton (formerly Cooper Lighting) | Streetworks | VAL-E04-LED-E-Voltages Include [120V to 277V]-GL2-[All Color]-Options Include [2L, WM, L90, R90, TR, TMB, PBG, SM, STMB, LCF, OSX]-[All Accessories] | Outdoor Luminaires | High Output | Parking Garage Luminaires | Standard | FALSE | [9 empty] | 10/1/2015 12:00:00 AM | Not Dimmable | Not Dimmable | No |  |  | 11709 | 120.4 | 97.25 | 4.88 | 0.998 | 4000 | 70
PHVCDYEZ | Eaton (formerly Cooper Lighting) | Streetworks | VAL-F03-LED-E-Voltages Include [120V to 277V, 347V]-RW-[All Color]-Options Include [HA, 2L, WM, L90, R90, TR, TMB, PBG, SM, STMB, LCF, OSX]-[All Accessories] | Outdoor Luminaires | Mid Output | Parking Garage Luminaires | Standard | FALSE | [9 empty] | 10/1/2015 12:00:00 AM | Not Dimmable | Not Dimmable | No |  |  | 7434 | 95 | 78.25 | 5.97 | 0.998 | 4000 | 70
P8ZQX2JT | Eaton (formerly Cooper Lighting) | Streetworks | VAL-E02-LED-E-Voltages Include [120V to 277V]-CQ-[All Color]-Options Include [HA, 2L, WM, L90, R90, TR, TMB, PBG, SM, STMB, LCF, OSX]-[All Accessories] | Outdoor Luminaires | Mid Output | Parking Garage Luminaires | Standard | FALSE | [9 empty] | 10/1/2015 12:00:00 AM | Not Dimmable | Not Dimmable | No |  |  | 6216 | 119.4 | 52.06 | 6.358 | 0.997 | 4000 | 70
PPYUDB94 | Eaton (formerly Cooper Lighting) | Streetworks | VAL-E03-LED-E-Voltages Include [120V to 277V, 347V]-CPR-[All Color]-Options Include [HA, 2L, WM, L90, R90, TR, TMB, PBG, SM, STMB, LCF, OSX]-[All Accessories] | Outdoor Luminaires | Mid Output | Parking Garage Luminaires | Standard | FALSE | [9 empty] | 10/1/2015 12:00:00 AM | Not Dimmable | Not Dimmable | No |  |  | 8081 | 107.4 | 75.24 | 6.008 | 0.998 | 4000 | 70
PK48AC7R | Eaton (formerly Cooper Lighting) | Streetworks | VAL-F04-LED-E-Voltages Include [120V to 277V, 347V, 480V]-CPR-[All Color]-Options Include [2L, WM, L90, R90, TR, TMB, PBG, SM, STMB, LCF, OSX]-[All Accessories] | Outdoor Luminaires | Mid Output | Parking Garage Luminaires | Standard | FALSE | [9 empty] | 10/1/2015 12:00:00 AM | Not Dimmable | Not Dimmable | No |  |  | 8891 | 87 | 102.2 | 4.845 | 0.998 | 4000 | 70
PYJAF8SQ | Eaton (formerly Cooper Lighting) | Streetworks | VAL-F04-LED-E-Voltages Include [120V to 277V, 347V]-SQ-[All Color]-Options Include [DIM, 2L, WM, L90, R90, TR, TMB, PBG, SM, STMB, LCF, OSX, DIMRF-LW, DIMRF-LN]-[All Accessories] | Outdoor Luminaires | High Output | Parking Garage Luminaires | Standard | FALSE | [9 empty] | 10/1/2015 12:00:00 AM | Dimmable | Continuous Above 10 | No |  |  | 10120 | 98.1 | 103.16 | 5.2234 | 0.9983 | 4000 | 70
P00000QNH | Eclipse Lighting | Eclipse Lighting | DM-LED90-LDIM-RMB-WH | Outdoor Luminaires | Mid Output | Parking Garage Luminaires | Standard | TRUE | 7409 | 79.5 | 93.2 | 10.18 | 0.948 | 5723 | 68.9 | 5 |  | 2/13/2013 12:00:00 AM | Not Yet Verified | Not Yet Verified | Not Yet Verified |  | 1.7 |  |  | 75 |  |  | 5700
P00000QNG | Eclipse Lighting | Eclipse Lighting | DM-LED60-LDIM-RMB-WH | Outdoor Luminaires | Low Output | Parking Garage Luminaires | Standard | TRUE | 4457 | 77.05 | 57.85 | 8.68 | 0.898 | 5497 | 74 | 5 |  | 2/13/2013 12:00:00 AM | Not Yet Verified | Not Yet Verified | Not Yet Verified |  | 1.7 |  |  | 60 |  |  | 5700
P00001HH3 | ECO Lighting Solutions | FlexTech | FTSQ-485-50-AP-U-XX | Outdoor Luminaires | Mid Output | Parking Garage Luminaires | Standard | TRUE | 9998.2 | 97.95 | 102.53 | 11.28 | 0.98 | 5228 | 73.7 | 5 | 50000 | 2/21/2014 12:00:00 AM | Not Yet Verified | Not Yet Verified | Not Yet Verified |  | 2.1 | 10000 | 97.95 | 100 |  |  | 5000 | 74
P00001HH0 | ECO Lighting Solutions | FlexTech | FTSQ-455-50-AP-U-XX | Outdoor Luminaires | Low Output | Parking Garage Luminaires | Standard | TRUE | 4953 | 79.77 | 62.09 | 14.25 | 0.931 | 5082 | 73.7 | 5 | 50000 | 12/18/2013 12:00:00 AM | Not Yet Verified | Not Yet Verified | Not Yet Verified |  | 2.1 | [5 empty] | 5000
PUJNXEXW1 | ECO Lighting Solutions | FlexTech | FTSQ-470-50-AP-U-XX-C | Outdoor Luminaires | Mid Output | Parking Garage Luminaires | Standard | TRUE | 8087 | 103.81 | 77.9 | 11.91 | 0.975 | 5267 | 75 | 5 | 50000 | 3/3/2015 12:00:00 AM | Dimmable | Stepped | Not Yet Verified |  | 2.1 | 8087 | 103.81 | 77.9 | 11.91 | 0.975 | 5267 | 75
PQS4EEYP | ECO Lighting Solutions | FlexTech | FTSQ-445-50-AP-U-XX-C | Outdoor Luminaires | Mid Output | Parking Garage Luminaires | Standard | TRUE | 5140 | 112.24 | 45.8 | 19.52 | 0.875 | 5183 | 73.6 | 5 | 50000 | 2/19/2015 12:00:00 AM | Dimmable | Stepped | Not Yet Verified |  | 2.1 | 5140 | 112.27 | 45.8 | 19.52 | 0.875 | 5183 | 73.6
P00001HH1 | ECO Lighting Solutions | FlexTech | FTSQ-438-50-AP-U-XX | Outdoor Luminaires | Low Output | Parking Garage Luminaires | Standard | TRUE | 3707 | 90.15 | 40.95 | 8.1 | 0.96 | 5145 | 72.5 | 5 | 50000 | 2/21/2014 12:00:00 AM | Not Yet Verified | Not Yet Verified | Not Yet Verified |  | 2.1 | 3707 | 90.15 | 40.95 |  |  | 5000 | 72.5
P00001HH4 | ECO Lighting Solutions | FlexTech | FTSQ-470-50-AP-U-XX | Outdoor Luminaires | Mid Output | Parking Garage Luminaires | Standard | TRUE | 8841 | 105.64 | 83.69 | 11.78 | 0.976 | 5187 | 73.3 | 5 | 50000 | 2/24/2014 12:00:00 AM | Not Yet Verified | Not Yet Verified | Not Yet Verified |  | 2.1 | 6127 | 75 | 81.7 |  |  | 5000
P00001HH2 | ECO Lighting Solutions | FlexTech | FTSQ-456-50-AP-U-XX | Outdoor Luminaires | Mid Output | Parking Garage Luminaires | Standard | TRUE | 6905.6 | 107.87 | 64.16 | 13.9 | 0.93 | 5175 | 73.1 | 5 | 50000 | 2/21/2014 12:00:00 AM | Not Yet Verified | Not Yet Verified | Not Yet Verified |  | 2.1 | 6905.6 | 107.87 | 65 |  |  | 5000 | 73
PNJP8UV8 | ECO Lighting Solutions | FlexTech | FTSQ-456-50-AP-U-XX-C | Outdoor Luminaires | Mid Output | Parking Garage Luminaires | Standard | FALSE | [9 empty] | 2/19/2015 12:00:00 AM | Dimmable | Stepped | Not Yet Verified |  |  | 7030 | 109.36 | 64.28 | 13.53 | 0.923 | 5192 | 72.9
PY4VPFKA | ECO Lighting Solutions | FlexTech | FTSQ-445-50-AP-U-XX | Outdoor Luminaires | Mid Output | Parking Garage Luminaires | Standard | FALSE | [9 empty] | 2/19/2015 12:00:00 AM | Not Dimmable | Not Dimmable | Not Yet Verified |  |  | 5363 | 119.82 | 44.76 | 20.31 | 0.892 | 5128 | 74.2
PHBBJESU | ECO Lighting Solutions | FlexTech | FTSQ-455-50-AP-U-XX-C | Outdoor Luminaires | Mid Output | Parking Garage Luminaires | Standard | FALSE | [9 empty] | 2/19/2015 12:00:00 AM | Dimmable | Stepped | Not Yet Verified |  |  | 5495 | 88.37 | 62.18 | 14.33 | 0.915 | 5257 | 73.3
PWVAKZRG | ECO Lighting Solutions | ECO | FT-GL-60M-U-50-24L-X | Outdoor Luminaires | Mid Output | Parking Garage Luminaires | Standard | TRUE | 7026.48 | 122 | 57.4 | 14.98 | 0.91 | 4874 | 75.2 | 5 | 50000 | 9/28/2015 12:00:00 AM | Not Dimmable | Not Dimmable | No |  | 2.1 | 7000 | 116.67 | 60 | 4 | 0.93 | 5000 | 75
P56HUVPR | ECO Lighting Solutions | ECO | FT-GL-60M-U-50-24L-D | Outdoor Luminaires | Mid Output | Parking Garage Luminaires | Standard | FALSE | [9 empty] | 9/28/2015 12:00:00 AM | Dimmable | Continuous Below 10 | No |  |  | 7000 | 116.67 | 60 | 4 | 0.93 | 5000 | 75
PMZZHPYQ | ECO Lighting Solutions | ECO | FT-GL-45M-U-50-24L-X | Outdoor Luminaires | Mid Output | Parking Garage Luminaires | Standard | TRUE | 5570.29 | 128 | 43.5 | 18.94 | 0.873 | 4838 | 75.3 | 5 | 50000 | 9/28/2015 12:00:00 AM | Not Dimmable | Not Dimmable | Not Yet Verified |  | 2.1 | 5500 | 122.22 | 45 | 5 | 0.93 | 5000 | 75
P9B5QTMX | ECO Lighting Solutions | ECO | FT-GL-45M-U-50-24L-D | Outdoor Luminaires | Mid Output | Parking Garage Luminaires | Standard | FALSE | [9 empty] | 9/28/2015 12:00:00 AM | Dimmable | Continuous Below 10 | Not Yet Verified |  |  | 5500 | 122.22 | 45 | 5 | 0.93 | 5000 | 75
PT6772J8 | ECO Lighting Solutions | ECO | FT-GL-60M-U-50-24L-W | Outdoor Luminaires | Mid Output | Parking Garage Luminaires | Standard | TRUE | 6447.53 | 115 | 56.22 | 15.51 | 0.906 | 5010 | 75.1 | 5 | 50000 | 9/28/2015 12:00:00 AM | Not Dimmable | Not Dimmable | Not Yet Verified |  | 2.1 | 6400 | 106.67 | 60 | 4 | 0.93 | 5000 | 75
P2AXYUGG | ECO Lighting Solutions | ECO | FT-GL-80M-U-50-24G-X | Outdoor Luminaires | Mid Output | Parking Garage Luminaires | Standard | TRUE | 7341.79 | 91 | 80.32 | 11.22 | 0.978 | 4932 | 73.1 | 5 | 50000 | 9/28/2015 12:00:00 AM | Not Dimmable | Not Dimmable | Not Yet Verified |  | 2.1 | 7300 | 91.25 | 80 | 9 | 0.93 | 5000 | 73
P5UETQMH | ECO Lighting Solutions | ECO | FT-GL-80M-U-50-24G-D | Outdoor Luminaires | Mid Output | Parking Garage Luminaires | Standard | FALSE | [9 empty] | 9/28/2015 12:00:00 AM | Dimmable | Continuous Below 10 | Not Yet Verified |  |  | 7300 | 91.25 | 80 | 9 | 0.93 | 5000 | 73
PPRXAFX1 | ECO Lighting Solutions | ECO | FT-GL-80M-U-50-24L-W | Outdoor Luminaires | Mid Output | Parking Garage Luminaires | Standard | TRUE | 8224.18 | 107 | 77.09 | 11.09 | 0.978 | 5043 | 75.1 | 5 | 50000 | 9/28/2015 12:00:00 AM | Not Dimmable | Not Dimmable | Not Yet Verified |  | 2.1 | 8200 | 102.5 | 80 | 4 | 0.93 | 5000 | 75
PNBGKTEU | ECO Lighting Solutions | ECO | FT-GL-60M-U-50-24S-X | Outdoor Luminaires | Mid Output | Parking Garage Luminaires | Standard | TRUE | 5690.17 | 98 | 57.94 | 14.92 | 0.909 | 4929 | 74.7 | 5 | 50000 | 10/15/2015 12:00:00 AM | Not Dimmable | Not Dimmable | Not Yet Verified |  | 2.1 | 5600 | 93.33 | 60 | 5 | 0.93 | 5000 | 74
P7BNYRJ6 | ECO Lighting Solutions | ECO | FT-GL-60M-U-50-24S-D | Outdoor Luminaires | Mid Output | Parking Garage Luminaires | Standard | FALSE | [9 empty] | 10/15/2015 12:00:00 AM | Dimmable | Continuous Below 10 | Not Yet Verified |  |  | 5600 | 93.33 | 60 | 5 | 0.93 | 5000 | 74
P26FQ2S4 | ECO Lighting Solutions | ECO | FT-GL-80M-U-50-24L-X | Outdoor Luminaires | Mid Output | Parking Garage Luminaires | Standard | TRUE | 8955.21 | 113 | 79.04 | 10.77 | 0.979 | 4935 | 75.4 | 5 | 50000 | 9/28/2015 12:00:00 AM | Not Dimmable | Not Dimmable | Not Yet Verified |  | 2.1 | 8900 | 111.25 | 80 | 8 | 0.93 | 5000 | 75
PAHPRKFY | ECO Lighting Solutions | ECO | FT-GL-80M-U-50-24L-D | Outdoor Luminaires | Mid Output | Parking Garage Luminaires | Standard | FALSE | [9 empty] | 9/28/2015 12:00:00 AM | Dimmable | Continuous Below 10 | Not Yet Verified |  |  | 8900 | 111.25 | 80 | 8 | 0.93 | 5000 | 75
P1S14DQ5 | ECO Lighting Solutions | ECO | FT-GL-60M-U-50-24G-X | Outdoor Luminaires | Mid Output | Parking Garage Luminaires | Standard | TRUE | 5992.52 | 102 | 58.82 | 14.91 | 0.912 | 4891 | 72.9 | 5 | 50000 | 9/28/2015 12:00:00 AM | Not Dimmable | Not Dimmable | Not Yet Verified |  | 2.1 | 5900 | 98.33 | 60 | 4 | 0.93 | 5000 | 73
PKB4C61C | ECO Lighting Solutions | ECO | FT-GL-60M-U-50-24G-D | Outdoor Luminaires | Mid Output | Parking Garage Luminaires | Standard | FALSE | [9 empty] | 9/28/2015 12:00:00 AM | Dimmable | Continuous Below 10 | Not Yet Verified |  |  | 5900 | 98.33 | 60 | 4 | 0.93 | 5000 | 73
PMW7UYB1 | ECO Lighting Solutions | ECO | FT-GL-45M-U-50-24S-X | Outdoor Luminaires | Low Output | Parking Garage Luminaires | Standard | TRUE | 4665.66 | 104 | 45 | 18.61 | 0.876 | 4891 | 74.3 | 5 | 50000 | 9/28/2015 12:00:00 AM | Not Dimmable | Not Dimmable | Not Yet Verified |  | 2.1 | 4600 | 102.22 | 45 | 5 | 0.93 | 5000 | 74
PZERQXVT | ECO Lighting Solutions | ECO | FT-GL-45M-U-50-24S-D | Outdoor Luminaires | Low Output | Parking Garage Luminaires | Standard | FALSE | [9 empty] | 9/28/2015 12:00:00 AM | Dimmable | Continuous Below 10 | Not Yet Verified |  |  | 4600 | 102.22 | 45 | 5 | 0.93 | 5000 | 74
PKQ93237 | ECO Lighting Solutions | ECO | FT-GL-100M-U-50-24L-X | Outdoor Luminaires | High Output | Parking Garage Luminaires | Standard | TRUE | 10876.7 | 107.25 | 101.41 | 12.22 | 0.928 | 4996 | 75.7 | 5 | 50000 | 9/28/2015 12:00:00 AM | Not Dimmable | Not Dimmable | Not Yet Verified |  | 2.1 | 10800 | 108 | 100 | 6 | 0.93 | 5000 | 75
P2P2NFWX | ECO Lighting Solutions | ECO | FT-GL-100M-U-50-24L-D | Outdoor Luminaires | High Output | Parking Garage Luminaires | Standard | FALSE | [9 empty] | 9/28/2015 12:00:00 AM | Dimmable | Continuous Below 10 | Not Yet Verified |  |  | 10800 | 108 | 100 | 6 | 0.93 | 5000 | 75
PCX1XHT7 | ECO Lighting Solutions | ECO | FT-GL-45M-U-50-24L-W | Outdoor Luminaires | Mid Output | Parking Garage Luminaires | Standard | TRUE | 5150.85 | 118 | 43.27 | 19.28 | 0.871 | 4981 | 75.2 | 5 | 50000 | 9/28/2015 12:00:00 AM | Not Dimmable | Not Dimmable | Not Yet Verified |  | 2.1 | 5100 | 113.33 | 45 | 5 | 0.93 | 5000 | 75
PRGA2ZCX | ECO Lighting Solutions | ECO | FT-GL-45M-U-50-24G-X | Outdoor Luminaires | Low Output | Parking Garage Luminaires | Standard | TRUE | 4881.14 | 108 | 45.2 | 18.68 | 0.877 | 4865 | 72.8 | 5 | 50000 | 9/28/2015 12:00:00 AM | Not Dimmable | Not Dimmable | Not Yet Verified |  | 2.1 | 4800 | 106.67 | 45 | 5 | 0.93 | 5000 | 73
PEAX2294 | ECO Lighting Solutions | ECO | FT-GL-45M-U-50-24G-D | Outdoor Luminaires | Low Output | Parking Garage Luminaires | Standard | FALSE | [9 empty] | 9/28/2015 12:00:00 AM | Dimmable | Continuous Below 10 | Not Yet Verified |  |  | 4800 | 106.67 | 45 | 5 | 0.93 | 5000 | 73
P32WNBQK | ECO Lighting Solutions | ECO Parking Lights | FT-GL-100M-U-50-24L-W | Outdoor Luminaires | Mid Output | Parking Garage Luminaires | Standard | TRUE | 9904 | 114.5 | 86.48 | 15.76 | 0.924 | 5196 | 72.6 | 5 | 50000 | 6/27/2016 12:00:00 AM | Dimmable | Continuous Below 10 | Yes |  | 4 | 9904 | 114.5 | 86.48 | 15.76 | 0.92 | 5196 | 72.6
PX3D9NSX | ECO Lighting Solutions | ECO Parking Lights | FT-GL-45M-U-50-24G-W | Outdoor Luminaires | Low Output | Parking Garage Luminaires | Standard | TRUE | 4912 | 109.8 | 44.69 | 19.12 | 0.87 | 4912 | 70.5 | 5 | 50000 | 6/22/2016 12:00:00 AM | Dimmable | Continuous Below 10 | Yes |  | 4 | 4912 | 109.8 | 44.75 | 19.12 | 0.87 | 4912 | 70.5
PKMB6XKE | Elakeview Enterprise LTD | Elakeview Enterprise LTD | AACP45W110V4K | Outdoor Luminaires | Low Output | Parking Garage Luminaires | Standard | TRUE | 4005.121 | 91.722 | 43.666 | 13.77 | 0.9507 | 3991 | 83.5 | 5 | 50000 | 3/28/2016 12:00:00 AM | Not Dimmable | Not Dimmable | Not Yet Verified |  | 2.1 | 4005.121 | 91.722 | 43.666 | 13.77 | 0.987 | 3991 | 83.5
P3RA6D9Z | Elakeview Enterprise LTD | Elakeview Enterprise LTD | AACP45W110V5K | Outdoor Luminaires | Low Output | Parking Garage Luminaires | Standard | FALSE | [9 empty] | 3/28/2016 12:00:00 AM | Not Dimmable | Not Dimmable | Not Yet Verified |  |  | 4149.603 | 95.022 | 43.67 | 13.77 | 0.993 | 5074 | 82.3
PD9MARA5 | Elakeview Enterprise LTD | Elakeview Enterprise LTD | AACP70W110V4K | Outdoor Luminaires | Mid Output | Parking Garage Luminaires | Standard | TRUE | 5703.348 | 79.834 | 71.44 | 21.55 | 0.9074 | 4108 | 85 | 5 | 50000 | 3/28/2016 12:00:00 AM | Not Dimmable | Not Dimmable | Not Yet Verified |  | 2.1 | 5703.348 | 79.834 | 71.44 | 21.55 | 0.983 | 4108 | 85
PKER8VY2 | Elakeview Enterprise LTD | Elakeview Enterprise LTD | AACP70W110V5K | Outdoor Luminaires | Mid Output | Parking Garage Luminaires | Standard | FALSE | [9 empty] | 3/28/2016 12:00:00 AM | Not Dimmable | Not Dimmable | Not Yet Verified |  |  | 5928.278 | 86.255 | 68.73 | 21.55 | 0.977 | 5286 | 77.1
PHFY6C11 | Elakeview Enterprise LTD | Elakeview Enterprise LTD | AACP50W347V4K | Outdoor Luminaires | Low Output | Parking Garage Luminaires | Standard | TRUE | 4010.419 | 92.13 | 43.53 | 2.81 | 0.9598 | 3946 | 75.1 | 5 | 50000 | 3/28/2016 12:00:00 AM | Dimmable | Continuous Below 10 | Yes |  | 3 | 4000 | 88 | 45 | 5 | 0.9 | 4000 | 72
P4FPYTCC | Elakeview Enterprise LTD | Elakeview Enterprise LTD | AACP50W347V5K | Outdoor Luminaires | Low Output | Parking Garage Luminaires | Standard | FALSE | [9 empty] | 3/28/2016 12:00:00 AM | Dimmable | Continuous Below 10 | Yes |  |  | 4000 | 88 | 45 | 5 | 0.9 | 5000 | 72
PZDBKDKR | ELCO LIGHTING | ELCO Lighting | ECP45M40 | Outdoor Luminaires | Low Output | Parking Garage Luminaires | Standard | TRUE | 4005.121 | 91.722 | 43.666 | 13.77 | 0.9507 | 3991 | 83.5 | 5 | 50000 | 7/8/2016 12:00:00 AM | Not Dimmable | Not Dimmable | Not Yet Verified |  | 2.1 | 4005.121 | 91.722 | 43.666 | 13.77 | 0.987 | 3991 | 83.5
PGZHDA65 | ELCO LIGHTING | ELCO Lighting | ECP45M50 | Outdoor Luminaires | Low Output | Parking Garage Luminaires | Standard | FALSE | [9 empty] | 7/8/2016 12:00:00 AM | Not Dimmable | Not Dimmable | Not Yet Verified |  |  | 4149.603 | 95.022 | 43.67 | 13.77 | 0.993 | 5074 | 82.3
P2KT9S8J | ELCO LIGHTING | ELCO Lighting | ECP70M40 | Outdoor Luminaires | Mid Output | Parking Garage Luminaires | Standard | TRUE | 5703.348 | 79.834 | 71.44 | 21.55 | 0.9074 | 4108 | 85 | 5 | 50000 | 7/8/2016 12:00:00 AM | Not Dimmable | Not Dimmable | Not Yet Verified |  | 2.1 | 5703.348 | 79.834 | 71.44 | 21.55 | 0.983 | 4108 | 85
PA9JKMRA | ELCO LIGHTING | ELCO Lighting | ECP70M50 | Outdoor Luminaires | Mid Output | Parking Garage Luminaires | Standard | FALSE | [9 empty] | 7/8/2016 12:00:00 AM | Not Dimmable | Not Dimmable | Not Yet Verified |  |  | 5928.278 | 86.255 | 68.73 | 21.55 | 0.977 | 5286 | 77.1
P44UNJD3 | ELEDLIGHTS | ELEDLIGHTS | CANOPYX045UD40N | Outdoor Luminaires | Mid Output | Parking Garage Luminaires | Standard | TRUE | 5703.348 | 79.834 | 71.44 | 21.55 | 0.9074 | 4108 | 85 | 5 | 50000 | 6/29/2016 12:00:00 AM | Not Dimmable | Not Dimmable | Not Yet Verified |  | 2.1 | 5703.348 | 79.834 | 71.44 | 21.55 | 0.983 | 4108 | 85
P4HVTSBS | ELEDLIGHTS | ELEDLIGHTS | CANOPYX045UD50N | Outdoor Luminaires | Mid Output | Parking Garage Luminaires | Standard | FALSE | [9 empty] | 6/29/2016 12:00:00 AM | Not Dimmable | Not Dimmable | Not Yet Verified |  |  | 5928.278 | 86.255 | 68.73 | 21.55 | 0.977 | 5286 | 77.1
P7JZH7UP | ELEDLIGHTS | ELEDLIGHTS | CANOPYX070UD40N | Outdoor Luminaires | Low Output | Parking Garage Luminaires | Standard | TRUE | 4005.121 | 91.722 | 43.666 | 13.77 | 0.9507 | 3991 | 83.5 | 5 | 50000 | 6/29/2016 12:00:00 AM | Not Dimmable | Not Dimmable | Not Yet Verified |  | 2.1 | 4005.121 | 91.722 | 43.666 | 13.77 | 0.987 | 3991 | 83.5
P7E2G4SH | ELEDLIGHTS | ELEDLIGHTS | CANOPYX070UD50N | Outdoor Luminaires | Low Output | Parking Garage Luminaires | Standard | FALSE | [9 empty] | 6/29/2016 12:00:00 AM | Not Dimmable | Not Dimmable | Not Yet Verified |  |  | 4149.603 | 95.022 | 43.67 | 13.77 | 0.993 | 5074 | 82.3
PS9F3Y9K | E-Lite Semiconductor Inc. | E-Lite | EO-LN-50(GL) | Outdoor Luminaires | Mid Output | Parking Garage Luminaires | Standard | TRUE | 5448.28 | 107.46 | 50.7 | 17.4 | 0.9 | 4990 | 82.5 | 5 | 50000 | 5/27/2015 12:00:00 AM | Not Dimmable | Not Dimmable | Not Yet Verified |  | 2.1 | 5448.28 | 107.46 | 50.7 | 5.3 | 0.994 | 4990 | 82.5
P75PRFDN | E-Lite Semiconductor Inc. | E-Lite | EO-LN-50T(GL) | Outdoor Luminaires | Mid Output | Parking Garage Luminaires | Standard | FALSE | [9 empty] | 5/27/2015 12:00:00 AM | Dimmable | Stepped | Not Yet Verified |  |  | 5000 | 100 | 50 | 5.3 | 0.994 | 5000 | 82.5
P00001JXQ | Enercon Inc. | Enercon Inc. | WPLBL4 (38W) | Outdoor Luminaires | Low Output | Parking Garage Luminaires | Standard | TRUE | 3520 | 96.7 | 36.4 | 18.45 | 0.9615 | 3929 | 84.69 | 7 | 50000 | 5/14/2014 12:00:00 AM | Not Yet Verified | Not Yet Verified | Not Yet Verified |  | 2.1 | 3501 | 94 | 37.4 |  | 0.99 | 4000 | 80
P00001JXM | Enercon Inc. | Enercon Inc. | WPLBL5 (38W) | Outdoor Luminaires | Low Output | Parking Garage Luminaires | Standard | FALSE | [9 empty] | 5/14/2014 12:00:00 AM | Not Yet Verified | Not Yet Verified | Not Yet Verified |  |  | 3564 | 95 | 37.4 | 13 | 0.99 | 5000 | 80
P00001JXN | Enercon Inc. | Enercon Inc. | WPLDL5 (38W) | Outdoor Luminaires | Low Output | Parking Garage Luminaires | Standard | FALSE | [9 empty] | 5/14/2014 12:00:00 AM | Not Yet Verified | Not Yet Verified | Not Yet Verified |  |  | 3564 | 95 | 37.4 | 13 | 0.99 | 5000 | 80
P00001JXO | Enercon Inc. | Enercon Inc. | WPLBH5 (53W) | Outdoor Luminaires | Mid Output | Parking Garage Luminaires | Standard | FALSE | [9 empty] | 5/14/2014 12:00:00 AM | Not Yet Verified | Not Yet Verified | Not Yet Verified |  |  | 5166 | 98 | 52.8 | 11 | 0.99 | 5000 | 80
P00001JXP | Enercon Inc. | Enercon Inc. | WPLDH5 (53W) | Outdoor Luminaires | Mid Output | Parking Garage Luminaires | Standard | FALSE | [9 empty] | 5/14/2014 12:00:00 AM | Not Yet Verified | Not Yet Verified | Not Yet Verified |  |  | 5166 | 98 | 53 | 11 | 0.99 | 5000 | 80
P00000QZ0 | Energreentechnologies | ENERGREEN | EGT-GF-40W-120-277V | Outdoor Luminaires | Low Output | Parking Garage Luminaires | Standard | TRUE | 3333 | 78.54 | 42.54 | 18.5 | 0.894 | 4816 | 73 | 5 |  | 6/13/2014 12:00:00 AM | Not Yet Verified | Not Yet Verified | Not Yet Verified |  | 2 | 3333 | 78 | 42.54 |  | 0.98 | 4816 | 75
P00000QZ1 | Energreentechnologies | ENERGREEN | EGT-GF-60W-120-277V | Outdoor Luminaires | Mid Output | Parking Garage Luminaires | Standard | TRUE | 5356 | 86.59 | 61.85 | 10.2 | 0.922 | 4929 | 74 | 5 |  | 6/13/2014 12:00:00 AM | Not Yet Verified | Not Yet Verified | Not Yet Verified |  | 2 | 5356 | 86 | 61.85 |  | 0.98 | 4929 | 75
P00000QZ2 | Energreentechnologies | ENERGREEN | EGT-GF-60W-347V | Outdoor Luminaires | Mid Output | Parking Garage Luminaires | Standard | TRUE | 5241.704 | 84.53 | 62.01 | 16.6 | 0.96 | 5401 | 73.7 | 5 |  | 6/13/2014 12:00:00 AM | Not Yet Verified | Not Yet Verified | Not Yet Verified |  | 2.1 | 5277.345 | 85.574 | 60 | 15 | 0.98 | 5410 | 75
PHDM2X5S | Energy Efficient Lighting Co., Ltd. | Energy Efficient Lighting | GA-36LED50K-120M | Outdoor Luminaires | Low Output | Parking Garage Luminaires | Standard | TRUE | 3859.5 | 100.51 | 38.4 | 16.21 | 0.903 | 4915 | 73.9 | 5 | 50000 | 10/4/2016 12:00:00 AM | Not Dimmable | Not Dimmable | Not Yet Verified |  | 2.1 | 3859.5 | 100.51 | 38.4 | 16.21 | 0.903 | 5000 | 73.9
PBQAWHS9 | Energy Efficient Lighting Co., Ltd. | Energy Efficient Lighting | GA-60LED50K-120M | Outdoor Luminaires | Mid Output | Parking Garage Luminaires | Standard | TRUE | 5893.2 | 104.8 | 56.23 | 12.67 | 0.903 | 5139 | 74.5 | 5 | 50000 | 10/4/2016 12:00:00 AM | Not Dimmable | Not Dimmable | Not Yet Verified |  | 2.1 | 5893.2 | 104.8 | 56.23 | 12.67 | 0.903 | 5000 | 74.5
PB34P2QH | Energy Efficient Lighting Co., Ltd. | Energy Efficient Lighting | GA-90LED50K-120M | Outdoor Luminaires | Mid Output | Parking Garage Luminaires | Standard | TRUE | 7975 | 95.58 | 83.44 | 16.75 | 0.905 | 5191 | 74.8 | 5 | 50000 | 10/4/2016 12:00:00 AM | Not Dimmable | Not Dimmable | Not Yet Verified |  | 2.1 | 7975 | 95.58 | 83.44 | 16.75 | 0.905 | 5000 | 74.8
PME9V3WGT | Energy Efficient Lighting Co., Ltd. | EEL | GA40LED04-120M | Outdoor Luminaires | Low Output | Parking Garage Luminaires | Standard | TRUE | 2980 | 75.3 | 39.59 | 9.88 | 0.95 | 4093 | 81.78 | 5 | 50000 | 3/3/2015 12:00:00 AM | Not Dimmable | Not Dimmable | Not Yet Verified |  | 2.1 | 2980 | 74.5 | 40 | 10 | 0.95 | 4000 | 82
P8WQJKE61 | Energy Efficient Lighting Co., Ltd. | EEL | GA40LED04-347M | Outdoor Luminaires | Low Output | Parking Garage Luminaires | Standard | FALSE | [9 empty] | 3/3/2015 12:00:00 AM | Not Dimmable | Not Dimmable | Not Yet Verified |  |  | 3000 | 75 | 40 |  |  | 4000 | 80
P00000R0A | Energy Solutions International | ESI | L-HLJ-L100B-60 | Outdoor Luminaires | Mid Output | Parking Garage Luminaires | Standard | TRUE | 5166 | 84.89 | 60.858 | 14.518 | 0.9054 | 5278 | 81.69 | 5 |  | 7/1/2013 12:00:00 AM | Not Yet Verified | Not Yet Verified | Not Yet Verified |  | 2
P00000R0B | Energy Solutions International | ESI | L-HLJ-L100B-40 | Outdoor Luminaires | Low Output | Parking Garage Luminaires | Standard | TRUE | 4052 | 96.07 | 42.176 | 18.941 | 0.8762 | 5217 | 75 | 5 |  | 5/24/2013 12:00:00 AM | Not Yet Verified | Not Yet Verified | Not Yet Verified | Updated data 11/8/2013 | 2 |  | 90 | 40 |  |  | 5100
PDSMZQ7W | Energy Solutions International | ESI | F-12PL-F2L-35-FR | Outdoor Luminaires | Low Output | Parking Garage Luminaires | Premium | TRUE | 2495 | 128.5 | 19.41 | 15.107 | 0.9463 | 3559 | 82.97 | 5 | 50000 | 7/1/2016 12:00:00 AM | Dimmable | Continuous Below 10 | No |  | 4 | 2495 | 128.61 | 19.4 | 15.11 | 0.95 | 3559 | 82.97
P9B1G6DH | Energy Solutions International | ESI | F-12PL-F2H-35-FR | Outdoor Luminaires | Low Output | Parking Garage Luminaires | Premium | TRUE | 4844 | 121.4 | 39.905 | 5.7057 | 0.9978 | 3559 | 82.97 | 5 | 50000 | 7/1/2016 12:00:00 AM | Dimmable | Continuous Below 10 | No |  | 4 | 4844 | 121.4 | 39.9 | 15.11 | 0.95 | 3559 | 82.97
P1NYBWES | Energy Solutions International | ESI | F-14PL-F4L-50-FR | Outdoor Luminaires | Low Output | Parking Garage Luminaires | Premium | TRUE | 4023 | 144.1 | 27.908 | 13.269 | 0.9668 | 5220 | 84.49 | 5 | 50000 | 8/1/2016 12:00:00 AM | Dimmable | Continuous Below 10 | No |  | 4 | 3629 | 128.69 | 28.2 | 15.11 | 0.95 | 5220 | 84.49
PG2TSKNA | Energy Solutions International | ESI | F-14PL-F4L-35-FR | Outdoor Luminaires | Low Output | Parking Garage Luminaires | Premium | FALSE | [9 empty] | 8/1/2016 12:00:00 AM | Dimmable | Continuous Below 10 | No |  |  | 3629 | 128.69 | 28.2 | 15.11 | 0.95 | 3559 | 82.97
PTRF2CQB | Energy Solutions International | ESI | F-14PL-F4M-35-FR | Outdoor Luminaires | Mid Output | Parking Garage Luminaires | Premium | FALSE | [9 empty] | 8/1/2016 12:00:00 AM | Dimmable | Continuous Below 10 | No |  |  | 6416 | 128.58 | 49.9 | 15.11 | 0.95 | 3559 | 82.97
P57WVMF1 | Energy Solutions International | ESI | F-14PL-F4M-50-FR | Outdoor Luminaires | Mid Output | Parking Garage Luminaires | Premium | FALSE | [9 empty] | 8/1/2016 12:00:00 AM | Dimmable | Continuous Below 10 | No |  |  | 6416 | 128.58 | 49.9 | 15.11 | 0.95 | 5220 | 84.49
PRPDXW3J | Energy Solutions International | ESI | F-14PL-F4H-50-FR | Outdoor Luminaires | Mid Output | Parking Garage Luminaires | Premium | FALSE | [9 empty] | 8/1/2016 12:00:00 AM | Dimmable | Continuous Below 10 | No |  |  | 7658 | 128.71 | 59.5 | 15.11 | 0.95 | 5220 | 84.49
PRHC9DZD | Energy Solutions International | ESI | F-14PL-F4V-35-FR | Outdoor Luminaires | Mid Output | Parking Garage Luminaires | Premium | FALSE | [9 empty] | 8/1/2016 12:00:00 AM | Dimmable | Continuous Below 10 | No |  |  | 9769 | 121.35 | 80.5 | 15.11 | 0.95 | 3559 | 82.97
P5FYPSJ1 | Energy Solutions International | ESI | F-14PL-F4V-50-FR | Outdoor Luminaires | Mid Output | Parking Garage Luminaires | Premium | FALSE | [9 empty] | 8/1/2016 12:00:00 AM | Dimmable | Continuous Below 10 | No |  |  | 9769 | 121.35 | 80.5 | 15.11 | 0.95 | 5220 | 84.49
PADCQD51 | Energy Solutions International | ESI | F-12PL-F2L-40-FR | Outdoor Luminaires | Low Output | Parking Garage Luminaires | Premium | FALSE | [9 empty] | 7/1/2016 12:00:00 AM | Dimmable | Continuous Below 10 | No |  |  | 2495 | 128.61 | 19.4 | 15.11 | 0.95 | 4000 | 83.99
PGPK2PPR | Energy Solutions International | ESI | F-12PL-F2N-35-FR | Outdoor Luminaires | Low Output | Parking Garage Luminaires | Premium | FALSE | [9 empty] | 7/1/2016 12:00:00 AM | Dimmable | Continuous Below 10 | No |  |  | 3829 | 128.49 | 29.8 | 15.11 | 0.95 | 3559 | 82.97
P8UWCWB3 | Energy Solutions International | ESI | F-12PL-F2N-40-FR | Outdoor Luminaires | Low Output | Parking Garage Luminaires | Premium | FALSE | [9 empty] | 7/1/2016 12:00:00 AM | Dimmable | Continuous Below 10 | No |  |  | 3829 | 128.49 | 29.8 | 15.11 | 0.95 | 4000 | 83.99
PXX2BJED | Energy Solutions International | ESI | F-14PL-F4H-40-FR | Outdoor Luminaires | Mid Output | Parking Garage Luminaires | Premium | FALSE | [9 empty] | 8/1/2016 12:00:00 AM | Dimmable | Continuous Below 10 | No |  |  | 7658 | 128.71 | 59.5 | 15.11 | 0.95 | 4000 | 83.99
PCA8BTEC | Energy Solutions International | ESI | F-12PL-F2H-50-FR | Outdoor Luminaires | Low Output | Parking Garage Luminaires | Premium | FALSE | [9 empty] | 7/1/2016 12:00:00 AM | Dimmable | Continuous Below 10 | No |  |  | 4844 | 121.4 | 39.9 | 15.11 | 0.95 | 5220 | 84.49
P3PZJZX4 | Energy Solutions International | ESI | F-14PL-F4V-40-FR | Outdoor Luminaires | Mid Output | Parking Garage Luminaires | Premium | FALSE | [9 empty] | 8/1/2016 12:00:00 AM | Dimmable | Continuous Below 10 | No |  |  | 9769 | 121.35 | 80.5 | 15.11 | 0.95 | 4000 | 83.99
PQ7TNACY | Energy Solutions International | ESI | F-12PL-F2L-50-FR | Outdoor Luminaires | Low Output | Parking Garage Luminaires | Premium | FALSE | [9 empty] | 7/1/2016 12:00:00 AM | Dimmable | Continuous Below 10 | No |  |  | 2495 | 128.61 | 19.4 | 15.11 | 0.95 | 5220 | 84.49
PM2KJFJH | Energy Solutions International | ESI | F-14PL-F4L-40-FR | Outdoor Luminaires | Low Output | Parking Garage Luminaires | Premium | FALSE | [9 empty] | 8/1/2016 12:00:00 AM | Dimmable | Continuous Below 10 | No |  |  | 3629 | 128.69 | 28.2 | 15.11 | 0.95 | 4000 | 83.99
PX7V51B4 | Energy Solutions International | ESI | F-14PL-F4N-35-FR | Outdoor Luminaires | Mid Output | Parking Garage Luminaires | Premium | FALSE | [9 empty] | 8/1/2016 12:00:00 AM | Dimmable | Continuous Below 10 | No |  |  | 5175 | 128.73 | 40.2 | 15.11 | 0.95 | 3559 | 82.97
PWCZJDUK | Energy Solutions International | ESI | F-14PL-F4N-40-FR | Outdoor Luminaires | Mid Output | Parking Garage Luminaires | Premium | FALSE | [9 empty] | 8/1/2016 12:00:00 AM | Dimmable | Continuous Below 10 | No |  |  | 5175 | 128.73 | 40.2 | 15.11 | 0.95 | 4000 | 83.99
P91AJV5N | Energy Solutions International | ESI | F-14PL-F4N-50-FR | Outdoor Luminaires | Mid Output | Parking Garage Luminaires | Premium | FALSE | [9 empty] | 8/1/2016 12:00:00 AM | Dimmable | Continuous Below 10 | No |  |  | 5175 | 128.73 | 40.2 | 15.11 | 0.95 | 5220 | 84.49
PT1EEPJX | Energy Solutions International | ESI | F-12PL-F2N-50-FR | Outdoor Luminaires | Low Output | Parking Garage Luminaires | Premium | FALSE | [9 empty] | 7/1/2016 12:00:00 AM | Dimmable | Continuous Below 10 | No |  |  | 3829 | 128.49 | 29.8 | 15.11 | 0.95 | 5220 | 84.49
P3T4DXH6 | Energy Solutions International | ESI | F-12PL-F2H-40-FR | Outdoor Luminaires | Low Output | Parking Garage Luminaires | Premium | FALSE | [9 empty] | 7/1/2016 12:00:00 AM | Dimmable | Continuous Below 10 | No |  |  | 4844 | 121.4 | 39.9 | 15.11 | 0.95 | 4000 | 83.99
PNXRGERV | Energy Solutions International | ESI | F-14PL-F4M-40-FR | Outdoor Luminaires | Mid Output | Parking Garage Luminaires | Premium | FALSE | [9 empty] | 8/1/2016 12:00:00 AM | Dimmable | Continuous Below 10 | No |  |  | 6416 | 128.58 | 49.9 | 15.11 | 0.95 | 4000 | 83.99
PZVACZ82 | Energy Solutions International | ESI | F-14PL-F4H-35-FR | Outdoor Luminaires | Mid Output | Parking Garage Luminaires | Premium | FALSE | [9 empty] | 8/1/2016 12:00:00 AM | Dimmable | Continuous Below 10 | No |  |  | 7658 | 128.71 | 59.5 | 15.11 | 0.95 | 3559 | 82.97
PVXT3WH4 | Energy Solutions International | Energy Solutions International | F-14PL-P4N-50 | Outdoor Luminaires | Low Output | Parking Garage Luminaires | Standard | TRUE | 4670 | 124.8 | 37.422 | 13.972 | 0.9348 | 5135 | 83.87 | 5 | 50000 | 4/17/2015 12:00:00 AM | Dimmable | Continuous Above 10 | Not Yet Verified |  | 2.1
PGFKUBSN | Energy Solutions International | Energy Solutions International | F-12PL-P2V-50-CD-D | Outdoor Luminaires | Low Output | Parking Garage Luminaires | Standard | TRUE | 4176 | 105.7 | 40.17 | 14.33 | 0.9544 | 5182 | 83.88 | 5 | 100000 | 6/23/2015 12:00:00 AM | Dimmable | Continuous Above 10 | Not Yet Verified |  | 2.1
PXS5C4ZE | Energy Solutions International | Energy Solutions International | F-14PL-P4H-50-CD-D | Outdoor Luminaires | Mid Output | Parking Garage Luminaires | Standard | TRUE | 6714 | 108.27 | 62.012 | 13.299 | 0.9418 | 5096 | 83.06 | 5 | 60000 | 4/22/2015 12:00:00 AM | Dimmable | Continuous Below 10 | Not Yet Verified |  | 2.1
P00000R0T | Energy Tech Solutions | Energy Tech Solutions | PSL-BE-55W-CL-5SB-50K-D | Outdoor Luminaires | Low Output | Parking Garage Luminaires | Standard | TRUE | 4963 | 85.3 | 58.2 | 13.5 | 0.88 | 5197 | 65 | 5 | 54000 | 3/20/2013 12:00:00 AM | Not Yet Verified | Not Yet Verified | Not Yet Verified |  | 1.7 | 4960 | 87 | 55 |  | 0.91 | 5000 | 67
P00000R0U | Energy Tech Solutions | Energy Tech Solutions | PSL-BE-72W-CL-5SB-50K-D | Outdoor Luminaires | Mid Output | Parking Garage Luminaires | Standard | TRUE | 6174 | 79.4 | 77.8 | 10.8 | 0.95 | 5228 | 69 | 5 | 54000 | 3/20/2013 12:00:00 AM | Not Yet Verified | Not Yet Verified | Not Yet Verified |  | 1.7 | 6170 | 87 | 72 |  | 0.91 | 5000 | 67
PFWH63BU | Energy Tech Solutions | ETECHLED | PSL-CU-74W-6353LM-50K-T5B-MV | Outdoor Luminaires | Mid Output | Parking Garage Luminaires | Standard | TRUE | 6353 | 86.2 | 73.69 | 15.7 | 0.902 | 5091 | 71.9 | 5 | 70000 | 1/23/2015 12:00:00 AM | Not Yet Verified | Not Yet Verified | Not Yet Verified |  | 2.1 | 6615 | 89.7 | 73.72 | 6.25 | 0.995 | 5091 | 71.9
P1FZCCZG | Engineered Products Co. | GLSF | G4LED-FX-P4131 [Frosted Ribbed Diffuser ONLY] | Outdoor Luminaires | Low Output | Parking Garage Luminaires | Standard | TRUE | 3014 | 85.9 | 35 | 14.1 | 0.915 | 3966 | 82 | 5 | 50000 | 3/3/2015 12:00:00 AM | Not Dimmable | Not Dimmable | Not Yet Verified |  | 2.1 | 3014 | 86 | 35.1 | 20 | 0.9 | 3966 | 82
P00001GP7 | EnvirOasis, LLC | EnviroTech Lighting | ENV-LED-GLC-060 | Outdoor Luminaires | Low Output | Parking Garage Luminaires | Standard | TRUE | 4695 | 74.79 | 62.76 | 10.7 | 0.925 | 5297 | 74 | 5 |  | 11/7/2013 12:00:00 AM | Not Yet Verified | Not Yet Verified | Not Yet Verified |  | 2.1 | 4695 | 77 | 62.76 |  | 0.9 | 5000 | 73
P00001GP9 | EnvirOasis, LLC | EnviroTech Lighting | ENV-LED-GLS-040 | Outdoor Luminaires | Low Output | Parking Garage Luminaires | Standard | TRUE | 3333 | 78.54 | 42.54 | 18.5 | 0.894 | 4816 | 73 | 5 |  | 11/7/2013 12:00:00 AM | Not Yet Verified | Not Yet Verified | Not Yet Verified |  | 2.1 | 3333 | 78 | 42.54 |  | 0.9 | 5000 | 73
P00001GP6 | EnvirOasis, LLC | EnviroTech Lighting | ENV-LED-GLC-040 | Outdoor Luminaires | Low Output | Parking Garage Luminaires | Standard | TRUE | 3138 | 77.27 | 40.61 | 17.5 | 0.89 | 4915 | 73 | 5 |  | 11/7/2013 12:00:00 AM | Not Yet Verified | Not Yet Verified | Not Yet Verified |  | 2.1 | 3138 | 77 | 40.61 |  | 0.9 | 5000 | 73
P00001GP8 | EnvirOasis, LLC | EnviroTech Lighting | ENV-LED-GLC-120 | Outdoor Luminaires | Mid Output | Parking Garage Luminaires | Standard | TRUE | 9024 | 76.78 | 117.5 | 12.2 | 0.945 | 5408 | 74 | 5 | 50000 | 11/7/2013 12:00:00 AM | Not Yet Verified | Not Yet Verified | Not Yet Verified |  | 2.1 | 9024 | 84 | 120 |  | 0.9 | 5000 | 73
P00001GPA | EnvirOasis, LLC | EnviroTech Lighting | ENV-LED-GLS-060 | Outdoor Luminaires | Mid Output | Parking Garage Luminaires | Standard | TRUE | 5356 | 86.59 | 61.85 | 10.2 | 0.922 | 4929 | 74 | 5 |  | 11/7/2013 12:00:00 AM | Not Yet Verified | Not Yet Verified | Not Yet Verified |  | 2.1 | 5356 | 86 | 61.85 |  | 0.9 | 5000 | 73
P00001GPZ | EnvirOasis, LLC | EnviroTech Lighting | ENV-LED-SWG-BL4(38W) | Outdoor Luminaires | Low Output | Parking Garage Luminaires | Standard | TRUE | 3520 | 96.7 | 36.4 | 18.45 | 0.9615 | 3929 | 84.69 | 7 | 50000 | 5/29/2014 12:00:00 AM | Not Yet Verified | Not Yet Verified | Not Yet Verified |  | 2.1 | 3501 | 94 | 37.4 |  | 0.99 | 4000 | 80
P00001GPV | EnvirOasis, LLC | EnviroTech Lighting | ENV-LED-SWG-BL5(38W) | Outdoor Luminaires | Low Output | Parking Garage Luminaires | Standard | FALSE | [9 empty] | 5/29/2014 12:00:00 AM | Not Yet Verified | Not Yet Verified | Not Yet Verified |  |  | 3564 | 95 | 37.4 | 13 | 0.99 | 5000 | 80
P00001GPW | EnvirOasis, LLC | EnviroTech Lighting | ENV-LED-SWG-DL5 (38W) | Outdoor Luminaires | Low Output | Parking Garage Luminaires | Standard | FALSE | [9 empty] | 5/29/2014 12:00:00 AM | Not Yet Verified | Not Yet Verified | Not Yet Verified |  |  | 3564 | 95 | 37.4 | 13 | 0.99 | 5000 | 80
P00001GPX | EnvirOasis, LLC | EnviroTech Lighting | ENV-LED-SWG-BH5(53W) | Outdoor Luminaires | Mid Output | Parking Garage Luminaires | Standard | FALSE | [9 empty] | 5/29/2014 12:00:00 AM | Not Yet Verified | Not Yet Verified | Not Yet Verified |  |  | 5166 | 98 | 52.8 | 11 | 0.99 | 5000 | 80
P00001GPY | EnvirOasis, LLC | EnviroTech Lighting | ENV-LED-SWG-DH5(53W) | Outdoor Luminaires | Mid Output | Parking Garage Luminaires | Standard | FALSE | [9 empty] | 5/29/2014 12:00:00 AM | Not Yet Verified | Not Yet Verified | Not Yet Verified |  |  | 5166 | 98 | 53 | 11 | 0.99 | 5000 | 80
P9H6PCDK | EnviroLux Energy Systems LLC | EnviroLux | EES2-LED-M-2L2-PG-CC-UNVLT-H-830 -U | Outdoor Luminaires | Low Output | Parking Garage Luminaires | Standard | TRUE | 3068 | 73.44 | 41.77 | 18.91 | 0.92 | 3070 | 84.06 | 5 | 50000 | 1/12/2016 12:00:00 AM | Not Yet Verified | Not Yet Verified | Not Yet Verified |  | 2.1 | 3067.8 | 73.6 | 41.7 | 18.91 | 0.921 | 3000 | 84.06
PTN9AUCN | EnviroLux Energy Systems LLC | EnviroLux | EES2-LED-M-2L2-PG-CC-UNVLT-H-835 -U | Outdoor Luminaires | Low Output | Parking Garage Luminaires | Standard | FALSE | [9 empty] | 1/12/2016 12:00:00 AM | Not Yet Verified | Not Yet Verified | Not Yet Verified |  |  | 3067.8 | 73.6 | 42 | 18.91 | 0.921 | 3500 | 82
P2R4977Q | EnviroLux Energy Systems LLC | EnviroLux | EES2-LED-M-2L2-PG-CC-UNVLT-H-850 -U | Outdoor Luminaires | Low Output | Parking Garage Luminaires | Standard | FALSE | [9 empty] | 1/12/2016 12:00:00 AM | Not Yet Verified | Not Yet Verified | Not Yet Verified |  |  | 3546 | 73.6 | 42.143 | 18.91 | 0.921 | 5000 | 88.85
P52DBUTU | EnviroLux Energy Systems LLC | EnviroLux | EES2-LED-M-2L2-PG-CC-UNVLT-H-840 -U | Outdoor Luminaires | Low Output | Parking Garage Luminaires | Standard | FALSE | [9 empty] | 1/12/2016 12:00:00 AM | Not Yet Verified | Not Yet Verified | Not Yet Verified |  |  | 3067.8 | 73.6 | 42 | 18.91 | 0.921 | 4000 | 82
PBKM6C2J | EnviroLux Energy Systems LLC | EnviroLux | EES2 -LED-M-2L4-LIRA-FR50-RF-FORTIMO-1R-840-55W3K9X2 | Outdoor Luminaires | Mid Output | Parking Garage Luminaires | Standard | TRUE | 6924 | 86.96 | 79.24 | 18.286 | 0.9091 | 4029 | 84 | 5 |  | 1/12/2016 12:00:00 AM | Not Yet Verified | Not Yet Verified | Not Yet Verified |  | 2 | 6924 | 87 | 79.6 | 18.286 | 0.9091 | 4000 | 84
PFTD5EFH | EnviroLux Energy Systems LLC | EnviroLux | EES2-LED-M-2L4-LIRA-FR50-RF-UNVLT-840-M510C-255X2 | Outdoor Luminaires | Mid Output | Parking Garage Luminaires | Standard | TRUE | 7648 | 91.36 | 83.717 | 19.261 | 0.9167 | 4118 | 82.82 | 5 | 50000 | 1/12/2016 12:00:00 AM | Not Yet Verified | Not Yet Verified | Not Yet Verified |  | 2 | 7600 | 90 | 84 | 20 | 0.9 | 4000 | 82
P8C1X5KC | EnviroLux Energy Systems LLC | EnviroLux | EES2-LED-M-2L4-LIRA-FR50-RF-UNVLT-840-M510C-D310X1 | Outdoor Luminaires | Mid Output | Parking Garage Luminaires | Standard | TRUE | 5014 | 98.09 | 51.115 | 18.032 | 0.9368 | 4082 | 82.77 | 5 | 50000 | 1/12/2016 12:00:00 AM | Not Yet Verified | Not Yet Verified | Not Yet Verified |  | 2 | 5000 | 98 | 51 | 20 | 0.9 | 4000 | 82
PU1UCQMQ | EnviroLux Energy Systems LLC | EnviroLux Energy Systems | EES-LG24-XXXXL-40K-XHC-N-X [120-277V ONLY] | Outdoor Luminaires | Low Output | Parking Garage Luminaires | Standard | TRUE | 2107.4 | 112.9 | 18.66 | 22.1 | 0.904 | 4040 | 84 | 5 | 178000 | 10/5/2016 12:00:00 AM | Dimmable | Continuous Above 10 | Not Yet Verified |  | 2.1 | 2200 |  | 18.7 |  |  | 4000 | 84
PHM96JNA | EnviroLux Energy Systems LLC | EnviroLux Energy Systems | EES-LG36-XXXXL-40K-XHC-N-X [120-277V ONLY] | Outdoor Luminaires | Low Output | Parking Garage Luminaires | Standard | TRUE | 4125 | 111.22 | 37.09 | 17.53 | 0.899 | 3990 | 84 | 5 | 178000 | 10/5/2016 12:00:00 AM | Dimmable | Continuous Above 10 | Not Yet Verified |  | 2.1 | 4200 | 111 | 37.5 |  |  | 4000 | 84
PR6BNYBD | EnviroLux Energy Systems LLC | EnviroLux Energy Systems | EES-LG55-XXXXL-50K-XHC-N-X [120-277V ONLY] | Outdoor Luminaires | Mid Output | Parking Garage Luminaires | Standard | FALSE | [9 empty] | 10/5/2016 12:00:00 AM | Dimmable | Continuous Above 10 | Not Yet Verified |  |  | 8800 | 115.7 | 76 |  |  | 5000 | 84
PPA7193K | EnviroLux Energy Systems LLC | EnviroLux Energy Systems | EES-LG55-XXXXL-40K-XHC-N-X [120-277V ONLY] | Outdoor Luminaires | Mid Output | Parking Garage Luminaires | Standard | FALSE | [9 empty] | 10/5/2016 12:00:00 AM | Dimmable | Continuous Above 10 | Not Yet Verified |  |  | 8800 | 111 | 76 |  |  | 4000 | 84
PX3ENXM3 | EnviroLux Energy Systems LLC | EnviroLux Energy Systems | EES-LG36-XXXXL-50K-XHC-N-X [120-277V ONLY] | Outdoor Luminaires | Low Output | Parking Garage Luminaires | Standard | FALSE | [9 empty] | 10/5/2016 12:00:00 AM | Dimmable | Continuous Above 10 | Not Yet Verified |  |  | 4200 | 111 | 37.5 |  |  | 5000 | 84
PZSG1E5E | EnviroLux Energy Systems LLC | EnviroLux Energy Systems | EES-LG48-XXXXL-40K-XHC-X-X [120-277V ONLY] | Outdoor Luminaires | Mid Output | Parking Garage Luminaires | Standard | TRUE | 6538.3 | 112.34 | 58.2 | 11.33 | 0.983 | 4040 | 84 | 5 | 178000 | 10/5/2016 12:00:00 AM | Dimmable | Continuous Above 10 | Not Yet Verified |  | 2.1 | 6700 | 111 | 58 |  |  | 4000 | 84
PZXMQTD3 | EnviroLux Energy Systems LLC | EnviroLux Energy Systems | EES-LG48-XXXXL-50K-XHC-X-X [120-277V ONLY] | Outdoor Luminaires | Mid Output | Parking Garage Luminaires | Standard | FALSE | [9 empty] | 10/5/2016 12:00:00 AM | Dimmable | Continuous Above 10 | Not Yet Verified |  |  | 6700 | 111 | 58 |  |  | 5000 | 84
PQ7UVK7H | EnviroLux Energy Systems LLC | EnviroLux Energy Systems | EES-LG36-3600L-40K-NHD-N-N | Outdoor Luminaires | Low Output | Parking Garage Luminaires | Standard | TRUE | 3747 | 87.9 | 42.7 | 16.3 | 0.91 | 3810 | 75 | 5 | 50000 | 10/5/2016 12:00:00 AM | Not Yet Verified | Not Yet Verified | Not Yet Verified |  | 2.1 | 3747 | 87.9 | 42.6 |  | 0.9 | 4000 | 70
P3WSQPG7 | EnviroLux Energy Systems LLC | EnviroLux | EES-3000K-80W-LED-12x12-PS-UNV | Outdoor Luminaires | Mid Output | Parking Garage Luminaires | Standard | TRUE | 6499.03 | 81.12 | 80.12 | 14.2 | 0.9603 | 3023 | 83.4 | 5 | 50000 | 11/13/2015 12:00:00 AM | Not Dimmable | Not Dimmable | Not Yet Verified |  | 2.1 | 6400 | 81 | 80 | 14.2 | 0.9603 | 3000 | 80
PXTE8AVY | EnviroLux Energy Systems LLC | EnviroLux | EES-4000K-80W-LED-12x12-PS-UNV | Outdoor Luminaires | Mid Output | Parking Garage Luminaires | Standard | FALSE | [9 empty] | 11/13/2015 12:00:00 AM | Not Dimmable | Not Dimmable | Not Yet Verified |  |  | 6800 | 85 | 80 | 14.2 | 0.9603 | 4000 | 80
P1AP3UC3 | EnviroLux Energy Systems LLC | EnviroLux | EES-5000K-80W-LED-12x12-PS-UNV | Outdoor Luminaires | Mid Output | Parking Garage Luminaires | Standard | FALSE | [9 empty] | 11/13/2015 12:00:00 AM | Not Dimmable | Not Dimmable | Not Yet Verified |  |  | 7000 | 87 | 80 | 14.2 | 0.9603 | 5000 | 80
P412KEZV | EnviroLux Energy Systems LLC | EnviroLux | EES-5500K-80W-LED-12x12-PS-UNV | Outdoor Luminaires | Mid Output | Parking Garage Luminaires | Standard | FALSE | [9 empty] | 11/13/2015 12:00:00 AM | Not Dimmable | Not Dimmable | Not Yet Verified |  |  | 7100 | 90 | 80 | 14.2 | 0.9603 | 5500 | 80
PA2C1SJ5 | EnviroLux Energy Systems LLC | EnviroLux | EES-3500K-80W-LED-12x12-PS-UNV | Outdoor Luminaires | Mid Output | Parking Garage Luminaires | Standard | FALSE | [9 empty] | 11/13/2015 12:00:00 AM | Not Dimmable | Not Dimmable | Not Yet Verified |  |  | 6600 | 83 | 80 | 14.2 | 0.9603 | 3500 | 80
PNGUG99S | EnviroLux Energy Systems LLC | EnviroLux | EES-3000K-60W-LED-12x12-PS-UNV | Outdoor Luminaires | Mid Output | Parking Garage Luminaires | Standard | TRUE | 5122.01 | 82.57 | 62.03 | 15.9 | 0.951 | 2995 | 83.8 | 5 | 50000 | 11/13/2015 12:00:00 AM | Not Dimmable | Not Dimmable | Not Yet Verified |  | 2.1 | 5000 | 82 | 60 | 15.9 | 0.951 | 3000 | 80
P2UFVGTV | EnviroLux Energy Systems LLC | EnviroLux | EES-5500K-60W-LED-12x12-PS-UNV | Outdoor Luminaires | Mid Output | Parking Garage Luminaires | Standard | FALSE | [9 empty] | 11/13/2015 12:00:00 AM | Not Dimmable | Not Dimmable | Not Yet Verified |  |  | 5600 | 90 | 60 | 15.9 | 0.951 | 5500 | 80
P5PY68BD | EnviroLux Energy Systems LLC | EnviroLux | EES-5000K-60W-LED-12x12-PS-UNV | Outdoor Luminaires | Mid Output | Parking Garage Luminaires | Standard | FALSE | [9 empty] | 11/13/2015 12:00:00 AM | Not Dimmable | Not Dimmable | Not Yet Verified |  |  | 5400 | 87 | 60 | 15.9 | 0.951 | 5000 | 80
P65SY9G2 | EnviroLux Energy Systems LLC | EnviroLux | EES-3500K-60W-LED-12x12-PS-UNV | Outdoor Luminaires | Mid Output | Parking Garage Luminaires | Standard | FALSE | [9 empty] | 11/13/2015 12:00:00 AM | Not Dimmable | Not Dimmable | Not Yet Verified |  |  | 5100 | 83 | 60 | 15.9 | 0.951 | 3500 | 80
PSH4USES | EnviroLux Energy Systems LLC | EnviroLux | EES-4000K-60W-LED-12x12-PS-UNV | Outdoor Luminaires | Mid Output | Parking Garage Luminaires | Standard | FALSE | [9 empty] | 11/13/2015 12:00:00 AM | Not Dimmable | Not Dimmable | Not Yet Verified |  |  | 5200 | 84 | 60 | 15.9 | 0.951 | 4000 | 80
P00000R1T | Ephesus Lighting, Inc. | Artemis | AR-40-C-XXX-VL-XX-5W | Outdoor Luminaires | Low Output | Parking Garage Luminaires | Standard | TRUE | 3811 | 92.3 | 41.29 | 8.87 | 0.963 | 4777 | 71 | 10 | 461000 | 8/6/2013 12:00:00 AM | Not Yet Verified | Not Yet Verified | Not Yet Verified |  | 2 | 4511 | 113 | 40 |  | 0.95 | 5600 | 70
P00000R1U | Ephesus Lighting, Inc. | Artemis | AR-60-C-XXX-VL-XX-5W | Outdoor Luminaires | Mid Output | Parking Garage Luminaires | Standard | TRUE | 5493 | 85.6 | 64.25 | 14.3 | 0.94 | 4879 | 72 | 10 | 340000 | 8/6/2013 12:00:00 AM | Not Yet Verified | Not Yet Verified | Not Yet Verified |  | 2 | 5982 | 100 | 60 |  | 0.95 | 5600 | 70
P00000R1S | Ephesus Lighting, Inc. | Ephesus Lighting, Inc. | ALT080NBLK-1-XX-5W - 120V | Outdoor Luminaires | Mid Output | Parking Garage Luminaires | Standard | TRUE | 6805 | 81.39 | 83.61 | 5.49 | 0.985 | 4814 | 75 | 5 | 340000 | 9/20/2012 12:00:00 AM | Not Yet Verified | Not Yet Verified | Not Yet Verified |  | 2.1 | 7135 | 89 | 80
P00000R1N | Ephesus Lighting, Inc. | Ephesus Lighting, Inc. | ALT040NBLK-1-XX-5W - 120V | Outdoor Luminaires | Low Output | Parking Garage Luminaires | Standard | TRUE | 3629 | 84.38 | 43.01 | 5.49 | 0.985 | 4814 | 75 | 5 | 461000 | 9/20/2012 12:00:00 AM | Not Yet Verified | Not Yet Verified | Not Yet Verified |  | 2.1 | 4623 | 110 | 42
PRREVMR9 | ESL Vision | MUR Series | ESL-CP-45W-140 | Outdoor Luminaires | Low Output | Parking Garage Luminaires | Standard | TRUE | 4005.121 | 91.722 | 43.666 | 13.77 | 0.9507 | 3991 | 83.5 | 5 | 50000 | 1/8/2016 12:00:00 AM | Not Dimmable | Not Dimmable | Not Yet Verified |  | 2.1 | 4005.121 | 91.722 | 43.666 | 13.77 | 0.987 | 3991 | 83.5
P5UP23R2 | ESL Vision | MUR Series | ESL-CP-45W-150 | Outdoor Luminaires | Low Output | Parking Garage Luminaires | Standard | FALSE | [9 empty] | 1/8/2016 12:00:00 AM | Not Dimmable | Not Dimmable | Not Yet Verified |  |  | 4149.603 | 95.022 | 43.67 | 13.77 | 0.993 | 5074 | 82.3
PDX98X34 | ESL Vision | MUR Series | ESL-CP-70W-140 | Outdoor Luminaires | Mid Output | Parking Garage Luminaires | Standard | TRUE | 5703.348 | 79.834 | 71.44 | 21.55 | 0.9074 | 4108 | 85 | 5 | 50000 | 1/8/2016 12:00:00 AM | Not Dimmable | Not Dimmable | Not Yet Verified |  | 2.1 | 5703.348 | 79.834 | 71.44 | 21.55 | 0.983 | 4108 | 85
PW7VWMUS | ESL Vision | MUR Series | ESL-CP-70W-150 | Outdoor Luminaires | Mid Output | Parking Garage Luminaires | Standard | FALSE | [9 empty] | 1/8/2016 12:00:00 AM | Not Dimmable | Not Dimmable | Not Yet Verified |  |  | 5928.278 | 86.255 | 68.73 | 21.55 | 0.977 | 5286 | 77.1
PNMTFEJY | ETECH LED | ETech | RCA-K2-70-100277-40 | Outdoor Luminaires | Mid Output | Parking Garage Luminaires | Standard | TRUE | 5703.348 | 79.834 | 71.44 | 21.55 | 0.9074 | 4108 | 85 | 5 | 50000 | 7/26/2016 12:00:00 AM | Not Dimmable | Not Dimmable | Not Yet Verified |  | 2.1 | 5703.348 | 79.834 | 71.44 | 21.55 | 0.983 | 4108 | 85
P4KMZ7RU | ETECH LED | ETech | RCA-K2-70-100277-50 | Outdoor Luminaires | Mid Output | Parking Garage Luminaires | Standard | FALSE | [9 empty] | 7/26/2016 12:00:00 AM | Not Dimmable | Not Dimmable | Not Yet Verified |  |  | 5928.278 | 86.255 | 68.73 | 21.55 | 0.977 | 5286 | 77.1
PFTXEMJC | ETECH LED | ETech | RCA-K2-45-100277-40 | Outdoor Luminaires | Low Output | Parking Garage Luminaires | Standard | TRUE | 4005.121 | 91.722 | 43.666 | 13.77 | 0.9507 | 3991 | 83.5 | 5 | 50000 | 7/26/2016 12:00:00 AM | Not Dimmable | Not Dimmable | Not Yet Verified |  | 2.1 | 4005.121 | 91.722 | 43.666 | 13.77 | 0.987 | 3991 | 83.5
PY8S5KHE | ETECH LED | ETech | RCA-K2-45-100277-50 | Outdoor Luminaires | Low Output | Parking Garage Luminaires | Standard | FALSE | [9 empty] | 7/26/2016 12:00:00 AM | Not Dimmable | Not Dimmable | Not Yet Verified |  |  | 4149.603 | 95.022 | 43.67 | 13.77 | 0.993 | 5074 | 82.3
PTCUNVBK | Etlin-Daniels | ETLIN-DANIELS | CNM45-U4NC-Y-Z | Outdoor Luminaires | Low Output | Parking Garage Luminaires | Standard | TRUE | 4005.121 | 91.722 | 43.666 | 13.77 | 0.9507 | 3991 | 83.5 | 5 | 50000 | 11/24/2015 12:00:00 AM | Not Dimmable | Not Dimmable | Not Yet Verified |  | 2.1 | 4005.121 | 91.722 | 43.666 | 13.77 | 0.987 | 3991 | 83.5
PHKFQTSY | Etlin-Daniels | ETLIN-DANIELS | CNM45-U5NC-Y-Z | Outdoor Luminaires | Low Output | Parking Garage Luminaires | Standard | FALSE | [9 empty] | 11/24/2015 12:00:00 AM | Not Dimmable | Not Dimmable | Not Yet Verified |  |  | 4149.603 | 95.022 | 43.67 | 13.77 | 0.993 | 5074 | 82.3
PZ2HSQ92 | Etlin-Daniels | ETLIN-DANIELS | CNM70-U4NC-Y-Z | Outdoor Luminaires | Mid Output | Parking Garage Luminaires | Standard | TRUE | 5703.348 | 79.834 | 71.44 | 21.55 | 0.9074 | 4108 | 85 | 5 | 50000 | 11/24/2015 12:00:00 AM | Not Dimmable | Not Dimmable | Not Yet Verified |  | 2.1 | 5703.348 | 79.834 | 71.44 | 21.55 | 0.983 | 4108 | 85
PREM2NW5 | Etlin-Daniels | ETLIN-DANIELS | CNM70-U5NC-Y-Z | Outdoor Luminaires | Mid Output | Parking Garage Luminaires | Standard | FALSE | [9 empty] | 11/24/2015 12:00:00 AM | Not Dimmable | Not Dimmable | Not Yet Verified |  |  | 5928.278 | 86.255 | 68.73 | 21.55 | 0.977 | 5286 | 77.1
P9ZP92WU | Etlin-Daniels | ETLIN-DANIELS | CNM45-[U,3]4NC-Y-Z | Outdoor Luminaires | Low Output | Parking Garage Luminaires | Standard | TRUE | 4101.1 | 90.19 | 45.47 | 18.62 | 0.9132 | 3958 | 73.5 | 5 | 50000 | 9/30/2016 12:00:00 AM | Not Dimmable | Not Dimmable | Yes |  | 3.1 | 4100 | 91 | 45 | 14 | 0.9 | 4000 | 70
P9C7539Y | Etlin-Daniels | ETLIN-DANIELS | CNM45-[U,3]50C-Y-Z | Outdoor Luminaires | Low Output | Parking Garage Luminaires | Standard | FALSE | [9 empty] | 9/30/2016 12:00:00 AM | Dimmable | Continuous Below 10 | Yes |  |  | 4200 | 93 | 45 | 14 | 0.9 | 5000 | 70
PJ92CS8U | Etlin-Daniels | ETLIN-DANIELS | CNM65-U40C-Y-Z | Outdoor Luminaires | Mid Output | Parking Garage Luminaires | Standard | TRUE | 6458 | 101.1 | 63.88 | 11.32 | 0.9239 | 3917 | 75 | 5 | 50000 | 9/30/2016 12:00:00 AM | Dimmable | Continuous Above 10 | No |  | 4 | 6500 | 100 | 65 | 11.32 | 0.9 | 4000 | 70
PW9558P1 | Etlin-Daniels | ETLIN-DANIELS | CNM65-U50C-Y-Z | Outdoor Luminaires | Mid Output | Parking Garage Luminaires | Standard | FALSE | [9 empty] | 9/30/2016 12:00:00 AM | Dimmable | Continuous Above 10 | No |  |  | 6600 | 101 | 65 | 11.32 | 0.9 | 5000 | 70
PEUSFZKG | Etlin-Daniels | ETLIN-DANIELS | CNM65-350C-Y-Z | Outdoor Luminaires | Mid Output | Parking Garage Luminaires | Standard | FALSE | [9 empty] | 9/30/2016 12:00:00 AM | Dimmable | Continuous Above 10 | No |  |  | 6700 | 103 | 65 | 16.62 | 0.9 | 5000 | 70
PV3R75S2 | Etlin-Daniels | ETLIN-DANIELS | CNM65-340C-Y-Z | Outdoor Luminaires | Mid Output | Parking Garage Luminaires | Standard | FALSE | [9 empty] | 9/30/2016 12:00:00 AM | Dimmable | Continuous Above 10 | No |  |  | 6450 | 99 | 65 | 16.62 | 0.9 | 4000 | 70
P00000R7Q | Everbrite | Parking Structure Light | PSL55DC1A5SWXXXX | Outdoor Luminaires | Low Output | Parking Garage Luminaires | Standard | TRUE | 4963 | 85.3 | 58.2 | 13.5 | 0.88 | 5197 | 65 | 5 | 54000 | 11/29/2012 12:00:00 AM | Not Yet Verified | Not Yet Verified | Not Yet Verified |  | 1.7 | 4960 | 87 | 55 |  | 0.91 | 5000 | 67
P00000R7R | Everbrite | Parking Structure Light | PSL72DC1A5XXXXXX | Outdoor Luminaires | Mid Output | Parking Garage Luminaires | Standard | TRUE | 6174 | 79.4 | 77.8 | 10.8 | 0.95 | 5228 | 69 | 5 | 54000 | 11/30/2012 12:00:00 AM | Not Yet Verified | Not Yet Verified | Not Yet Verified |  | 1.7 | 6170 | 87 | 72 |  | 0.91 | 5000 | 67
P00000RA0 | Evolucia, Inc. | EvoLucia LED Lighting | PS14/90-45/T5/UNV/BZ | Outdoor Luminaires | Mid Output | Parking Garage Luminaires | Standard | TRUE | 6493 | 81.65 | 79.5 | 18.39 | 0.8932 | 4809 | 77 | 5 | 70000 | 2/26/2013 12:00:00 AM | Not Yet Verified | Not Yet Verified | Not Yet Verified |  | 1.6 | 6500 | 79 | 90 |  | 0.9 | 4500 | 70
P00000R9Y | Evolucia, Inc. | EvoLucia LED Lighting | PS14/60-45/T5/UNV/BZ | Outdoor Luminaires | Mid Output | Parking Garage Luminaires | Standard | TRUE | 5089 | 86.2 | 59.07 | 16.12 | 0.9621 | 4747 | 77 | 5 | 70000 | 2/26/2013 12:00:00 AM | Not Yet Verified | Not Yet Verified | Not Yet Verified |  | 1.6 | 5100 | 87 | 60 |  | 0.9 | 4500 | 70
P00000R9Z | Evolucia, Inc. | EvoLucia LED Lighting | PS14/75-45/T5/UNV/BZ | Outdoor Luminaires | Mid Output | Parking Garage Luminaires | Standard | TRUE | 5835 | 82.7 | 70.59 | 20.83 | 0.8726 | 4788 | 77 | 5 | 70000 | 2/26/2013 12:00:00 AM | Not Yet Verified | Not Yet Verified | Not Yet Verified |  | 1.6 | 5800 | 82 | 75 |  | 0.9 | 4500 | 70
P00000RA1 | Evolucia, Inc. | EvoLucia LED Lighting | PS14/75-45/T5/347/BZ | Outdoor Luminaires | Mid Output | Parking Garage Luminaires | Standard | FALSE | [9 empty] | 2/26/2013 12:00:00 AM | Not Yet Verified | Not Yet Verified | Not Yet Verified |  |  | 5800 | 82 | 75 |  | 0.9 | 4500 | 70
P00000RA2 | Evolucia, Inc. | EvoLucia LED Lighting | PS14/90-45/T5/347/BZ | Outdoor Luminaires | Mid Output | Parking Garage Luminaires | Standard | FALSE | [9 empty] | 2/26/2013 12:00:00 AM | Not Yet Verified | Not Yet Verified | Not Yet Verified |  |  | 6500 | 79 | 90 |  | 0.9 | 4500 | 70
P00001KR3 | Evolving Solutions in Energy, Inc | KINGSUN | BY2G28024S5W11250V27 | Outdoor Luminaires | Mid Output | Parking Garage Luminaires | Standard | TRUE | 5094 | 84.56 | 60 | 9.9 | 0.925 | 5230 | 81 | 5 | 50000 | 6/23/2014 12:00:00 AM | Not Yet Verified | Not Yet Verified | Not Yet Verified |  | 2.1 | 5094 | 84.56 | 60 | 15 | 0.99 | 5000 | 80
P00001KR7 | Evolving Solutions in Energy, Inc | KINGSUN | BY2G28034S5W11250V27 | Outdoor Luminaires | Mid Output | Parking Garage Luminaires | Standard | TRUE | 7577 | 85.18 | 88.94 | 17.4 | 0.92 | 5184 | 81 | 5 | 50000 | 6/23/2014 12:00:00 AM | Not Yet Verified | Not Yet Verified | Not Yet Verified |  | 2.1 | 7577 | 85.18 | 88.94 | 15 | 0.99 | 5000 | 81
P00001KR8 | Evolving Solutions in Energy, Inc | KINGSUN | BY2G28044S5W11250V27 | Outdoor Luminaires | High Output | Parking Garage Luminaires | Standard | FALSE | [9 empty] | 6/23/2014 12:00:00 AM | Not Yet Verified | Not Yet Verified | Not Yet Verified |  |  | 10580 | 88.57 | 119.5 | 15 | 0.99 | 5000 | 74.8
P00001KR9 | Evolving Solutions in Energy, Inc | KINGSUN | BY2G28054S5W11250V27 | Outdoor Luminaires | High Output | Parking Garage Luminaires | Standard | FALSE | [9 empty] | 6/23/2014 12:00:00 AM | Not Yet Verified | Not Yet Verified | Not Yet Verified |  |  | 13314 | 88.76 | 150 | 15 | 0.99 | 5000 | 74.5
P00000RE8 | Excellence Opto, Inc. | e-lite star | EBL-A-A02-CN-020-40-S | Outdoor Luminaires | Low Output | Parking Garage Luminaires | Standard | TRUE | 4062 | 77.8 | 52.24 | 21.1 | 0.887 | 4075 | 74 | 5 |  | 2/24/2014 12:00:00 AM | Not Yet Verified | Not Yet Verified | Not Yet Verified |  | 2.1 | 3750 |  | 50 |  | 0.9 | 4000 | 70
P00000RE9 | Excellence Opto, Inc. | e-lite star | EBL-A-A01-CN-020-40-S [Only 120-240V] | Outdoor Luminaires | Low Output | Parking Garage Luminaires | Standard | TRUE | 4146 | 86.6 | 47.9 | 12.84 | 0.901 | 4081 | 73.5 | 5 |  | 2/24/2014 12:00:00 AM | Not Yet Verified | Not Yet Verified | Not Yet Verified |  | 2.1 | 3750 |  | 50 |  | 0.9 | 4000 | 70
P00000RNP | EYE Lighting | Aphos | CM-L740-37-UX-XEXX | Outdoor Luminaires | Mid Output | Parking Garage Luminaires | Premium | TRUE | 8089 | 108 | 74.92 | 15.9 | 0.896 | 4095 | 73 | 5 | 200000 | 9/26/2013 12:00:00 AM | Dimmable | Continuous Below 10 | Yes |  | 3.1 | 8090 | 107.98 | 74.92 | 15.9 | 0.9 | 4095 | 73
P00000RNQ | EYE Lighting | Aphos | CM-L740-27-UX-XEXX | Outdoor Luminaires | Mid Output | Parking Garage Luminaires | Premium | FALSE | [9 empty] | 9/26/2013 12:00:00 AM | Dimmable | Continuous Below 10 | Yes |  |  | 8124 | 108.44 | 74.92 | 15.9 | 0.9 | 4095 | 73
P00000RNR | EYE Lighting | Aphos | CM-L740-5M7-UX-XEXX | Outdoor Luminaires | Mid Output | Parking Garage Luminaires | Premium | FALSE | [9 empty] | 9/26/2013 12:00:00 AM | Dimmable | Continuous Below 10 | Yes | Updated 9/2/2016 |  | 8120 | 108.38 | 74.92 | 15.9 | 0.9 | 4095 | 73
P00000RNT | EYE Lighting | Aphos | CM-L750-37-UX-XEXX | Outdoor Luminaires | Mid Output | Parking Garage Luminaires | Premium | FALSE | [9 empty] | 9/26/2013 12:00:00 AM | Dimmable | Continuous Below 10 | Yes |  |  | 8083 | 107.13 | 75.45 | 15.9 | 0.9 | 5023 | 72.6
P00000RNS | EYE Lighting | Aphos | CM-L750-27-UX-XEXX | Outdoor Luminaires | Mid Output | Parking Garage Luminaires | Premium | FALSE | [9 empty] | 9/26/2013 12:00:00 AM | Dimmable | Continuous Below 10 | Yes |  |  | 8117 | 107.58 | 75.45 | 15.9 | 0.9 | 5023 | 72.6
P00000RNU | EYE Lighting | Aphos | CM-L750-5M7-UX-XEXX | Outdoor Luminaires | Mid Output | Parking Garage Luminaires | Premium | FALSE | [9 empty] | 9/26/2013 12:00:00 AM | Dimmable | Continuous Below 10 | Yes | Updated 9/2/2016 |  | 8113 | 107.53 | 75.45 | 15.9 | 0.9 | 5023 | 72.6
PJNWWDWN | EYE Lighting | Aphos | CM-L1040-5M7-UX-XEXX | Outdoor Luminaires | High Output | Parking Garage Luminaires | Premium | TRUE | 10990 | 123.2 | 89.2 | 16.7 | 0.945 | 3998 | 73.4 | 5 | 200000 | 9/26/2013 12:00:00 AM | Dimmable | Continuous Below 10 | Yes |  | 3.1 | 10735 | 119.42 | 89.49 | 16.7 | 0.945 | 3998 | 73.4
P00000RNZ | EYE Lighting | Aphos | CM-L1050-37-UX-XEXX | Outdoor Luminaires | High Output | Parking Garage Luminaires | Premium | FALSE | [9 empty] | 9/26/2013 12:00:00 AM | Dimmable | Continuous Below 10 | Yes |  |  | 10865 | 119.28 | 91.09 | 16.7 | 0.945 | 4994 | 72.7
P00000RNW | EYE Lighting | Aphos | CM-L1040-37-UX-XEXX | Outdoor Luminaires | High Output | Parking Garage Luminaires | Premium | FALSE | [9 empty] | 9/26/2013 12:00:00 AM | Dimmable | Continuous Below 10 | Yes |  |  | 10695 | 119.51 | 89.49 | 16.7 | 0.945 | 3998 | 73.4
P00000RNV | EYE Lighting | Aphos | CM-L1040-27-UX-XEXX | Outdoor Luminaires | High Output | Parking Garage Luminaires | Premium | FALSE | [9 empty] | 9/26/2013 12:00:00 AM | Dimmable | Continuous Below 10 | Yes |  |  | 10740 | 120.01 | 89.49 | 16.7 | 0.945 | 3998 | 73.4
P00000RNY | EYE Lighting | Aphos | CM-L1050-27-UX-XEXX | Outdoor Luminaires | High Output | Parking Garage Luminaires | Premium | FALSE | [9 empty] | 9/26/2013 12:00:00 AM | Dimmable | Continuous Below 10 | Yes |  |  | 10911 | 119.78 | 91.09 | 16.7 | 0.945 | 4994 | 72.7
PBPWWD1P | EYE Lighting | Aphos | CM-L1050-5M7-UX-XEXX | Outdoor Luminaires | High Output | Parking Garage Luminaires | Premium | FALSE | [9 empty] | 9/26/2013 12:00:00 AM | Dimmable | Continuous Below 10 | Yes |  |  | 10857 | 119.42 | 91.09 | 16.7 | 0.945 | 4994 | 72.7
PQ35W69X | EYE Lighting | APHOS | CM-L350-5M7-UX-XXX | Outdoor Luminaires | Low Output | Parking Garage Luminaires | Premium | TRUE | 4177 | 109.5 | 38.15 | 11.1 | 0.907 | 5018 | 72.3 | 5 | 50000 | 2/4/2016 12:00:00 AM | Dimmable | Continuous Below 10 | Yes |  | 3.1 | 4072 | 106.3 | 38.31 | 11.1 | 0.907 | 5018 | 72.3
PVGV7X3F | EYE Lighting | APHOS | CM-L340-5M7-UX-XXX | Outdoor Luminaires | Low Output | Parking Garage Luminaires | Premium | TRUE | 4027 | 106.3 | 37.88 | 11.1 | 0.907 | 4066 | 72.8 | 5 | 50000 | 2/4/2016 12:00:00 AM | Dimmable | Continuous Below 10 | Yes |  | 3.1 | 4027 | 106.3 | 37.89 | 11.1 | 0.907 | 4066 | 72.8
PUYZFDCJ | EYE Lighting | APHOS | CM-L350-27-UX-XXX | Outdoor Luminaires | Low Output | Parking Garage Luminaires | Premium | FALSE | [9 empty] | 2/4/2016 12:00:00 AM | Dimmable | Continuous Below 10 | Yes |  |  | 4092 | 106.82 | 38.31 | 11.1 | 0.907 | 5018 | 72.3
PV4M4MSX | EYE Lighting | APHOS | CM-L350-37-UX-XXX | Outdoor Luminaires | Low Output | Parking Garage Luminaires | Premium | FALSE | [9 empty] | 2/4/2016 12:00:00 AM | Dimmable | Continuous Below 10 | Yes |  |  | 4075 | 106.37 | 38.31 | 11.1 | 0.907 | 5018 | 72.3
PB7VRRRA | EYE Lighting | APHOS | CM-L340-27-UX-XXX | Outdoor Luminaires | Low Output | Parking Garage Luminaires | Premium | FALSE | [9 empty] | 2/4/2016 12:00:00 AM | Dimmable | Continuous Below 10 | Yes |  |  | 4047 | 106.8 | 37.89 | 11.1 | 0.907 | 4066 | 72.8
P25JX89P | EYE Lighting | APHOS | CM-L340-37-UX-XXX | Outdoor Luminaires | Low Output | Parking Garage Luminaires | Premium | FALSE | [9 empty] | 2/4/2016 12:00:00 AM | Dimmable | Continuous Below 10 | Yes |  |  | 4030 | 106.4 | 37.88 | 11.1 | 0.907 | 4066 | 72.8
PAWHWM1N | Feexer Supply Inc. | Feexer Supply | SL-120W-5000K-lll-YY-XX | Outdoor Luminaires | High Output | Parking Garage Luminaires | Standard | FALSE | [9 empty] | 12/29/2014 12:00:00 AM | Not Yet Verified | Not Yet Verified | Not Yet Verified |  |  | 11000 | 90 | 120 | 20 | 0.9 | 5000 | 65
P00000RS7 | Fintronx LLC | FintronX LED | PG423BV27 | Outdoor Luminaires | Mid Output | Parking Garage Luminaires | Standard | TRUE | 8099 | 86.56 | 93.57 | 19.2 | 0.919 | 4922 | 76.6 | 5 | 50000 | 3/21/2014 12:00:00 AM | Not Yet Verified | Not Yet Verified | Not Yet Verified |  | 2.1 | [5 empty] | 5000 | 75
P00000RS5 | Fintronx LLC | FintronX LED | PG283BV27 | Outdoor Luminaires | Mid Output | Parking Garage Luminaires | Standard | TRUE | 5386 | 85.21 | 63.2 | 10.6 | 0.93 | 4915 | 76.6 | 5 | 50000 | 3/21/2014 12:00:00 AM | Not Yet Verified | Not Yet Verified | Not Yet Verified |  | 2.1 | [5 empty] | 5000 | 75
P00000RS6 | Fintronx LLC | FintronX LED | PG563BV27 | Outdoor Luminaires | High Output | Parking Garage Luminaires | Standard | TRUE | 10695 | 87.52 | 122.2 | 16.7 | 0.944 | 4929 | 76.7 | 5 | 50000 | 3/21/2014 12:00:00 AM | Not Yet Verified | Not Yet Verified | Not Yet Verified |  | 2.1 | [5 empty] | 5000 | 75
P26VMVN5 | Fleco Industries | Texas Fluorescents | PGL55W4300LMV50K | Outdoor Luminaires | Low Output | Parking Garage Luminaires | Standard | TRUE | 4309.79 | 78 | 55.14 | 16 | 0.96 | 5100 | 67.2 | 5 |  | 12/22/2014 12:00:00 AM | Not Yet Verified | Not Yet Verified | Not Yet Verified | Only qualified at 20° setting | 2.1 | 4000 | 74 | 54 |  |  | 5000 | 70
P00001J63 | Foshan Naturaled Electric Co.,Ltd | NaturaLED | LED-FXPG60/40K/DB | Outdoor Luminaires | Mid Output | Parking Garage Luminaires | Standard | TRUE | 5236.74 | 82.14 | 63.76 | 14.4 | 0.947 | 4209 | 75.6 | 5 | 50000 | 3/24/2014 12:00:00 AM | Not Yet Verified | Not Yet Verified | Not Yet Verified |  | 2.1 | 5236.74 | 82.14 | 63.76 | 14.4 | 0.947 | 4000 | 75.6
P00001J64 | Foshan Naturaled Electric Co.,Ltd | NaturaLED | LED-FXPG60/50K/DB | Outdoor Luminaires | Mid Output | Parking Garage Luminaires | Standard | FALSE | [9 empty] | 3/24/2014 12:00:00 AM | Not Yet Verified | Not Yet Verified | Not Yet Verified |  |  | 5236.74 | 82.14 | 63.76 | 14.4 | 0.947 | 5000 | 75.6
PA89PQEZ | Foshan Naturaled Electric Co.,Ltd | NaturaLED | LED-FXCCM40/40K/XX | Outdoor Luminaires | Low Output | Parking Garage Luminaires | Standard | TRUE | 3429.924 | 82.53 | 41.56 | 23.3 | 0.87 | 4006 | 85 | 5 | 50000 | 9/25/2014 12:00:00 AM | Not Yet Verified | Not Yet Verified | Not Yet Verified |  | 2.1 | 3429 | 82.5 | 41.56 | 20 | 0.9 | 4000 | 85
PGY9AW6Y | Foshan Naturaled Electric Co.,Ltd | NaturaLED | LED-FXCCM40/50K/XX | Outdoor Luminaires | Low Output | Parking Garage Luminaires | Standard | FALSE | [9 empty] | 9/25/2014 12:00:00 AM | Not Yet Verified | Not Yet Verified | Not Yet Verified |  |  | 3429 | 82.5 | 41.56 | 20 | 0.9 | 5000 | 85
PM3WEWRA | Foshan Naturaled Electric Co.,Ltd | NaturaLED | LED-FXCCM60/40K/xx | Outdoor Luminaires | Low Output | Parking Garage Luminaires | Standard | TRUE | 4948.39 | 80.786 | 61.25 | 14.32 | 0.929 | 4106 | 86.2 | 5 | 50000 | 9/25/2014 12:00:00 AM | Not Yet Verified | Not Yet Verified | Not Yet Verified |  | 2.1 | 4948.39 | 80.79 | 61.25 | 20 | 0.9 | 4000 | 86
PKHZAX2V | Foshan Naturaled Electric Co.,Ltd | NaturaLED | LED-FXCCM60/50K/xx | Outdoor Luminaires | Low Output | Parking Garage Luminaires | Standard | FALSE | [9 empty] | 9/25/2014 12:00:00 AM | Not Yet Verified | Not Yet Verified | Not Yet Verified |  |  | 4948.39 | 80.79 | 61.25 | 20 | 0.9 | 5000 | 86
PZAZFPE4 | Foshan Naturaled Electric Co.,Ltd | Naturaled | LED-FXVTL29/40K | Outdoor Luminaires | Low Output | Parking Garage Luminaires | Premium | TRUE | 3238.39 | 112.37 | 28.82 | 10.15 | 0.996 | 4125 | 85.6 | 5 | 50000 | 4/11/2016 12:00:00 AM | Dimmable | Continuous Above 10 | No |  | 3.1 | 3238.39 | 112.37 | 28.82 | 10.15 | 0.996 | 4125 | 85.6
P9G3CFDC | Foshan Naturaled Electric Co.,Ltd | Naturaled | LED-FXVTL29/40K-SEN | Outdoor Luminaires | Low Output | Parking Garage Luminaires | Premium | FALSE | [9 empty] | 4/11/2016 12:00:00 AM | Dimmable | Continuous Above 10 | Yes |  |  | 3238.39 | 112.37 | 28.82 | 10.15 | 0.996 | 4125 | 85.6
P3J8PG14 | Foshan Naturaled Electric Co.,Ltd | Naturaled | LED-FXVTL29/50K | Outdoor Luminaires | Low Output | Parking Garage Luminaires | Premium | FALSE | [9 empty] | 4/11/2016 12:00:00 AM | Dimmable | Continuous Above 10 | No |  |  | 3434.061 | 118.74 | 28.92 | 10.15 | 0.996 | 4849 | 82.1
PHR5EQZH | Foshan Naturaled Electric Co.,Ltd | Naturaled | LED-FXVTL29/50K-SEN | Outdoor Luminaires | Low Output | Parking Garage Luminaires | Premium | FALSE | [9 empty] | 4/11/2016 12:00:00 AM | Dimmable | Continuous Above 10 | Yes |  |  | 3434.061 | 118.74 | 28.92 | 10.15 | 0.996 | 4849 | 82.1
PM6NNDA6 | Foshan Naturaled Electric Co.,Ltd | Naturaled | LED-FXVTL58/40K | Outdoor Luminaires | Mid Output | Parking Garage Luminaires | Premium | TRUE | 6424.085 | 110.74 | 58.01 | 7.3 | 0.9021 | 4170 | 86 | 5 | 50000 | 4/11/2016 12:00:00 AM | Dimmable | Continuous Above 10 | Not Yet Verified |  | 3.1 | 6424.085 | 110.74 | 58.01 | 7.3 | 0.997 | 4170 | 86
PJ12U8SV | Foshan Naturaled Electric Co.,Ltd | Naturaled | LED-FXVTL58/40K-SEN | Outdoor Luminaires | Mid Output | Parking Garage Luminaires | Premium | FALSE | [9 empty] | 4/11/2016 12:00:00 AM | Dimmable | Continuous Above 10 | Not Yet Verified |  |  | 6424.085 | 110.74 | 58.01 | 7.3 | 0.997 | 4170 | 86
P5B8QWQ9 | Foshan Naturaled Electric Co.,Ltd | Naturaled | LED-FXVTL58/50K-SEN | Outdoor Luminaires | Mid Output | Parking Garage Luminaires | Premium | FALSE | [9 empty] | 4/11/2016 12:00:00 AM | Dimmable | Continuous Above 10 | Not Yet Verified |  |  | 7010.133 | 120.89 | 57.99 | 7.3 | 0.996 | 4845 | 82
PKSYUFPS | Foshan Naturaled Electric Co.,Ltd | Naturaled | LED-FXVTL58/50K | Outdoor Luminaires | Mid Output | Parking Garage Luminaires | Premium | FALSE | [9 empty] | 4/11/2016 12:00:00 AM | Dimmable | Continuous Above 10 | Not Yet Verified |  |  | 7010.133 | 120.89 | 57.99 | 7.3 | 0.996 | 4845 | 82
P00000RYS | GE Lighting Solutions | GE Lighting Solutions | EGMS0W6N40PC01WHTE | Outdoor Luminaires | Low Output | Parking Garage Luminaires | Standard | TRUE | 4370 | 73.2 | 59.7 | 6.5 | 0.93 | 4057 | 71 | 5 | 50000 | 12/13/2012 12:00:00 AM | Not Yet Verified | Not Yet Verified | Not Yet Verified |  | 1.6 |  |  |  |  | 0.9
P00000SJC | GE Lighting Solutions | Evolve | EGMS[0, 1, 2, 3, 4]W6N57**** | Outdoor Luminaires | Low Output | Parking Garage Luminaires | Standard | TRUE | 4483 | 74.6 | 60.1 | 8.6 | 0.93 | 5689 | 80 | 5 | 50000 | 10/3/2013 12:00:00 AM | Not Yet Verified | Not Yet Verified | Not Yet Verified |  | 2 | 4500 |  | 60 |  | 0.9 | 5700 | 70
P44R4V6X | GE Lighting Solutions | GE Lighting Evolve | EG2R-0-A5-P-S-40-XX-XXXX | Outdoor Luminaires | Mid Output | Parking Garage Luminaires | Standard | TRUE | 5067 | 91.13 | 55.6 | 6.94 | 0.98 | 3951 | 73 | 5 | 100000 | 5/28/2015 12:00:00 AM | Not Dimmable | Not Dimmable | Not Yet Verified |  | 2.1
P335D77Q | GE Lighting Solutions | GE Lighting Evolve | EG2R-0-A5-P-S-40-XX-XXXX-H | Outdoor Luminaires | Mid Output | Parking Garage Luminaires | Standard | FALSE | [9 empty] | 5/28/2015 12:00:00 AM | Dimmable | Continuous Below 10 | Not Yet Verified |  |  | 5000 | 88 | 57 | 8.56 | 0.98 | 4000 | 70
P3U8YHEH | GE Lighting Solutions | GE Lighting Evolve | EG2R-0-A5-P-S-50-XX-XXXX | Outdoor Luminaires | Mid Output | Parking Garage Luminaires | Standard | FALSE | [9 empty] | 5/28/2015 12:00:00 AM | Not Dimmable | Not Dimmable | Not Yet Verified |  |  | 5000 | 88 | 57 | 8.56 | 0.98 | 5000 | 70
PJN8WS9R | GE Lighting Solutions | GE Lighting Evolve | EG2R-0-A5-P-S-40-XX-XXXX-D | Outdoor Luminaires | Mid Output | Parking Garage Luminaires | Standard | FALSE | [9 empty] | 5/28/2015 12:00:00 AM | Dimmable | Continuous Below 10 | Not Yet Verified |  |  | 5000 | 88 | 57 | 8.56 | 0.98 | 4000 | 70
P1ZC9XXN | GE Lighting Solutions | GE Lighting Evolve | EG2R-0-A5-P-S-50-XX-XXXX-H | Outdoor Luminaires | Mid Output | Parking Garage Luminaires | Standard | FALSE | [9 empty] | 5/28/2015 12:00:00 AM | Dimmable | Continuous Below 10 | Not Yet Verified |  |  | 5000 | 88 | 57 | 8.56 | 0.98 | 5000 | 70
PWVR7N16 | GE Lighting Solutions | GE Lighting Evolve | EG2R-0-A5-P-S-50-XX-XXXX-D | Outdoor Luminaires | Mid Output | Parking Garage Luminaires | Standard | FALSE | [9 empty] | 5/28/2015 12:00:00 AM | Dimmable | Continuous Below 10 | Not Yet Verified |  |  | 5000 | 88 | 57 | 8.56 | 0.98 | 5000 | 70
P00000TZK | GE Lighting Solutions | Evolve | EGMS-0-W-L-x-40-P-C-xx-xxx | Outdoor Luminaires | Mid Output | Parking Garage Luminaires | Standard | TRUE | 5212 | 85.8 | 60.7 | 8.4 | 0.92 | 4060 | 73.1 | 5 | 50000 | 8/18/2014 12:00:00 AM | Not Yet Verified | Not Yet Verified | Not Yet Verified |  | 2.1 | 5100 |  | 67 |  | 0.9 | 4000 | 70
P00000TYM | GE Lighting Solutions | Evolve | EGMS-0-U-V-x-50-P-C-xx-xxx | Outdoor Luminaires | High Output | Parking Garage Luminaires | Standard | TRUE | 10656 | 90.4 | 117.9 | 8.4 | 0.92 | 5099 | 75 | 5 | 50000 | 8/5/2014 12:00:00 AM | Not Yet Verified | Not Yet Verified | Not Yet Verified |  | 2.1 | 10600 |  | 118 |  | 0.9 | 5000 | 70
P00000TZP | GE Lighting Solutions | Evolve | EGMS-0-W-H-x-40-P-C-xx-xxx | Outdoor Luminaires | Mid Output | Parking Garage Luminaires | Standard | FALSE | [9 empty] | 8/18/2014 12:00:00 AM | Not Yet Verified | Not Yet Verified | Not Yet Verified |  |  | 8400 | 85 | 83 |  | 0.9 | 5000 | 70
P00000TYN | GE Lighting Solutions | Evolve | EGMS-0-W-V-x-50-P-C-xx-xxx | Outdoor Luminaires | High Output | Parking Garage Luminaires | Standard | FALSE | [9 empty] | 8/5/2014 12:00:00 AM | Not Yet Verified | Not Yet Verified | Not Yet Verified |  |  | 10600 | 90 | 118 |  | 0.9 | 5000 | 70
P00000TZL | GE Lighting Solutions | Evolve | EGMS-0-W-H-x-50-P-C-xx-xxx | Outdoor Luminaires | Mid Output | Parking Garage Luminaires | Standard | FALSE | [9 empty] | 8/18/2014 12:00:00 AM | Not Yet Verified | Not Yet Verified | Not Yet Verified |  |  | 8300 | 100 | 83 |  | 0.9 | 4000 | 70
P00000TZM | GE Lighting Solutions | Evolve | EGMS-0-W-M-x-50-P-C-xx-xxx | Outdoor Luminaires | Mid Output | Parking Garage Luminaires | Standard | FALSE | [9 empty] | 8/18/2014 12:00:00 AM | Not Yet Verified | Not Yet Verified | Not Yet Verified |  |  | 6700 | 85 | 72 |  | 0.9 | 4000 | 70
P00000TZO | GE Lighting Solutions | Evolve | EGMS-0-W-V-x-40-P-C-xx-xxx | Outdoor Luminaires | High Output | Parking Garage Luminaires | Standard | FALSE | [9 empty] | 8/18/2014 12:00:00 AM | Not Yet Verified | Not Yet Verified | Not Yet Verified |  |  | 10600 | 90 | 118 |  | 0.9 | 5000 | 70
P00000TZS | GE Lighting Solutions | Evolve | EGMS-0-U-M-x-50-P-C-xx-xxx | Outdoor Luminaires | Mid Output | Parking Garage Luminaires | Standard | FALSE | [9 empty] | 8/18/2014 12:00:00 AM | Not Yet Verified | Not Yet Verified | Not Yet Verified |  |  | 6700 | 93 | 72 |  | 0.9 | 4000 | 70
P00000TZQ | GE Lighting Solutions | Evolve | EGMS-0-W-M-x-40-P-C-xx-xxx | Outdoor Luminaires | Mid Output | Parking Garage Luminaires | Standard | FALSE | [9 empty] | 8/18/2014 12:00:00 AM | Not Yet Verified | Not Yet Verified | Not Yet Verified |  |  | 6800 | 94 | 72 |  | 0.9 | 5000 | 70
P00000TZR | GE Lighting Solutions | Evolve | EGMS-0-U-H-x-50-P-C-xx-xxx | Outdoor Luminaires | Mid Output | Parking Garage Luminaires | Standard | FALSE | [9 empty] | 8/18/2014 12:00:00 AM | Not Yet Verified | Not Yet Verified | Not Yet Verified |  |  | 8300 | 100 | 83 |  | 0.9 | 4000 | 70
P00000TZV | GE Lighting Solutions | Evolve | EGMS-0-U-H-x-40-P-C-xx-xxx | Outdoor Luminaires | Mid Output | Parking Garage Luminaires | Standard | FALSE | [9 empty] | 8/18/2014 12:00:00 AM | Not Yet Verified | Not Yet Verified | Not Yet Verified |  |  | 8400 | 101 | 83 |  | 0.9 | 5000 | 70
P00000TZW | GE Lighting Solutions | Evolve | EGMS-0-U-M-x-40-P-C-xx-xxx | Outdoor Luminaires | Mid Output | Parking Garage Luminaires | Standard | FALSE | [9 empty] | 8/18/2014 12:00:00 AM | Not Yet Verified | Not Yet Verified | Not Yet Verified |  |  | 6800 | 94 | 72 |  | 0.9 | 5000 | 70
P00000TZU | GE Lighting Solutions | Evolve | EGMS-0-U-V-x-40-P-C-xx-xxx | Outdoor Luminaires | High Output | Parking Garage Luminaires | Standard | FALSE | [9 empty] | 8/18/2014 12:00:00 AM | Not Yet Verified | Not Yet Verified | Not Yet Verified |  |  | 10600 | 90 | 118 |  | 0.9 | 4000 | 70
P00000TZN | GE Lighting Solutions | Evolve | EGMS-0-W-L-x-50-P-C-xx-xxx | Outdoor Luminaires | Mid Output | Parking Garage Luminaires | Standard | FALSE | [9 empty] | 8/18/2014 12:00:00 AM | Not Yet Verified | Not Yet Verified | Not Yet Verified |  |  | 5100 | 82 | 62 |  | 0.9 | 4000 | 70
P00000TZT | GE Lighting Solutions | Evolve | EGMS-0-U-L-x-50-P-C-xx-xxx | Outdoor Luminaires | Mid Output | Parking Garage Luminaires | Standard | FALSE | [9 empty] | 8/18/2014 12:00:00 AM | Not Yet Verified | Not Yet Verified | Not Yet Verified |  |  | 5100 | 82 | 62 |  | 0.9 | 4000 | 70
P00000TZX | GE Lighting Solutions | Evolve | EGMS-0-U-L-x-40-P-C-xx-xxx | Outdoor Luminaires | Mid Output | Parking Garage Luminaires | Standard | FALSE | [9 empty] | 8/18/2014 12:00:00 AM | Not Yet Verified | Not Yet Verified | Not Yet Verified |  |  | 5200 | 84 | 62 |  | 0.9 | 5000 | 70
P00000TZ6 | GE Lighting Solutions | Evolve | EGMS-H-W-L-x-40-P-C-xx-xxx | Outdoor Luminaires | Mid Output | Parking Garage Luminaires | Standard | TRUE | 5199 | 77.7 | 66.9 | 19.4 | 0.9 | 4061 | 73.1 | 5 | 50000 | 8/18/2014 12:00:00 AM | Not Yet Verified | Not Yet Verified | Not Yet Verified |  | 2.1 | 5100 |  | 67 |  | 0.9 | 4000 | 70
P00000TYO | GE Lighting Solutions | Evolve | EGMS-H-W-V-x-50-P-C-xx-xxx | Outdoor Luminaires | High Output | Parking Garage Luminaires | Standard | TRUE | 10668 | 85.3 | 125.6 | 15.2 | 0.99 | 5099 | 75 | 5 | 50000 | 8/5/2014 12:00:00 AM | Not Yet Verified | Not Yet Verified | Not Yet Verified |  | 2.1 | 10600 |  | 126 |  | 0.9 | 5000 | 70
P00000TZ8 | GE Lighting Solutions | Evolve | EGMS-H-W-H-x-40-P-C-xx-xxx | Outdoor Luminaires | Mid Output | Parking Garage Luminaires | Standard | FALSE | [9 empty] | 8/18/2014 12:00:00 AM | Not Yet Verified | Not Yet Verified | Not Yet Verified |  |  | 8300 | 92 | 90 |  | 0.9 | 4000 | 70
P00000TZ9 | GE Lighting Solutions | Evolve | EGMS-H-W-M-x-40-P-C-xx-xxx | Outdoor Luminaires | Mid Output | Parking Garage Luminaires | Standard | FALSE | [9 empty] | 8/18/2014 12:00:00 AM | Not Yet Verified | Not Yet Verified | Not Yet Verified |  |  | 6700 | 86 | 78 |  | 0.9 | 4000 | 70
P00000TZD | GE Lighting Solutions | Evolve | EGMS-H-U-V-x-40-P-C-xx-xxx | Outdoor Luminaires | High Output | Parking Garage Luminaires | Standard | FALSE | [9 empty] | 8/18/2014 12:00:00 AM | Not Yet Verified | Not Yet Verified | Not Yet Verified |  |  | 10500 | 83 | 126 |  | 0.9 | 4000 | 70
P00000TYP | GE Lighting Solutions | Evolve | EGMS-H-U-V-x-50-P-C-xx-xxx | Outdoor Luminaires | High Output | Parking Garage Luminaires | Standard | FALSE | [9 empty] | 8/5/2014 12:00:00 AM | Not Yet Verified | Not Yet Verified | Not Yet Verified |  |  | 10600 | 84 | 126 |  | 0.9 | 5000 | 70
P00000TZJ | GE Lighting Solutions | Evolve | EGMS-H-U-L-x-50-P-C-xx-xxx | Outdoor Luminaires | Mid Output | Parking Garage Luminaires | Standard | FALSE | [9 empty] | 8/18/2014 12:00:00 AM | Not Yet Verified | Not Yet Verified | Not Yet Verified |  |  | 5200 | 78 | 67 |  | 0.9 | 5000 | 70
P00000TZI | GE Lighting Solutions | Evolve | EGMS-H-U-M-x-50-P-C-xx-xxx | Outdoor Luminaires | Mid Output | Parking Garage Luminaires | Standard | FALSE | [9 empty] | 8/18/2014 12:00:00 AM | Not Yet Verified | Not Yet Verified | Not Yet Verified |  |  | 6800 | 87 | 78 |  | 0.9 | 5000 | 70
P00000TZ7 | GE Lighting Solutions | Evolve | EGMS-H-W-V-x-40-P-C-xx-xxx | Outdoor Luminaires | High Output | Parking Garage Luminaires | Standard | FALSE | [9 empty] | 8/18/2014 12:00:00 AM | Not Yet Verified | Not Yet Verified | Not Yet Verified |  |  | 10500 | 83 | 126 |  | 0.9 | 4000 | 70
P00000TZA | GE Lighting Solutions | Evolve | EGMS-H-W-H-x-50-P-C-xx-xxx | Outdoor Luminaires | Mid Output | Parking Garage Luminaires | Standard | FALSE | [9 empty] | 8/18/2014 12:00:00 AM | Not Yet Verified | Not Yet Verified | Not Yet Verified |  |  | 8400 | 93 | 90 |  | 0.9 | 5000 | 70
P00000TZB | GE Lighting Solutions | Evolve | EGMS-H-W-M-x-50-P-C-xx-xxx | Outdoor Luminaires | Mid Output | Parking Garage Luminaires | Standard | FALSE | [9 empty] | 8/18/2014 12:00:00 AM | Not Yet Verified | Not Yet Verified | Not Yet Verified |  |  | 6800 | 87 | 78 |  | 0.9 | 5000 | 70
P00000TZC | GE Lighting Solutions | Evolve | EGMS-H-W-L-x-50-P-C-xx-xxx | Outdoor Luminaires | Mid Output | Parking Garage Luminaires | Standard | FALSE | [9 empty] | 8/18/2014 12:00:00 AM | Not Yet Verified | Not Yet Verified | Not Yet Verified |  |  | 5200 | 78 | 67 |  | 0.9 | 5000 | 70
P00000TZE | GE Lighting Solutions | Evolve | EGMS-H-U-H-x-40-P-C-xx-xxx | Outdoor Luminaires | Mid Output | Parking Garage Luminaires | Standard | FALSE | [9 empty] | 8/18/2014 12:00:00 AM | Not Yet Verified | Not Yet Verified | Not Yet Verified |  |  | 8300 | 92 | 90 |  | 0.9 | 4000 | 70
P00000TZG | GE Lighting Solutions | Evolve | EGMS-H-U-L-x-40-P-C-xx-xxx | Outdoor Luminaires | Mid Output | Parking Garage Luminaires | Standard | FALSE | [9 empty] | 8/18/2014 12:00:00 AM | Not Yet Verified | Not Yet Verified | Not Yet Verified |  |  | 5100 | 76 | 67 |  | 0.9 | 4000 | 70
P00000TZF | GE Lighting Solutions | Evolve | EGMS-H-U-M-x-40-P-C-xx-xxx | Outdoor Luminaires | Mid Output | Parking Garage Luminaires | Standard | FALSE | [9 empty] | 8/18/2014 12:00:00 AM | Not Yet Verified | Not Yet Verified | Not Yet Verified |  |  | 6700 | 86 | 78 |  | 0.9 | 4000 | 70
P00000TZH | GE Lighting Solutions | Evolve | EGMS-H-U-H-x-50-P-C-xx-xxx | Outdoor Luminaires | Mid Output | Parking Garage Luminaires | Standard | FALSE | [9 empty] | 8/18/2014 12:00:00 AM | Not Yet Verified | Not Yet Verified | Not Yet Verified |  |  | 8400 | 93 | 90 |  | 0.9 | 5000 | 70
P00000U19 | GLOBAL TECH LED | GLOBAL TECH LED | GTSOLM21-GR-1X-120/277-MH-L360 | Outdoor Retrofit Kit | Low Output | Retrofit Kits for Parking Garage Luminaires | Standard | TRUE | 3977 | 84.66 | 46.97 | 8.26 | 0.945 | 5773 | 75.2 | 10 | 100000 | 8/11/2014 12:00:00 AM | Not Yet Verified | Not Yet Verified | Not Yet Verified |  | 2.1 |  |  | 50 |  |  | 5700
P00000U3A | Grandlite International Corp | Grandlite | SML-365-L40-NF | Outdoor Luminaires | Mid Output | Parking Garage Luminaires | Standard | TRUE | 8178.22 | 78 | 105 | 21 | 0.88 | 4952 | 70 | 5 |  | 6/18/2014 12:00:00 AM | Not Yet Verified | Not Yet Verified | Not Yet Verified |  | 2.1 | 8178 | 77.9 | 105 | 21 | 0.9 | 5000 | 70
P00000U3B | Grandlite International Corp | Grandlite | SML-365-L60-NF | Outdoor Luminaires | High Output | Parking Garage Luminaires | Standard | FALSE | [9 empty] | 6/18/2014 12:00:00 AM | Not Yet Verified | Not Yet Verified | Not Yet Verified |  |  | 12267 | 78.6 | 156 | 15 | 0.94 | 5000 | 70
P00000U3O | Grandlite International Corp | Grandlite | LED-366 | Outdoor Luminaires | Low Output | Parking Garage Luminaires | Standard | TRUE | 4309.79 | 78 | 55.14 | 16 | 0.96 | 5100 | 67.2 | 5 |  | 8/12/2014 12:00:00 AM | Not Yet Verified | Not Yet Verified | Not Yet Verified | Only qualified at 20° setting | 2.1 | 4000 | 74 | 54 |  |  | 5000 | 70
P3985RZY | Green Apple International, Ltd | Green Apple International | GAI-02-LBP-CANO2-XX | Outdoor Luminaires | Low Output | Parking Garage Luminaires | Standard | TRUE | 4840.66 | 83.07 | 58.27 | 10.7 | 0.978 | 4434 | 86.4 | 5 | 50000 | 8/7/2015 12:00:00 AM | Not Dimmable | Not Dimmable | Not Yet Verified |  | 2.1 | 4800 | 83.07 | 60 | 10.7 | 0.978 | 4500 | 86
P51MH56S | Green Apple International, Ltd | Green Apple International | GAI-02-LBP-CANO-XX | Outdoor Luminaires | Low Output | Parking Garage Luminaires | Standard | TRUE | 2851 | 91.78 | 31.06 | 16.2 | 0.925 | 4434 | 86.8 | 5 | 50000 | 8/7/2015 12:00:00 AM | Not Dimmable | Not Dimmable | Not Yet Verified |  | 2.1 | 2800 | 91.78 | 30 | 16.2 | 0.925 | 4500 | 86
PQ3GNRW3 | Green Apple International, Ltd | Green Apple International | GAI-02-LB-CANO-X-40W-NW | Outdoor Luminaires | Low Output | Parking Garage Luminaires | Standard | FALSE | [9 empty] | 8/7/2015 12:00:00 AM | Not Dimmable | Not Dimmable | Not Yet Verified |  |  | 3700 | 90.54 | 40 | 13.4 | 0.952 | 4500 | 86
P00001HWD | GREEN INOVA LIGHTING TECHNOLOGY (SHENZHEN) LTD | Green Inova | GI-CP05-CW | Outdoor Luminaires | Low Output | Parking Garage Luminaires | Standard | TRUE | 4737.9 | 79.12 | 59.88 | 16.2 | 0.926 | 5644 | 68.2 | 5 | 50000 | 5/6/2014 12:00:00 AM | Not Yet Verified | Not Yet Verified | Not Yet Verified |  | 2.1 | 4738 | 78.97 | 60 |  | 0.9 | 5500 | 68
P00001HWE | GREEN INOVA LIGHTING TECHNOLOGY (SHENZHEN) LTD | Green Inova | GI-CP11-CW | Outdoor Luminaires | Mid Output | Parking Garage Luminaires | Standard | TRUE | 8911.4 | 80.65 | 110.5 | 13 | 0.934 | 5717 | 68.2 | 5 | 50000 | 5/6/2014 12:00:00 AM | Not Yet Verified | Not Yet Verified | Not Yet Verified |  | 2.1 | 10200 | 85 | 120 |  | 0.9 | 5500 | 75
PRWH5WZ13 | GREEN INOVA LIGHTING TECHNOLOGY (SHENZHEN) LTD | Green Inova | GI-CP04-PW | Outdoor Luminaires | Low Output | Parking Garage Luminaires | Standard | TRUE | 3819.6 | 95.96 | 39.8 | 15.49 | 0.9057 | 4058 | 75.7 | 5 | 50000 | 10/6/2014 12:00:00 AM | Not Dimmable | Not Dimmable | Not Yet Verified |  | 2.1 | 3819.6 | 95.96 | 39.8 | 15.49 | 0.9057 | 4100 | 75.7
PHJEXUUVB | GREEN INOVA LIGHTING TECHNOLOGY (SHENZHEN) LTD | Green Inova | GI-CP04-CW | Outdoor Luminaires | Low Output | Parking Garage Luminaires | Standard | FALSE | [9 empty] | 10/6/2014 12:00:00 AM | Not Dimmable | Not Dimmable | Not Yet Verified |  |  | 4062 | 99.86 | 40.68 | 14.43 | 0.9128 | 5500 | 71.8
PP1MYD29 | GREEN INOVA LIGHTING TECHNOLOGY (SHENZHEN) LTD | Green Inova | GI-CP04-PW45 | Outdoor Luminaires | Low Output | Parking Garage Luminaires | Standard | FALSE | [9 empty] | 1/22/2015 12:00:00 AM | Not Dimmable | Not Dimmable | Not Yet Verified |  |  | 4062 | 99.86 | 40.68 |  | 0.9057 | 4500 | 75.7
PSGB58NC | GREEN INOVA LIGHTING TECHNOLOGY (SHENZHEN) LTD | Green Inova | GI-CP04-CW50 | Outdoor Luminaires | Low Output | Parking Garage Luminaires | Standard | FALSE | [9 empty] | 1/22/2015 12:00:00 AM | Not Dimmable | Not Dimmable | Not Yet Verified |  |  | 4062 | 99.86 | 40.68 |  | 0.9057 | 5000 | 75.7
P00001HW0 | GREEN INOVA LIGHTING TECHNOLOGY (SHENZHEN) LTD | Green Inova | GI-CP09-CW | Outdoor Luminaires | Mid Output | Parking Garage Luminaires | Standard | TRUE | 7039.9 | 78.41 | 89.78 | 21 | 0.938 | 5198 | 65.5 | 5 | 50000 | 4/30/2014 12:00:00 AM | Not Yet Verified | Not Yet Verified | Not Yet Verified |  | 2.1 | 7040 | 78 | 90 |  | 0.9 | 5500 | 65
PFKGUS6Y | GREEN INOVA LIGHTING TECHNOLOGY (SHENZHEN) LTD | GREEN INOVA | 4CP58L40X1[P,M,BLANK] | Outdoor Luminaires | Mid Output | Parking Garage Luminaires | Premium | TRUE | 5540.5 | 107.88 | 51.36 | 13.47 | 0.9103 | 4038 | 74.1 | 6 | 50000 | 2/16/2016 12:00:00 AM | Not Dimmable | Not Dimmable | Yes |  | 3.1 | 5540.5 | 107.88 | 51.36 | 13.47 | 0.9106 | 4000 | 74.1
PBRVZ1VW | GREEN INOVA LIGHTING TECHNOLOGY (SHENZHEN) LTD | GREEN INOVA | 4CP58L40X1[P,D,M,BLANK] | Outdoor Luminaires | Mid Output | Parking Garage Luminaires | Premium | FALSE | [9 empty] | 2/16/2016 12:00:00 AM | Dimmable | Continuous Below 10 | Yes |  |  | 5540.5 | 107.88 | 51.36 | 13.47 | 0.9106 | 4000 | 74.1
PN7G7WZ9 | GREEN INOVA LIGHTING TECHNOLOGY (SHENZHEN) LTD | GREEN INOVA | 4CP58L50X1[P,D,M,BLANK] | Outdoor Luminaires | Mid Output | Parking Garage Luminaires | Premium | FALSE | [9 empty] | 2/16/2016 12:00:00 AM | Dimmable | Continuous Below 10 | Yes |  |  | 5540.5 | 107.88 | 51.36 | 13.47 | 0.9106 | 5000 | 74.1
PW67PGSF | GREEN INOVA LIGHTING TECHNOLOGY (SHENZHEN) LTD | GREEN INOVA | 4CP58L45X1[P,M,BLANK] | Outdoor Luminaires | Mid Output | Parking Garage Luminaires | Premium | FALSE | [9 empty] | 2/16/2016 12:00:00 AM | Not Dimmable | Not Dimmable | Yes |  |  | 5540.5 | 107.88 | 51.36 | 13.47 | 0.9106 | 4500 | 74.1
PYMV4FVX | GREEN INOVA LIGHTING TECHNOLOGY (SHENZHEN) LTD | GREEN INOVA | 4CP58L45X1[P,D,M,BLANK] | Outdoor Luminaires | Mid Output | Parking Garage Luminaires | Premium | FALSE | [9 empty] | 2/16/2016 12:00:00 AM | Dimmable | Continuous Below 10 | Yes |  |  | 5540.5 | 107.88 | 51.36 | 13.47 | 0.9106 | 4500 | 74.1
PT2Q858E | GREEN INOVA LIGHTING TECHNOLOGY (SHENZHEN) LTD | GREEN INOVA | 4CP58L50X1[P,M,BLANK] | Outdoor Luminaires | Mid Output | Parking Garage Luminaires | Premium | FALSE | [9 empty] | 2/16/2016 12:00:00 AM | Not Dimmable | Not Dimmable | Yes |  |  | 5540.5 | 107.88 | 51.36 | 13.47 | 0.9106 | 5000 | 74.1
P1C3JZ68 | GREEN INOVA LIGHTING TECHNOLOGY (SHENZHEN) LTD | GREEN INOVA | 4CP58L55X1[P,D,M,BLANK] | Outdoor Luminaires | Mid Output | Parking Garage Luminaires | Premium | FALSE | [9 empty] | 2/16/2016 12:00:00 AM | Dimmable | Continuous Below 10 | Yes |  |  | 5724 | 111.6 | 51.29 | 13.79 | 0.9113 | 5500 | 77.6
PHTTRUWY | GREEN INOVA LIGHTING TECHNOLOGY (SHENZHEN) LTD | GREEN INOVA | 4CP58L55X1[P,M,BLANK] | Outdoor Luminaires | Mid Output | Parking Garage Luminaires | Premium | FALSE | [9 empty] | 2/16/2016 12:00:00 AM | Not Dimmable | Not Dimmable | Yes |  |  | 5724 | 111.6 | 51.29 | 13.79 | 0.9113 | 5500 | 77.6
P4KC9JJ2 | GREEN INOVA LIGHTING TECHNOLOGY (SHENZHEN) LTD | GREEN INOVA | 4CP30L40X1[P,M,BLANK] | Outdoor Luminaires | Low Output | Parking Garage Luminaires | Premium | TRUE | 2932.8 | 100.65 | 29.14 | 13.44 | 0.905 | 3895 | 73.4 | 6 | 50000 | 2/18/2016 12:00:00 AM | Not Dimmable | Not Dimmable | Yes |  | 3.1 | 2952.6 | 101.66 | 29.04 | 13.44 | 0.905 | 4000 | 73.4
PMMWQMGB | GREEN INOVA LIGHTING TECHNOLOGY (SHENZHEN) LTD | GREEN INOVA | 4CP30L45X1[P,M,BLANK] | Outdoor Luminaires | Low Output | Parking Garage Luminaires | Premium | FALSE | [9 empty] | 2/18/2016 12:00:00 AM | Not Dimmable | Not Dimmable | Yes |  |  | 2952.6 | 101.66 | 29.04 | 13.44 | 0.905 | 4500 | 73.4
PXF8W8EF | GREEN INOVA LIGHTING TECHNOLOGY (SHENZHEN) LTD | GREEN INOVA | 4CP30L50X1[P,M,BLANK] | Outdoor Luminaires | Low Output | Parking Garage Luminaires | Premium | FALSE | [9 empty] | 2/18/2016 12:00:00 AM | Not Dimmable | Not Dimmable | Yes |  |  | 2952.6 | 101.66 | 29.04 | 13.44 | 0.905 | 5000 | 73.4
PMR62QSB | GREEN INOVA LIGHTING TECHNOLOGY (SHENZHEN) LTD | GREEN INOVA | 4CP30L55X1[P,M,BLANK] | Outdoor Luminaires | Low Output | Parking Garage Luminaires | Premium | FALSE | [9 empty] | 2/18/2016 12:00:00 AM | Not Dimmable | Not Dimmable | Yes |  |  | 3068 | 104.18 | 29.45 | 13.54 | 0.9058 | 5500 | 77.3
PZHYRWFC | GREEN INOVA LIGHTING TECHNOLOGY (SHENZHEN) LTD | GREEN INOVA | 4CP30L40X1[P,D,M,BLANK] | Outdoor Luminaires | Low Output | Parking Garage Luminaires | Premium | FALSE | [9 empty] | 2/18/2016 12:00:00 AM | Dimmable | Continuous Below 10 | Yes |  |  | 2952.6 | 101.66 | 29.04 | 13.44 | 0.905 | 4000 | 73.4
P5Z618G3 | GREEN INOVA LIGHTING TECHNOLOGY (SHENZHEN) LTD | GREEN INOVA | 4CP30L45X1[P,D,M,BLANK] | Outdoor Luminaires | Low Output | Parking Garage Luminaires | Premium | FALSE | [9 empty] | 2/18/2016 12:00:00 AM | Dimmable | Continuous Below 10 | Yes |  |  | 2952.6 | 101.66 | 29.04 | 13.44 | 0.905 | 4500 | 73.4
PMFNW4QC | GREEN INOVA LIGHTING TECHNOLOGY (SHENZHEN) LTD | GREEN INOVA | 4CP30L50X1[P,D,M,BLANK] | Outdoor Luminaires | Low Output | Parking Garage Luminaires | Premium | FALSE | [9 empty] | 2/18/2016 12:00:00 AM | Dimmable | Continuous Below 10 | Yes |  |  | 2952.6 | 101.66 | 29.04 | 13.44 | 0.905 | 5000 | 73.4
PJVXWYMS | GREEN INOVA LIGHTING TECHNOLOGY (SHENZHEN) LTD | GREEN INOVA | 4CP30L55X1[P,D,M,BLANK] | Outdoor Luminaires | Low Output | Parking Garage Luminaires | Premium | FALSE | [9 empty] | 2/18/2016 12:00:00 AM | Dimmable | Continuous Below 10 | Yes |  |  | 3068 | 104.18 | 29.45 | 13.54 | 0.9058 | 5500 | 77.3
P4FG531X | GREEN INOVA LIGHTING TECHNOLOGY (SHENZHEN) LTD | GREEN INOVA | 4CP40L40X1[P,M,BLANK] | Outdoor Luminaires | Low Output | Parking Garage Luminaires | Premium | TRUE | 4320.5 | 105.92 | 40.79 | 13.29 | 0.9012 | 3899 | 74 | 6 | 50000 | 2/18/2016 12:00:00 AM | Not Dimmable | Not Dimmable | Yes |  | 3.1 | 4320.5 | 105.92 | 40.79 | 13.29 | 0.9012 | 4000 | 74
PC78ZB93 | GREEN INOVA LIGHTING TECHNOLOGY (SHENZHEN) LTD | GREEN INOVA | 4CP40L45X1[P,M,BLANK] | Outdoor Luminaires | Low Output | Parking Garage Luminaires | Premium | FALSE | [9 empty] | 2/18/2016 12:00:00 AM | Not Dimmable | Not Dimmable | Yes |  |  | 4320.5 | 105.92 | 40.79 | 13.29 | 0.9012 | 4500 | 74
PSB697P9 | GREEN INOVA LIGHTING TECHNOLOGY (SHENZHEN) LTD | GREEN INOVA | 4CP40L50X1[P,M,BLANK] | Outdoor Luminaires | Low Output | Parking Garage Luminaires | Premium | FALSE | [9 empty] | 2/18/2016 12:00:00 AM | Not Dimmable | Not Dimmable | Yes |  |  | 4320.5 | 105.92 | 40.79 | 13.29 | 0.9012 | 5000 | 74
PJUFVC9Q | GREEN INOVA LIGHTING TECHNOLOGY (SHENZHEN) LTD | GREEN INOVA | 4CP40L55X1[P,M,BLANK] | Outdoor Luminaires | Low Output | Parking Garage Luminaires | Premium | FALSE | [9 empty] | 2/18/2016 12:00:00 AM | Not Dimmable | Not Dimmable | Yes |  |  | 4431 | 107.98 | 41.04 | 13.61 | 0.9034 | 5500 | 77.5
PHP63QJ3 | GREEN INOVA LIGHTING TECHNOLOGY (SHENZHEN) LTD | GREEN INOVA | 4CP40L50X1[P,D,M,BLANK] | Outdoor Luminaires | Low Output | Parking Garage Luminaires | Premium | FALSE | [9 empty] | 2/18/2016 12:00:00 AM | Dimmable | Continuous Below 10 | Yes |  |  | 4320.5 | 105.92 | 40.79 | 13.29 | 0.9012 | 5000 | 74
PYB484VA | GREEN INOVA LIGHTING TECHNOLOGY (SHENZHEN) LTD | GREEN INOVA | 4CP40L40X1[P,D,M,BLANK] | Outdoor Luminaires | Low Output | Parking Garage Luminaires | Premium | FALSE | [9 empty] | 2/18/2016 12:00:00 AM | Dimmable | Continuous Below 10 | Yes |  |  | 4320.5 | 105.92 | 40.79 | 13.29 | 0.9012 | 4000 | 74
PT2X28TU | GREEN INOVA LIGHTING TECHNOLOGY (SHENZHEN) LTD | GREEN INOVA | 4CP40L55X1[P,D,M,BLANK] | Outdoor Luminaires | Low Output | Parking Garage Luminaires | Premium | FALSE | [9 empty] | 2/18/2016 12:00:00 AM | Dimmable | Continuous Below 10 | Yes |  |  | 4431 | 107.98 | 41.04 | 13.61 | 0.9034 | 5500 | 77.5
PUZ5ESFH | GREEN INOVA LIGHTING TECHNOLOGY (SHENZHEN) LTD | GREEN INOVA | 4CP40L45X1[P,D,M,BLANK] | Outdoor Luminaires | Low Output | Parking Garage Luminaires | Premium | FALSE | [9 empty] | 2/18/2016 12:00:00 AM | Dimmable | Continuous Below 10 | Yes |  |  | 4320.5 | 105.92 | 40.79 | 13.29 | 0.9012 | 4500 | 74
PV5GSVVV | Green Ray LED International, LLC | Green Ray LED | GR-LPG-445BI-55C-NWRV1 | Outdoor Luminaires | Mid Output | Parking Garage Luminaires | Standard | TRUE | 5426.059 | 118.292 | 45.87 | 14.88 | 0.935 | 5578 | 75.7 | 5 | 50000 | 1/20/2016 12:00:00 AM | Not Dimmable | Not Dimmable | No |  | 3.1 | 5400 | 120 | 45 | 15 | 0.9 | 5500 | 70
P00000UCS | H.E. Williams, Inc. | H.E. Williams, Inc. | VG1-LED45/740-T5-XX-XXX-XXX-EDD*PH-UNV | Outdoor Luminaires | Low Output | Parking Garage Luminaires | Standard | TRUE | 4829 | 91.68 | 52.675 | 9.38 | 0.901 | 3918 | 74.6 | 5 | 50000 | 1/9/2014 12:00:00 AM | Not Yet Verified | Not Yet Verified | Not Yet Verified |  | 2.1 | 4500 | 92 | 53 |  |  | 4000 | 70
P00000UCU | H.E. Williams, Inc. | H.E. Williams, Inc. | VG1-LED60/740-T5-XX-XXX-XXX-EDD*PH-UNV | Outdoor Luminaires | Mid Output | Parking Garage Luminaires | Standard | FALSE | [9 empty] | 1/9/2014 12:00:00 AM | Not Yet Verified | Not Yet Verified | Not Yet Verified |  |  | 5782 | 84 | 60 |  |  | 4000 | 70
P00000UCT | H.E. Williams, Inc. | H.E. Williams, Inc. | VG1-LED45/750-T5-XX-XXX-XXX-EDD*PH-UNV | Outdoor Luminaires | Low Output | Parking Garage Luminaires | Standard | FALSE | [9 empty] | 1/9/2014 12:00:00 AM | Not Yet Verified | Not Yet Verified | Not Yet Verified |  |  | 4829 | 92 | 53 |  |  | 5000 | 70
P00000UCV | H.E. Williams, Inc. | H.E. Williams, Inc. | VG1-LED60/750-T5-XX-XXX-XXX-EDD*PH-UNV | Outdoor Luminaires | Mid Output | Parking Garage Luminaires | Standard | FALSE | [9 empty] | 1/9/2014 12:00:00 AM | Not Yet Verified | Not Yet Verified | Not Yet Verified |  |  | 5782 | 84 | 69 |  |  | 5000 | 70
PQGP1JUTB | H.E. Williams, Inc. | H.E. Williams, Inc. | 97-4-LED*PH60/840-FR-HA/40C-ED*PH-BD-UNV | Outdoor Luminaires | Mid Output | Parking Garage Luminaires | Standard | TRUE | 5611 | 98 | 57.24 | 16.48 | 0.9655 | 4109 | 83.63 | 5 | 50000 | 1/29/2015 12:00:00 AM | Dimmable | Continuous Below 10 | Not Yet Verified |  | 2.1 | 5611 | 98 | 57 |  |  | 4000 | 83
PT9DTMSD | H.E. Williams, Inc. | Voltaire | VG1-L30-730-T5-MTG-CLR-OPT [excluding WG]-DIM-UNV | Outdoor Luminaires | Low Output | Parking Garage Luminaires | Standard | TRUE | 2824.68 | 78.95 | 35.78 | 10.82 | 0.887 | 3146 | 69.91 | 5 | 54000 | 10/6/2015 12:00:00 AM | Dimmable | Continuous Below 10 | Yes |  | 2.1 | 2825 | 78.5 | 36 | 5.75 | 0.99 | 3000 | 70
PT1JX1T6 | H.E. Williams, Inc. | Voltaire | VG1-L100-730-T5-MTG-CLR-OPT [excluding WG]-DIM-UNV | Outdoor Luminaires | Mid Output | Parking Garage Luminaires | Standard | TRUE | 8610 | 83.52 | 103.09 | 12.84 | 0.917 | 3174 | 70.24 | 5 | 54000 | 10/6/2015 12:00:00 AM | Dimmable | Continuous Below 10 | Yes |  | 2.1 | 8779 | 86.1 | 102 | 7.82 | 0.99 | 3000 | 70
P1QCBFS1 | H.E. Williams, Inc. | Voltaire | VG1-L65-730-T5-MTG-CLR-OPT [excluding WG]-DIM-UNV | Outdoor Luminaires | Mid Output | Parking Garage Luminaires | Standard | TRUE | 5696.53 | 83.14 | 68.52 | 8.16 | 0.933 | 3180 | 70.13 | 5 | 54000 | 10/6/2015 12:00:00 AM | Dimmable | Continuous Below 10 | Yes |  | 2.1 | 5697 | 82.6 | 69 | 5.27 | 0.99 | 3000 | 70
PVBREANW | H.E. Williams, Inc. | Voltaire | VG1-L100-750-T5-MTG-CLR-OPT [excluding WG]-DIM-UNV | Outdoor Luminaires | Mid Output | Parking Garage Luminaires | Standard | TRUE | 9489 | 92.87 | 102.18 | 13.68 | 0.916 | 5089 | 74.88 | 5 | 54000 | 10/6/2015 12:00:00 AM | Dimmable | Continuous Below 10 | Yes |  | 2.1 | 9592 | 94 | 102 | 8.23 | 0.99 | 5000 | 70
PR68N9RY | H.E. Williams, Inc. | Voltaire | VG1-L65-750-T5-MTG-CLR-OPT [excluding WG]-DIM-UNV | Outdoor Luminaires | Mid Output | Parking Garage Luminaires | Standard | FALSE | [9 empty] | 10/6/2015 12:00:00 AM | Dimmable | Continuous Below 10 | Yes |  |  | 6226 | 90.2 | 69 | 5.27 | 0.99 | 5000 | 70
PY4JDKKF | H.E. Williams, Inc. | Voltaire | VG1-L30-740-T5-MTG-CLR-OPT [excluding WG]-DIM-UNV | Outdoor Luminaires | Low Output | Parking Garage Luminaires | Standard | FALSE | [9 empty] | 10/6/2015 12:00:00 AM | Dimmable | Continuous Below 10 | Yes |  |  | 2971 | 82.5 | 36 | 5.75 | 0.99 | 4000 | 70
PC2WAPP8 | H.E. Williams, Inc. | Voltaire | VG1-L65-740-T5-MTG-CLR-OPT [excluding WG]-DIM-UNV | Outdoor Luminaires | Mid Output | Parking Garage Luminaires | Standard | FALSE | [9 empty] | 10/6/2015 12:00:00 AM | Dimmable | Continuous Below 10 | Yes |  |  | 5993 | 86.9 | 69 | 5.27 | 0.99 | 4000 | 70
P2P2F8W3 | H.E. Williams, Inc. | Voltaire | VG1-L100-740-T5-MTG-CLR-OPT [excluding WG]-DIM-UNV | Outdoor Luminaires | Mid Output | Parking Garage Luminaires | Standard | FALSE | [9 empty] | 10/6/2015 12:00:00 AM | Dimmable | Continuous Below 10 | Yes |  |  | 9235 | 90.5 | 102 | 7.85 | 0.99 | 4000 | 70
PDYGJ2BF | H.E. Williams, Inc. | Voltaire | VG1-L30-750-T5-MTG-CLR-OPT [excluding WG]-DIM-UNV | Outdoor Luminaires | Low Output | Parking Garage Luminaires | Standard | FALSE | [9 empty] | 10/6/2015 12:00:00 AM | Dimmable | Continuous Below 10 | Yes |  |  | 3087 | 85.8 | 36 | 5.75 | 0.99 | 5000 | 70
PZ6F8R75 | HD Supply Power Solutions | ProValue | PV37584 | Outdoor Luminaires | Low Output | Parking Garage Luminaires | Standard | TRUE | 3138.48 | 72.76 | 43.2 | 17.1 | 0.904 | 5644 | 88.7 | 5 | 50000 | 5/18/2015 12:00:00 AM | Not Dimmable | Not Dimmable | Not Yet Verified |  | 2.1 | 3143.399 | 72.759 | 43.203 |  | 0.995 | 5644 | 88.7
PXCEY5X5 | HD Supply Power Solutions | ProValue | PV37586 | Outdoor Luminaires | Low Output | Parking Garage Luminaires | Standard | TRUE | 3409.182 | 78.861 | 43.23 | 18.04 | 0.9 | 5338 | 86 | 5 | 50000 | 5/18/2015 12:00:00 AM | Not Dimmable | Not Dimmable | Not Yet Verified |  | 2.1 | 3409.182 | 78.861 | 43.23 | 18 | 0.992 | 5338 | 86
P00000UM2 | Howard Lighting | Howard Lighting | VSL4F19203140U_G | Outdoor Luminaires | Low Output | Parking Garage Luminaires | Standard | TRUE | 3878 | 104.5 | 37.1 | 14.9 | 0.927 | 4027 | 84.4 | 5 | 50000 | 10/11/2013 12:00:00 AM | Not Yet Verified | Not Yet Verified | Not Yet Verified |  | 2 |  |  | 30 |  |  | 4000
P00000UMJ | Howard Lighting | Howard Lighting | VSL4F19206657U_G | Outdoor Luminaires | Mid Output | Parking Garage Luminaires | Standard | TRUE | 7340 | 94.83 | 77.4 | 9.98 | 0.959 | 5332 | 86 | 5 | 50000 | 1/3/2014 12:00:00 AM | Not Yet Verified | Not Yet Verified | Not Yet Verified |  | 2.1 |  |  | 66 |  |  | 5700
P00000UMK | Howard Lighting | Howard Lighting | VSL4D19203150U_G | Outdoor Luminaires | Low Output | Parking Garage Luminaires | Standard | FALSE | [9 empty] | 1/3/2014 12:00:00 AM | Not Yet Verified | Not Yet Verified | Not Yet Verified |  |  | 3878 | 104 | 30 |  |  | 5000 | 84
P00000UML | Howard Lighting | Howard Lighting | VSL4F19203150U_G | Outdoor Luminaires | Low Output | Parking Garage Luminaires | Standard | FALSE | [9 empty] | 1/3/2014 12:00:00 AM | Not Yet Verified | Not Yet Verified | Not Yet Verified |  |  | 3878 | 104 | 30 |  |  | 5000 | 84
P00000UMN | Howard Lighting | Howard Lighting | VSL4F19206650U_G | Outdoor Luminaires | Mid Output | Parking Garage Luminaires | Standard | FALSE | [9 empty] | 1/3/2014 12:00:00 AM | Not Yet Verified | Not Yet Verified | Not Yet Verified |  |  | 7756 | 104 | 66 |  |  | 5000 | 84
P00000UM4 | Howard Lighting | Howard Lighting | VSL4F19206640U_G | Outdoor Luminaires | Mid Output | Parking Garage Luminaires | Standard | FALSE | [9 empty] | 10/11/2013 12:00:00 AM | Not Yet Verified | Not Yet Verified | Not Yet Verified |  |  | 7756 | 104 | 66 |  |  | 4000 | 84
P00000UM3 | Howard Lighting | Howard Lighting | VSL4D19203140U_G | Outdoor Luminaires | Low Output | Parking Garage Luminaires | Standard | FALSE | [9 empty] | 10/11/2013 12:00:00 AM | Not Yet Verified | Not Yet Verified | Not Yet Verified |  |  | 3878 | 104 | 30 |  |  | 4000 | 84
P00000UM5 | Howard Lighting | Howard Lighting | VSL4D19206640U_G | Outdoor Luminaires | Mid Output | Parking Garage Luminaires | Standard | FALSE | [9 empty] | 10/11/2013 12:00:00 AM | Not Yet Verified | Not Yet Verified | Not Yet Verified |  |  | 7756 | 104 | 66 |  |  | 4000 | 84
P00000UMP | Howard Lighting | Howard Lighting | VSL4F19203157U_G | Outdoor Luminaires | Low Output | Parking Garage Luminaires | Standard | FALSE | [9 empty] | 1/3/2014 12:00:00 AM | Not Yet Verified | Not Yet Verified | Not Yet Verified |  |  | 3878 | 104 | 30 |  |  | 5700 | 84
P00000UMO | Howard Lighting | Howard Lighting | VSL4D19203157U_G | Outdoor Luminaires | Low Output | Parking Garage Luminaires | Standard | FALSE | [9 empty] | 1/3/2014 12:00:00 AM | Not Yet Verified | Not Yet Verified | Not Yet Verified |  |  | 3878 | 104 | 30 |  |  | 5700 | 84
P00000UMQ | Howard Lighting | Howard Lighting | VSL4D19206657U_G | Outdoor Luminaires | Mid Output | Parking Garage Luminaires | Standard | FALSE | [9 empty] | 1/3/2014 12:00:00 AM | Not Yet Verified | Not Yet Verified | Not Yet Verified |  |  | 7756 | 104 | 66 |  |  | 5700 | 84
P00000UMM | Howard Lighting | Howard Lighting | VSL4D19206650U_G | Outdoor Luminaires | Mid Output | Parking Garage Luminaires | Standard | FALSE | [9 empty] | 1/3/2014 12:00:00 AM | Not Yet Verified | Not Yet Verified | Not Yet Verified |  |  | 7756 | 104 | 66 |  |  | 5000 | 84
P000005CQ | Hubbell Lighting | Beacon Products | EDR/24NB-30/5K/T5R/UNV | Outdoor Luminaires | Low Output | Parking Garage Luminaires | Standard | TRUE | 3196.56 | 111.6 | 28.64 | 14.11 | 0.9159 | 4562 | 67.75 | 5 | 50000 | 7/10/2012 12:00:00 AM | Not Yet Verified | Not Yet Verified | Not Yet Verified |  | 1.6 |  |  | 30 |  | 0.92
P000005CZ | Hubbell Lighting | Beacon Products | EDR/24NB-55/5K/T5QN/UNV | Outdoor Luminaires | Low Output | Parking Garage Luminaires | Standard | FALSE | [9 empty] | 9/19/2012 12:00:00 AM | Not Yet Verified | Not Yet Verified | Not Yet Verified |  |  | 5340.1 | 97 | 55 |  |  | 5000 | 65
P000005CX | Hubbell Lighting | Beacon Products | EDR/48NB-110/5K/T5QM/UNV | Outdoor Luminaires | High Output | Parking Garage Luminaires | Standard | FALSE | [9 empty] | 9/18/2012 12:00:00 AM | Not Yet Verified | Not Yet Verified | Not Yet Verified |  |  | 10372 | 93 | 110 | 16.3 | 0.92 | 4739 | 65
P000005CS | Hubbell Lighting | Beacon Products | EDR/36NB-80/5K/T5R/UNV | Outdoor Luminaires | Mid Output | Parking Garage Luminaires | Standard | FALSE | [9 empty] | 7/10/2012 12:00:00 AM | Not Yet Verified | Not Yet Verified | Not Yet Verified |  |  | 8214.5 | 99 | 80 |  |  | 5000 | 65
P000005D0 | Hubbell Lighting | Beacon Products | EDR/36NB-80/5K/T5QN/UNV | Outdoor Luminaires | Mid Output | Parking Garage Luminaires | Standard | FALSE | [9 empty] | 9/19/2012 12:00:00 AM | Not Yet Verified | Not Yet Verified | Not Yet Verified |  |  | 8011.2 | 98 | 80 |  |  | 5000 | 65
P000005D1 | Hubbell Lighting | Beacon Products | EDR/48NB-110/5K/T5QN/UNV | Outdoor Luminaires | High Output | Parking Garage Luminaires | Standard | FALSE | [9 empty] | 9/19/2012 12:00:00 AM | Not Yet Verified | Not Yet Verified | Not Yet Verified |  |  | 10639 | 95.7 | 110 | 16.3 | 0.92 | 4755 | 65
P000005CT | Hubbell Lighting | Beacon Products | EDR/48NB-110/5K/T5R/UNV | Outdoor Luminaires | High Output | Parking Garage Luminaires | Standard | FALSE | [9 empty] | 7/10/2012 12:00:00 AM | Not Yet Verified | Not Yet Verified | Not Yet Verified |  |  | 11280 | 101 | 110 | 15.8 | 0.92 | 4693 | 64
P000005CW | Hubbell Lighting | Beacon Products | EDR/36NB-80/5K/T5QM/UNV | Outdoor Luminaires | Mid Output | Parking Garage Luminaires | Standard | FALSE | [9 empty] | 9/18/2012 12:00:00 AM | Not Yet Verified | Not Yet Verified | Not Yet Verified |  |  | 8081.6 | 99 | 80 |  |  | 5000 | 65
P000005CU | Hubbell Lighting | Beacon Products | EDR/24NB-30/5K/T5QM/UNV | Outdoor Luminaires | Low Output | Parking Garage Luminaires | Standard | FALSE | [9 empty] | 9/18/2012 12:00:00 AM | Not Yet Verified | Not Yet Verified | Not Yet Verified |  |  | 2775 | 103 | 30 |  |  | 5000 | 65
P000005CV | Hubbell Lighting | Beacon Products | EDR/24NB-55/5K/T5QM/UNV | Outdoor Luminaires | Low Output | Parking Garage Luminaires | Standard | FALSE | [9 empty] | 9/18/2012 12:00:00 AM | Not Yet Verified | Not Yet Verified | Not Yet Verified |  |  | 5387.6 | 99 | 55 |  |  | 5000 | 65
P000005CR | Hubbell Lighting | Beacon Products | EDR/24NB-55/5K/T5R/UNV | Outdoor Luminaires | Low Output | Parking Garage Luminaires | Standard | FALSE | [9 empty] | 7/10/2012 12:00:00 AM | Not Yet Verified | Not Yet Verified | Not Yet Verified |  |  | 5477.1 | 99 | 55 |  |  | 5000 | 65
P000005CY | Hubbell Lighting | Beacon Products | EDR/24NB-30/5K/T5QN/UNV | Outdoor Luminaires | Low Output | Parking Garage Luminaires | Standard | FALSE | [9 empty] | 9/19/2012 12:00:00 AM | Not Yet Verified | Not Yet Verified | Not Yet Verified |  |  | 2749.1 | 102 | 30 |  |  | 5000 | 65
P00000UVX | Hubbell Lighting | Hubbell Outdoor Lighting | SCP-36LU-5K-5R | Outdoor Luminaires | Mid Output | Parking Garage Luminaires | Standard | TRUE | 8604 | 100.04 | 86 | 15 | 0.91 | 4944 | 67 | 5 |  | 12/19/2012 12:00:00 AM | Not Yet Verified | Not Yet Verified | Not Yet Verified |  | 1.7 | 8596 | 100 | 86 |  |  | 5000 | 65
P00000VCW | Hubbell Lighting | Hubbell Outdoor Lighting | SCP-18LU-4K-4 | Outdoor Luminaires | Low Output | Parking Garage Luminaires | Standard | TRUE | 4083 | 75.1 | 54.4 | 17.1 | 0.913 | 4010 | 74 | 5 |  | 10/24/2013 12:00:00 AM | Not Yet Verified | Not Yet Verified | Not Yet Verified |  | 2.1 | 3991 | 72.6 | 55 |  | 0.9 | 4200 | 70
P00000UVR | Hubbell Lighting | Hubbell Outdoor Lighting | SCP-24LU-4K-4 | Outdoor Luminaires | Low Output | Parking Garage Luminaires | Standard | TRUE | 4986 | 87.07 | 57.26 | 15 | 0.91 | 3880 | 74 | 5 |  | 12/19/2012 12:00:00 AM | Not Yet Verified | Not Yet Verified | Not Yet Verified |  | 1.7 | 5020 | 94 | 57 |  |  | 4000 | 65
P00000UW0 | Hubbell Lighting | Hubbell Outdoor Lighting | SCP-24LU-5K-5R | Outdoor Luminaires | Mid Output | Parking Garage Luminaires | Standard | FALSE | [9 empty] | 12/19/2012 12:00:00 AM | Not Yet Verified | Not Yet Verified | Not Yet Verified |  |  | 5800 | 100 | 57 |  |  | 5000 | 65
P00000UW1 | Hubbell Lighting | Hubbell Outdoor Lighting | SCP-36LU-5K-4 | Outdoor Luminaires | Mid Output | Parking Garage Luminaires | Standard | FALSE | [9 empty] | 12/19/2012 12:00:00 AM | Not Yet Verified | Not Yet Verified | Not Yet Verified |  |  | 7962 | 92 | 86 |  |  | 5000 | 65
P00000UVU | Hubbell Lighting | Hubbell Outdoor Lighting | SCP-36LU-4K-4 | Outdoor Luminaires | Mid Output | Parking Garage Luminaires | Standard | FALSE | [9 empty] | 12/19/2012 12:00:00 AM | Not Yet Verified | Not Yet Verified | Not Yet Verified |  |  | 7445 | 92 | 86 |  |  | 4000 | 65
P00000VCY | Hubbell Lighting | Hubbell Outdoor Lighting | SCP-18LU-4K-5R | Outdoor Luminaires | Low Output | Parking Garage Luminaires | Standard | FALSE | [9 empty] | 10/24/2013 12:00:00 AM | Not Yet Verified | Not Yet Verified | Not Yet Verified |  |  | 4389 | 79.8 | 55 |  | 0.9 | 4200 | 70
P00000VCX | Hubbell Lighting | Hubbell Outdoor Lighting | SCP-18LU-4K-5M | Outdoor Luminaires | Low Output | Parking Garage Luminaires | Standard | FALSE | [9 empty] | 10/24/2013 12:00:00 AM | Not Yet Verified | Not Yet Verified | Not Yet Verified |  |  | 4183 | 76 | 55 |  | 0.9 | 4200 | 70
P00000UVZ | Hubbell Lighting | Hubbell Outdoor Lighting | SCP-24LU-5K-5M | Outdoor Luminaires | Mid Output | Parking Garage Luminaires | Standard | FALSE | [9 empty] | 12/19/2012 12:00:00 AM | Not Yet Verified | Not Yet Verified | Not Yet Verified |  |  | 5469 | 96 | 57 |  |  | 5000 | 65
P00000UVT | Hubbell Lighting | Hubbell Outdoor Lighting | SCP-24LU-4K-5R | Outdoor Luminaires | Mid Output | Parking Garage Luminaires | Standard | FALSE | [9 empty] | 12/19/2012 12:00:00 AM | Not Yet Verified | Not Yet Verified | Not Yet Verified |  |  | 5375 | 100 | 57 |  |  | 4000 | 65
P00000UVV | Hubbell Lighting | Hubbell Outdoor Lighting | SCP-36LU-4K-5M | Outdoor Luminaires | Mid Output | Parking Garage Luminaires | Standard | FALSE | [9 empty] | 12/19/2012 12:00:00 AM | Not Yet Verified | Not Yet Verified | Not Yet Verified |  |  | 7670 | 95 | 86 |  |  | 4000 | 65
P00000VD0 | Hubbell Lighting | Hubbell Outdoor Lighting | SCP-18LU-5K-5M | Outdoor Luminaires | Low Output | Parking Garage Luminaires | Standard | FALSE | [9 empty] | 10/24/2013 12:00:00 AM | Not Yet Verified | Not Yet Verified | Not Yet Verified |  |  | 4577 | 83.2 | 55 |  | 0.9 | 5100 | 67
P00000UVY | Hubbell Lighting | Hubbell Outdoor Lighting | SCP-24LU-5K-4 | Outdoor Luminaires | Mid Output | Parking Garage Luminaires | Standard | FALSE | [9 empty] | 12/19/2012 12:00:00 AM | Not Yet Verified | Not Yet Verified | Not Yet Verified |  |  | 5369 | 94 | 57 |  |  | 5000 | 65
P00000UVS | Hubbell Lighting | Hubbell Outdoor Lighting | SCP-24LU-4K-5M | Outdoor Luminaires | Mid Output | Parking Garage Luminaires | Standard | FALSE | [9 empty] | 12/19/2012 12:00:00 AM | Not Yet Verified | Not Yet Verified | Not Yet Verified |  |  | 5110 | 96 | 57 |  |  | 4000 | 65
P00000UVW | Hubbell Lighting | Hubbell Outdoor Lighting | SCP-36LU-4K-5R | Outdoor Luminaires | Mid Output | Parking Garage Luminaires | Standard | FALSE | [9 empty] | 12/19/2012 12:00:00 AM | Not Yet Verified | Not Yet Verified | Not Yet Verified |  |  | 8030 | 100 | 86 |  |  | 4000 | 65
P00000UW2 | Hubbell Lighting | Hubbell Outdoor Lighting | SCP-36LU-5K-5M | Outdoor Luminaires | Mid Output | Parking Garage Luminaires | Standard | FALSE | [9 empty] | 12/19/2012 12:00:00 AM | Not Yet Verified | Not Yet Verified | Not Yet Verified |  |  | 8204 | 95 | 86 |  |  | 5000 | 65
P00000VD1 | Hubbell Lighting | Hubbell Outdoor Lighting | SCP-18LU-5K-5R | Outdoor Luminaires | Low Output | Parking Garage Luminaires | Standard | FALSE | [9 empty] | 10/24/2013 12:00:00 AM | Not Yet Verified | Not Yet Verified | Not Yet Verified |  |  | 4840 | 88 | 55 |  | 0.9 | 5100 | 67
P00000VCZ | Hubbell Lighting | Hubbell Outdoor Lighting | SCP-18LU-5K-4 | Outdoor Luminaires | Low Output | Parking Garage Luminaires | Standard | FALSE | [9 empty] | 10/24/2013 12:00:00 AM | Not Yet Verified | Not Yet Verified | Not Yet Verified |  |  | 4473 | 81.3 | 55 |  | 0.9 | 5100 | 67
P00000W9P | Hubbell Lighting | Spaulding Lighting | ARS-18L5K-083-5M-[U,1,2,3,4] | Outdoor Luminaires | Low Output | Parking Garage Luminaires | Standard | TRUE | 4794 | 85.2 | 56.3 | 16.8 | 0.91 | 4898 | 67.4 | 5 |  | 8/20/2014 12:00:00 AM | Not Yet Verified | Not Yet Verified | Not Yet Verified |  | 2.1 | 4794 | 85.6 | 56 | 20 | 0.9 | 5100 | 70
P00000W9O | Hubbell Lighting | Spaulding Lighting | ARS-18L4K-083-4-[U,1,2,3,4] | Outdoor Luminaires | Low Output | Parking Garage Luminaires | Standard | TRUE | 4189 | 74.9 | 55.9 | 13.9 | 0.93 | 3909 | 72.8 | 5 |  | 8/20/2014 12:00:00 AM | Not Yet Verified | Not Yet Verified | Not Yet Verified |  | 2.1 | 4189 | 74.8 | 56 | 20 | 0.9 | 4200 | 70
P00000W9U | Hubbell Lighting | Spaulding Lighting | ARS-18L5K-083-5R-[U,1,2,3,4] | Outdoor Luminaires | Low Output | Parking Garage Luminaires | Standard | FALSE | [9 empty] | 8/20/2014 12:00:00 AM | Not Yet Verified | Not Yet Verified | Not Yet Verified |  |  | 4919 | 87.8 | 56 | 20 | 0.9 | 5100 | 70
P00000WA0 | Hubbell Lighting | Spaulding Lighting | ARS-36L4K-070-4-[U,1,2,3,4] | Outdoor Luminaires | Mid Output | Parking Garage Luminaires | Standard | FALSE | [9 empty] | 8/20/2014 12:00:00 AM | Not Yet Verified | Not Yet Verified | Not Yet Verified |  |  | 7286 | 84.7 | 86 | 20 | 0.9 | 4200 | 70
P00000WA3 | Hubbell Lighting | Spaulding Lighting | ARS-36L4K-070-5W-[U,1,2,3,4] | Outdoor Luminaires | Mid Output | Parking Garage Luminaires | Standard | FALSE | [9 empty] | 8/20/2014 12:00:00 AM | Not Yet Verified | Not Yet Verified | Not Yet Verified |  |  | 7518 | 87.4 | 86 | 20 | 0.9 | 4200 | 70
P00000WA8 | Hubbell Lighting | Spaulding Lighting | ARS-36L5K-070-4-[U,1,2,3,4] | Outdoor Luminaires | Mid Output | Parking Garage Luminaires | Standard | FALSE | [9 empty] | 8/20/2014 12:00:00 AM | Not Yet Verified | Not Yet Verified | Not Yet Verified |  |  | 7869 | 91.5 | 86 | 20 | 0.9 | 5100 | 70
P00000W9Z | Hubbell Lighting | Spaulding Lighting | ARS-24L4K-070-5W-[U,1,2,3,4] | Outdoor Luminaires | Low Output | Parking Garage Luminaires | Standard | FALSE | [9 empty] | 8/20/2014 12:00:00 AM | Not Yet Verified | Not Yet Verified | Not Yet Verified |  |  | 4975 | 87.3 | 57 | 20 | 0.9 | 4200 | 70
P00000WA6 | Hubbell Lighting | Spaulding Lighting | ARS-24L5K-070-5R-[U,1,2,3,4] | Outdoor Luminaires | Mid Output | Parking Garage Luminaires | Standard | FALSE | [9 empty] | 8/20/2014 12:00:00 AM | Not Yet Verified | Not Yet Verified | Not Yet Verified |  |  | 5414 | 95 | 57 | 20 | 0.9 | 5100 | 70
P00000WA9 | Hubbell Lighting | Spaulding Lighting | ARS-36L5K-070-5M-[U,1,2,3,4] | Outdoor Luminaires | Mid Output | Parking Garage Luminaires | Standard | FALSE | [9 empty] | 8/20/2014 12:00:00 AM | Not Yet Verified | Not Yet Verified | Not Yet Verified |  |  | 8378 | 97.4 | 86 | 20 | 0.9 | 5100 | 70
P00000WAB | Hubbell Lighting | Spaulding Lighting | ARS-36L5K-070-5W-[U,1,2,3,4] | Outdoor Luminaires | Mid Output | Parking Garage Luminaires | Standard | FALSE | [9 empty] | 8/20/2014 12:00:00 AM | Not Yet Verified | Not Yet Verified | Not Yet Verified |  |  | 8119 | 94.4 | 86 | 20 | 0.9 | 5100 | 70
P00000WA7 | Hubbell Lighting | Spaulding Lighting | ARS-24L5K-070-5W-[U,1,2,3,4] | Outdoor Luminaires | Mid Output | Parking Garage Luminaires | Standard | FALSE | [9 empty] | 8/20/2014 12:00:00 AM | Not Yet Verified | Not Yet Verified | Not Yet Verified |  |  | 5373 | 94.3 | 57 | 20 | 0.9 | 5100 | 70
P00000W9Q | Hubbell Lighting | Spaulding Lighting | ARS-18L4K-083-5M-[U,1,2,3,4] | Outdoor Luminaires | Low Output | Parking Garage Luminaires | Standard | FALSE | [9 empty] | 8/20/2014 12:00:00 AM | Not Yet Verified | Not Yet Verified | Not Yet Verified |  |  | 4460 | 79.6 | 56 | 20 | 0.9 | 4200 | 70
P00000W9S | Hubbell Lighting | Spaulding Lighting | ARS-18L4K-083-5W-[U,1,2,3,4] | Outdoor Luminaires | Low Output | Parking Garage Luminaires | Standard | FALSE | [9 empty] | 8/20/2014 12:00:00 AM | Not Yet Verified | Not Yet Verified | Not Yet Verified |  |  | 4290 | 76.6 | 56 | 20 | 0.9 | 4200 | 70
P00000W9V | Hubbell Lighting | Spaulding Lighting | ARS-18L5K-083-5W-[U,1,2,3,4] | Outdoor Luminaires | Low Output | Parking Garage Luminaires | Standard | FALSE | [9 empty] | 8/20/2014 12:00:00 AM | Not Yet Verified | Not Yet Verified | Not Yet Verified |  |  | 4590 | 82 | 56 | 20 | 0.9 | 5100 | 70
P00000W9W | Hubbell Lighting | Spaulding Lighting | ARS-24L4K-070-4-[U,1,2,3,4] | Outdoor Luminaires | Low Output | Parking Garage Luminaires | Standard | FALSE | [9 empty] | 8/20/2014 12:00:00 AM | Not Yet Verified | Not Yet Verified | Not Yet Verified |  |  | 4890 | 85.8 | 57 | 20 | 0.9 | 4200 | 70
P00000W9X | Hubbell Lighting | Spaulding Lighting | ARS-24L4K-070-5M-[U,1,2,3,4] | Outdoor Luminaires | Mid Output | Parking Garage Luminaires | Standard | FALSE | [9 empty] | 8/20/2014 12:00:00 AM | Not Yet Verified | Not Yet Verified | Not Yet Verified |  |  | 5206 | 91.3 | 57 | 20 | 0.9 | 4200 | 70
P00000W9Y | Hubbell Lighting | Spaulding Lighting | ARS-24L4K-070-5R-[U,1,2,3,4] | Outdoor Luminaires | Mid Output | Parking Garage Luminaires | Standard | FALSE | [9 empty] | 8/20/2014 12:00:00 AM | Not Yet Verified | Not Yet Verified | Not Yet Verified |  |  | 5366 | 94.1 | 57 | 20 | 0.9 | 4200 | 70
P00000WA1 | Hubbell Lighting | Spaulding Lighting | ARS-36L4K-070-5M-[U,1,2,3,4] | Outdoor Luminaires | Mid Output | Parking Garage Luminaires | Standard | FALSE | [9 empty] | 8/20/2014 12:00:00 AM | Not Yet Verified | Not Yet Verified | Not Yet Verified |  |  | 7757 | 90.2 | 86 | 20 | 0.9 | 4200 | 70
P00000WA4 | Hubbell Lighting | Spaulding Lighting | ARS-24L5K-070-4-[U,1,2,3,4] | Outdoor Luminaires | Mid Output | Parking Garage Luminaires | Standard | FALSE | [9 empty] | 8/20/2014 12:00:00 AM | Not Yet Verified | Not Yet Verified | Not Yet Verified |  |  | 5281 | 92.7 | 57 | 20 | 0.9 | 5100 | 70
P00000WA5 | Hubbell Lighting | Spaulding Lighting | ARS-24L5K-070-5M-[U,1,2,3,4] | Outdoor Luminaires | Mid Output | Parking Garage Luminaires | Standard | FALSE | [9 empty] | 8/20/2014 12:00:00 AM | Not Yet Verified | Not Yet Verified | Not Yet Verified |  |  | 5623 | 98.6 | 57 | 20 | 0.9 | 5100 | 70
P00000WAA | Hubbell Lighting | Spaulding Lighting | ARS-36L5K-070-5R-[U,1,2,3,4] | Outdoor Luminaires | Mid Output | Parking Garage Luminaires | Standard | FALSE | [9 empty] | 8/20/2014 12:00:00 AM | Not Yet Verified | Not Yet Verified | Not Yet Verified |  |  | 8691 | 101.1 | 86 | 20 | 0.9 | 5100 | 70
P00000W9R | Hubbell Lighting | Spaulding Lighting | ARS-18L4K-083-5R-[U,1,2,3,4] | Outdoor Luminaires | Low Output | Parking Garage Luminaires | Standard | FALSE | [9 empty] | 8/20/2014 12:00:00 AM | Not Yet Verified | Not Yet Verified | Not Yet Verified |  |  | 4597 | 82.1 | 56 | 20 | 0.9 | 4200 | 70
P00000W9T | Hubbell Lighting | Spaulding Lighting | ARS-18L5K-083-4-[U,1,2,3,4] | Outdoor Luminaires | Low Output | Parking Garage Luminaires | Standard | FALSE | [9 empty] | 8/20/2014 12:00:00 AM | Not Yet Verified | Not Yet Verified | Not Yet Verified |  |  | 4482 | 80 | 56 | 20 | 0.9 | 5100 | 70
P00000WA2 | Hubbell Lighting | Spaulding Lighting | ARS-36L4K-070-5R-[U,1,2,3,4] | Outdoor Luminaires | Mid Output | Parking Garage Luminaires | Standard | FALSE | [9 empty] | 8/20/2014 12:00:00 AM | Not Yet Verified | Not Yet Verified | Not Yet Verified |  |  | 7996 | 93 | 86 | 20 | 0.9 | 4200 | 70
PZ5B9HS8P | Hubbell Lighting | Hubbell Outdoor Lighting | GSL-15L | Outdoor Luminaires | Low Output | Parking Garage Luminaires | Standard | TRUE | 4386 | 82.3 | 53.3 | 8.3 | 0.955 | 4098 | 74.4 | 5 |  | 10/17/2014 12:00:00 AM | Dimmable | Continuous Below 10 | Not Yet Verified |  | 2.1
P3196DXJ | Hubbell Lighting | Columbia Lighting | LXEP4-30XL-DFA-E | Outdoor Luminaires | Mid Output | Parking Garage Luminaires | Standard | TRUE | 8783 | 85.2 | 103.1 | 9.42 | 0.964 | 3092 | 83.99 | 5 | 60000 | 6/22/2015 12:00:00 AM | Not Dimmable | Not Dimmable | Not Yet Verified |  | 2.1 | 8783 | 85.2 | 103.1 |  |  | 3000
PX4QZKA1 | Hubbell Lighting | Columbia Lighting | LXEP4-30LW-DFA-E | Outdoor Luminaires | Low Output | Parking Garage Luminaires | Standard | TRUE | 4074 | 111.3 | 36.6 | 9.42 | 0.964 | 3092 | 83.99 | 5 | 60000 | 6/22/2015 12:00:00 AM | Not Dimmable | Not Dimmable | Not Yet Verified |  | 2.1 | 3838 | 104.9 | 36.6 |  |  | 3000
PCGRN3ZC | Hubbell Lighting | Columbia Lighting | LXEP4-30VW-DFA-EU | Outdoor Luminaires | Low Output | Parking Garage Luminaires | Standard | TRUE | 2964 | 89.8 | 33 | 9.8 | 0.96 | 3092 | 83.99 | 5 | 60000 | 10/9/2015 12:00:00 AM | Not Dimmable | Not Dimmable | No |  |  | 2926 | 107.8 | 27.2 | 9.2 | 0.945 | 3000 | 84
PTCQBZVK | Hubbell Lighting | Columbia Lighting | LXEP4-35VW-DFA-EU | Outdoor Luminaires | Low Output | Parking Garage Luminaires | Standard | FALSE | [9 empty] | 10/9/2015 12:00:00 AM | Not Dimmable | Not Dimmable | No |  |  | 2977.205 | 109.456066176471 | 27.2 | 9.2 | 0.945 | 3500 | 84
PVCPFK5E | Hubbell Lighting | Columbia Lighting | LXEP4-30VW-DCA-EU | Outdoor Luminaires | Low Output | Parking Garage Luminaires | Standard | FALSE | [9 empty] | 10/9/2015 12:00:00 AM | Not Dimmable | Not Dimmable | No |  |  | 2984.52 | 109.725 | 27.2 | 9.2 | 0.945 | 3000 | 84
PEP9Q1QG | Hubbell Lighting | Columbia Lighting | LXEP4-30VW-DCA-EDU | Outdoor Luminaires | Low Output | Parking Garage Luminaires | Standard | FALSE | [9 empty] | 10/9/2015 12:00:00 AM | Dimmable | Continuous Above 10 | No |  |  | 2984.52 | 109.725 | 27.2 | 9.2 | 0.945 | 3000 | 84
PA9XRMVZ | Hubbell Lighting | Columbia Lighting | LXEP4-35VW-DCA-EU | Outdoor Luminaires | Low Output | Parking Garage Luminaires | Standard | FALSE | [9 empty] | 10/9/2015 12:00:00 AM | Not Dimmable | Not Dimmable | No |  |  | 3036.54 | 111.6375 | 27.2 | 9.2 | 0.945 | 3500 | 84
PYR5ACAX | Hubbell Lighting | Columbia Lighting | LXEP4-35VW-DCA-EDU | Outdoor Luminaires | Low Output | Parking Garage Luminaires | Standard | FALSE | [9 empty] | 10/9/2015 12:00:00 AM | Dimmable | Continuous Above 10 | No |  |  | 3036.54 | 111.6375 | 27.2 | 9.2 | 0.945 | 3500 | 84
PPGNW6TM | Hubbell Lighting | Columbia Lighting | LXEP4-40VW-DCA-EU | Outdoor Luminaires | Low Output | Parking Garage Luminaires | Standard | FALSE | [9 empty] | 10/9/2015 12:00:00 AM | Not Dimmable | Not Dimmable | No |  |  | 3141.6 | 115.5 | 27.2 | 9.2 | 0.945 | 4000 | 84
PFW35756 | Hubbell Lighting | Columbia Lighting | LXEP8-35VW-DFA-EDU | Outdoor Luminaires | Mid Output | Parking Garage Luminaires | Standard | FALSE | [9 empty] | 10/9/2015 12:00:00 AM | Dimmable | Continuous Above 10 | No |  |  | 5954 | 109.448529411765 | 54.4 | 9.2 | 0.945 | 3500 | 84
P6DR3F7F | Hubbell Lighting | Columbia Lighting | LXEP8-40VW-DFA-EU | Outdoor Luminaires | Mid Output | Parking Garage Luminaires | Standard | FALSE | [9 empty] | 10/9/2015 12:00:00 AM | Not Dimmable | Not Dimmable | No |  |  | 6160 | 113.235294117647 | 54.4 | 9.2 | 0.945 | 4000 | 84
PXDZ32AT | Hubbell Lighting | Columbia Lighting | LXEP8-40VW-DCA-EU | Outdoor Luminaires | Mid Output | Parking Garage Luminaires | Standard | FALSE | [9 empty] | 10/9/2015 12:00:00 AM | Not Dimmable | Not Dimmable | No |  |  | 6284 | 115.514705882353 | 54.4 | 9.2 | 0.945 | 4000 | 84
PH3JH133 | Hubbell Lighting | Columbia Lighting | LXEP2-40LW-DFA-EDU | Outdoor Luminaires | Low Output | Parking Garage Luminaires | Standard | FALSE | [9 empty] | 10/9/2015 12:00:00 AM | Dimmable | Continuous Above 10 | No |  |  | 3119.9064 | 94.5426181818182 | 33 | 9.8 | 0.96 | 4000 | 84
PJCDVS23 | Hubbell Lighting | Columbia Lighting | LXEP2-35LW-DCA-EDU | Outdoor Luminaires | Low Output | Parking Garage Luminaires | Standard | FALSE | [9 empty] | 10/9/2015 12:00:00 AM | Dimmable | Continuous Above 10 | No |  |  | 3076.32 | 93.2218181818182 | 33 | 9.8 | 0.96 | 3500 | 84
PXG4BDM1 | Hubbell Lighting | Columbia Lighting | LXEP2-40LW-DCA-EDU | Outdoor Luminaires | Low Output | Parking Garage Luminaires | Standard | FALSE | [9 empty] | 10/9/2015 12:00:00 AM | Dimmable | Continuous Above 10 | No |  |  | 3182.4 | 96.4363636363636 | 33 | 9.8 | 0.96 | 4000 | 84
PEQWRZTF | Hubbell Lighting | Columbia Lighting | LXEP8-35XL-DFA-E | Outdoor Luminaires | High Output | Parking Garage Luminaires | Standard | FALSE | [9 empty] | 6/22/2015 12:00:00 AM | Not Dimmable | Not Dimmable | Not Yet Verified |  |  | 17853.9672131148 | 86.5856799860075 | 206.2 |  |  | 3500
PTZP3P7S | Hubbell Lighting | Columbia Lighting | LXEP8-40LW-DCA-ED | Outdoor Luminaires | Mid Output | Parking Garage Luminaires | Standard | FALSE | [9 empty] | 6/22/2015 12:00:00 AM | Dimmable | Continuous Below 10 | Not Yet Verified |  |  | 8082.88524590164 | 110.42192958882 | 73.2 |  |  | 4000
PY4UD7NM | Hubbell Lighting | Columbia Lighting | LXEP8-40LW-DFA-ED | Outdoor Luminaires | Mid Output | Parking Garage Luminaires | Standard | FALSE | [9 empty] | 6/22/2015 12:00:00 AM | Dimmable | Continuous Below 10 | Not Yet Verified |  |  | 8053.50819672131 | 110.020603780346 | 73.2 |  |  | 4000
PZBXTQYA | Hubbell Lighting | Columbia Lighting | LXEP8-40ML-DCA-E | Outdoor Luminaires | Mid Output | Parking Garage Luminaires | Standard | FALSE | [9 empty] | 6/22/2015 12:00:00 AM | Not Dimmable | Not Dimmable | Not Yet Verified |  |  | 9801.69696969697 | 102.959001782531 | 95.2 |  |  | 4000
PTFHC5G3 | Hubbell Lighting | Columbia Lighting | LXEP8-40HL-DCA-E | Outdoor Luminaires | High Output | Parking Garage Luminaires | Standard | FALSE | [9 empty] | 6/22/2015 12:00:00 AM | Not Dimmable | Not Dimmable | Not Yet Verified |  |  | 10868 | 108.2 | 100.4 |  |  | 4000
PEH55N4D | Hubbell Lighting | Columbia Lighting | LXEP8-40VL-DCA-ED | Outdoor Luminaires | High Output | Parking Garage Luminaires | Standard | FALSE | [9 empty] | 6/22/2015 12:00:00 AM | Dimmable | Continuous Below 10 | Not Yet Verified |  |  | 14080 | 104.918032786885 | 134.2 |  |  | 4000
PVKB9X96 | Hubbell Lighting | Columbia Lighting | LXEP8-40VL-DFA-ED | Outdoor Luminaires | High Output | Parking Garage Luminaires | Standard | FALSE | [9 empty] | 6/22/2015 12:00:00 AM | Dimmable | Continuous Below 10 | Not Yet Verified |  |  | 13824 | 103.01043219076 | 134.2 |  |  | 4000
PPJ55Y4E | Hubbell Lighting | Columbia Lighting | LXEP8-40XL-DFA-E | Outdoor Luminaires | High Output | Parking Garage Luminaires | Standard | FALSE | [9 empty] | 6/22/2015 12:00:00 AM | Not Dimmable | Not Dimmable | Not Yet Verified |  |  | 18429.9016393443 | 89.3787664371691 | 206.2 |  |  | 4000
P71F7ES5 | Hubbell Lighting | Columbia Lighting | LXEP8-50LW-DCA-E | Outdoor Luminaires | Mid Output | Parking Garage Luminaires | Standard | FALSE | [9 empty] | 6/22/2015 12:00:00 AM | Not Dimmable | Not Dimmable | Not Yet Verified |  |  | 8335.47540983606 | 113.872614888471 | 73.2 |  |  | 5000
P2EYM3M8 | Hubbell Lighting | Columbia Lighting | LXEP8-50LW-DCA-ED | Outdoor Luminaires | Mid Output | Parking Garage Luminaires | Standard | FALSE | [9 empty] | 6/22/2015 12:00:00 AM | Dimmable | Continuous Below 10 | Not Yet Verified |  |  | 8335.47540983606 | 113.872614888471 | 73.2 |  |  | 5000
P94ZPBV7 | Hubbell Lighting | Columbia Lighting | LXEP8-50HL-DFA-E | Outdoor Luminaires | High Output | Parking Garage Luminaires | Standard | FALSE | [9 empty] | 6/22/2015 12:00:00 AM | Not Dimmable | Not Dimmable | Not Yet Verified |  |  | 11176.6875 | 111.321588645418 | 100.4 |  |  | 5000
PNCWVPZH | Hubbell Lighting | Columbia Lighting | LXEP8-50VL-DCA-E | Outdoor Luminaires | High Output | Parking Garage Luminaires | Standard | FALSE | [9 empty] | 6/22/2015 12:00:00 AM | Not Dimmable | Not Dimmable | Not Yet Verified |  |  | 14520 | 108.196721311475 | 134.2 |  |  | 5000
PU5FQV61 | Hubbell Lighting | Columbia Lighting | LXEP8-50VL-DCA-ED | Outdoor Luminaires | High Output | Parking Garage Luminaires | Standard | FALSE | [9 empty] | 6/22/2015 12:00:00 AM | Dimmable | Continuous Below 10 | Not Yet Verified |  |  | 14520 | 108.196721311475 | 134.2 |  |  | 5000
P9T9SZG4 | Hubbell Lighting | Columbia Lighting | LXEP8-50XL-DFA-E | Outdoor Luminaires | High Output | Parking Garage Luminaires | Standard | FALSE | [9 empty] | 6/22/2015 12:00:00 AM | Not Dimmable | Not Dimmable | Not Yet Verified |  |  | 19005.8360655738 | 92.1718528883306 | 206.2 |  |  | 5000
PDFU6SGW | Hubbell Lighting | Columbia Lighting | LXEP8-50ML-DFA-E | Outdoor Luminaires | High Output | Parking Garage Luminaires | Standard | FALSE | [9 empty] | 6/22/2015 12:00:00 AM | Not Dimmable | Not Dimmable | Not Yet Verified |  |  | 10038 | 105.7 | 95 |  |  | 5000
P4NWR5D6 | Hubbell Lighting | Columbia Lighting | LXEP8-50ML-DFA-ED | Outdoor Luminaires | High Output | Parking Garage Luminaires | Standard | FALSE | [9 empty] | 6/22/2015 12:00:00 AM | Dimmable | Continuous Below 10 | Not Yet Verified |  |  | 10038 | 105.7 | 95 |  |  | 5000
PAAZZQBN | Hubbell Lighting | Columbia Lighting | LXEP4-50LW-DCA-E | Outdoor Luminaires | Low Output | Parking Garage Luminaires | Standard | FALSE | [9 empty] | 6/22/2015 12:00:00 AM | Not Dimmable | Not Dimmable | Not Yet Verified |  |  | 4167.73770491803 | 113.872614888471 | 36.6 |  |  | 5000
PJ7XXZE5 | Hubbell Lighting | Columbia Lighting | LXEP4-30LW-DCA-E | Outdoor Luminaires | Low Output | Parking Garage Luminaires | Standard | FALSE | [9 empty] | 6/22/2015 12:00:00 AM | Not Dimmable | Not Dimmable | Not Yet Verified |  |  | 3852 | 105.2 | 36.6 |  |  | 3000
PU8NA252 | Hubbell Lighting | Columbia Lighting | LXEP4-30ML-DFA-E | Outdoor Luminaires | Low Output | Parking Garage Luminaires | Standard | FALSE | [9 empty] | 6/22/2015 12:00:00 AM | Not Dimmable | Not Dimmable | Not Yet Verified |  |  | 4638.77272727273 | 97.4532085561497 | 47.6 |  |  | 3000
P22KJJ4A | Hubbell Lighting | Columbia Lighting | LXEP4-35LW-DCA-E | Outdoor Luminaires | Low Output | Parking Garage Luminaires | Standard | FALSE | [9 empty] | 6/22/2015 12:00:00 AM | Not Dimmable | Not Dimmable | Not Yet Verified |  |  | 3915.14754098361 | 106.97124428917 | 36.6 |  |  | 3500
PKT4ZFT7 | Hubbell Lighting | Columbia Lighting | LXEP4-35LW-DCA-ED | Outdoor Luminaires | Low Output | Parking Garage Luminaires | Standard | FALSE | [9 empty] | 6/22/2015 12:00:00 AM | Dimmable | Continuous Below 10 | Not Yet Verified |  |  | 3915.14754098361 | 106.97124428917 | 36.6 |  |  | 3500
PG9XQXBT | Hubbell Lighting | Columbia Lighting | LXEP4-30HL-DFA-E | Outdoor Luminaires | Mid Output | Parking Garage Luminaires | Standard | FALSE | [9 empty] | 6/22/2015 12:00:00 AM | Not Dimmable | Not Dimmable | Not Yet Verified |  |  | 5164.984375 | 102.888134960159 | 50.2 |  |  | 3000
PCYP24TB | Hubbell Lighting | Columbia Lighting | LXEP4-30HL-DFA-ED | Outdoor Luminaires | Mid Output | Parking Garage Luminaires | Standard | FALSE | [9 empty] | 6/22/2015 12:00:00 AM | Dimmable | Continuous Below 10 | Not Yet Verified |  |  | 5164.984375 | 102.888134960159 | 50.2 |  |  | 3000
PJGMZH8W | Hubbell Lighting | Columbia Lighting | LXEP4-30VL-DCA-E | Outdoor Luminaires | Mid Output | Parking Garage Luminaires | Standard | FALSE | [9 empty] | 6/22/2015 12:00:00 AM | Not Dimmable | Not Dimmable | Not Yet Verified |  |  | 6710 | 100 | 67.1 |  |  | 3000
P9F7R276 | Hubbell Lighting | Columbia Lighting | LXEP4-30VL-DCA-ED | Outdoor Luminaires | Mid Output | Parking Garage Luminaires | Standard | FALSE | [9 empty] | 6/22/2015 12:00:00 AM | Dimmable | Continuous Below 10 | Not Yet Verified |  |  | 6710 | 100 | 67.1 |  |  | 3000
P86PWC1N | Hubbell Lighting | Columbia Lighting | LXEP4-30XL-DCA-E | Outdoor Luminaires | Mid Output | Parking Garage Luminaires | Standard | FALSE | [9 empty] | 6/22/2015 12:00:00 AM | Not Dimmable | Not Dimmable | Not Yet Verified |  |  | 8962 | 87 | 103 |  |  | 3000
PV74KT1T | Hubbell Lighting | Columbia Lighting | LXEP4-35HL-DFA-E | Outdoor Luminaires | Mid Output | Parking Garage Luminaires | Standard | FALSE | [9 empty] | 6/22/2015 12:00:00 AM | Not Dimmable | Not Dimmable | Not Yet Verified |  |  | 5249.65625 | 104.574825697211 | 50.2 |  |  | 3500
PWTW7GT2 | Hubbell Lighting | Columbia Lighting | LXEP4-35VL-DFA-ED | Outdoor Luminaires | Mid Output | Parking Garage Luminaires | Standard | FALSE | [9 empty] | 6/22/2015 12:00:00 AM | Dimmable | Continuous Below 10 | Not Yet Verified |  |  | 6696 | 99.7913561847988 | 67.1 |  |  | 3500
PA3A3PAH | Hubbell Lighting | Columbia Lighting | LXEP4-40XL-DCA-ED | Outdoor Luminaires | Mid Output | Parking Garage Luminaires | Standard | FALSE | [9 empty] | 6/22/2015 12:00:00 AM | Dimmable | Continuous Below 10 | Not Yet Verified |  |  | 9402.75409836066 | 91.2888747413656 | 103 |  |  | 4000
PJ3H8DMW | Hubbell Lighting | Columbia Lighting | LXEP4-40XL-DFA-E | Outdoor Luminaires | Mid Output | Parking Garage Luminaires | Standard | FALSE | [9 empty] | 6/22/2015 12:00:00 AM | Not Dimmable | Not Dimmable | Not Yet Verified |  |  | 9214.95081967213 | 89.3787664371691 | 103.1 |  |  | 4000
PEFGV6X6 | Hubbell Lighting | Columbia Lighting | LXEP4-40XL-DFA-ED | Outdoor Luminaires | Mid Output | Parking Garage Luminaires | Standard | FALSE | [9 empty] | 6/22/2015 12:00:00 AM | Dimmable | Continuous Below 10 | Not Yet Verified |  |  | 9214.95081967213 | 89.3787664371691 | 103.1 |  |  | 4000
P3MD995G | Hubbell Lighting | Columbia Lighting | LXEP4-50ML-DCA-ED | Outdoor Luminaires | Mid Output | Parking Garage Luminaires | Standard | FALSE | [9 empty] | 6/22/2015 12:00:00 AM | Dimmable | Continuous Below 10 | Not Yet Verified |  |  | 5054 | 105.7 | 47.8 |  |  | 5000
PZZC4H91 | Hubbell Lighting | Columbia Lighting | LXEP4-50ML-DFA-E | Outdoor Luminaires | Mid Output | Parking Garage Luminaires | Standard | FALSE | [9 empty] | 6/22/2015 12:00:00 AM | Not Dimmable | Not Dimmable | Not Yet Verified |  |  | 5019 | 105.7 | 47.5 |  |  | 5000
PYHJKEJ9 | Hubbell Lighting | Columbia Lighting | LXEP4-50ML-DFA-ED | Outdoor Luminaires | Mid Output | Parking Garage Luminaires | Standard | FALSE | [9 empty] | 6/22/2015 12:00:00 AM | Dimmable | Continuous Below 10 | Not Yet Verified |  |  | 5019 | 105.7 | 47.5 |  |  | 5000
PKREFDWW | Hubbell Lighting | Columbia Lighting | LXEP4-50HL-DCA-ED | Outdoor Luminaires | Mid Output | Parking Garage Luminaires | Standard | FALSE | [9 empty] | 6/22/2015 12:00:00 AM | Dimmable | Continuous Below 10 | Not Yet Verified |  |  | 5603.8125 | 111.629731075697 | 50.2 |  |  | 5000
PU4P81A2 | Hubbell Lighting | Columbia Lighting | LXEP4-50VL-DCA-E | Outdoor Luminaires | Mid Output | Parking Garage Luminaires | Standard | FALSE | [9 empty] | 6/22/2015 12:00:00 AM | Not Dimmable | Not Dimmable | Not Yet Verified |  |  | 7260 | 108.196721311475 | 67.1 |  |  | 5000
PH8YDNDT | Hubbell Lighting | Columbia Lighting | LXEP4-50VL-DFA-E | Outdoor Luminaires | Mid Output | Parking Garage Luminaires | Standard | FALSE | [9 empty] | 6/22/2015 12:00:00 AM | Not Dimmable | Not Dimmable | Not Yet Verified |  |  | 7128 | 106.229508196721 | 67.1 |  |  | 5000
PECY6A12 | Hubbell Lighting | Columbia Lighting | LXEP4-50XL-DCA-E | Outdoor Luminaires | Mid Output | Parking Garage Luminaires | Standard | FALSE | [9 empty] | 6/22/2015 12:00:00 AM | Not Dimmable | Not Dimmable | Not Yet Verified |  |  | 9696.59016393443 | 94.1416520770333 | 103 |  |  | 5000
PX1GNW5G | Hubbell Lighting | Columbia Lighting | LXEP4-50XL-DCA-ED | Outdoor Luminaires | Mid Output | Parking Garage Luminaires | Standard | FALSE | [9 empty] | 6/22/2015 12:00:00 AM | Dimmable | Continuous Below 10 | Not Yet Verified |  |  | 9696.59016393443 | 94.1416520770333 | 103 |  |  | 5000
PHMWDM8A | Hubbell Lighting | Columbia Lighting | LXEP4-50XL-DFA-E | Outdoor Luminaires | Mid Output | Parking Garage Luminaires | Standard | FALSE | [9 empty] | 6/22/2015 12:00:00 AM | Not Dimmable | Not Dimmable | Not Yet Verified |  |  | 9502.91803278689 | 92.1718528883306 | 103.1 |  |  | 5000
PZVT5ATC | Hubbell Lighting | Columbia Lighting | LXEP4-35LW-DFA-ED | Outdoor Luminaires | Low Output | Parking Garage Luminaires | Standard | FALSE | [9 empty] | 6/22/2015 12:00:00 AM | Dimmable | Continuous Below 10 | Not Yet Verified |  |  | 3900.91803278689 | 106.58245991221 | 36.6 |  |  | 3500
PUNDTPXW | Hubbell Lighting | Columbia Lighting | LXEP8-30LW-DCA-ED | Outdoor Luminaires | Mid Output | Parking Garage Luminaires | Standard | FALSE | [9 empty] | 6/22/2015 12:00:00 AM | Dimmable | Continuous Below 10 | Not Yet Verified |  |  | 7704 | 105.2 | 73.2 |  |  | 3000
PWDPS115 | Hubbell Lighting | Columbia Lighting | LXEP8-30LW-DFA-ED | Outdoor Luminaires | Mid Output | Parking Garage Luminaires | Standard | FALSE | [9 empty] | 6/22/2015 12:00:00 AM | Dimmable | Continuous Below 10 | Not Yet Verified |  |  | 7676 | 104.9 | 73.2 |  |  | 3000
P8TV7KQC | Hubbell Lighting | Columbia Lighting | LXEP8-30ML-DFA-E | Outdoor Luminaires | Mid Output | Parking Garage Luminaires | Standard | FALSE | [9 empty] | 6/22/2015 12:00:00 AM | Not Dimmable | Not Dimmable | Not Yet Verified |  |  | 9277.54545454545 | 97.4532085561497 | 95.2 |  |  | 3000
PJPA8TAK | Hubbell Lighting | Columbia Lighting | LXEP8-30ML-DFA-ED | Outdoor Luminaires | Mid Output | Parking Garage Luminaires | Standard | FALSE | [9 empty] | 6/22/2015 12:00:00 AM | Dimmable | Continuous Below 10 | Not Yet Verified |  |  | 9277.54545454545 | 97.4532085561497 | 95.2 |  |  | 3000
PY9XUSRF | Hubbell Lighting | Columbia Lighting | LXEP8-30VL-DCA-ED | Outdoor Luminaires | High Output | Parking Garage Luminaires | Standard | FALSE | [9 empty] | 6/22/2015 12:00:00 AM | Dimmable | Continuous Below 10 | Not Yet Verified |  |  | 13420 | 100 | 134.2 |  |  | 3000
PDRUMMUY | Hubbell Lighting | Columbia Lighting | LXEP8-35LW-DCA-ED | Outdoor Luminaires | Mid Output | Parking Garage Luminaires | Standard | FALSE | [9 empty] | 6/22/2015 12:00:00 AM | Dimmable | Continuous Below 10 | Not Yet Verified |  |  | 7830.29508196721 | 106.97124428917 | 73.2 |  |  | 3500
PBM1EJU1 | Hubbell Lighting | Columbia Lighting | LXEP8-35LW-DFA-E | Outdoor Luminaires | Mid Output | Parking Garage Luminaires | Standard | FALSE | [9 empty] | 6/22/2015 12:00:00 AM | Not Dimmable | Not Dimmable | Not Yet Verified |  |  | 7801.83606557377 | 106.58245991221 | 73.2 |  |  | 3500
P1WHUF6M | Hubbell Lighting | Columbia Lighting | LXEP8-35LW-DFA-ED | Outdoor Luminaires | Mid Output | Parking Garage Luminaires | Standard | FALSE | [9 empty] | 6/22/2015 12:00:00 AM | Dimmable | Continuous Below 10 | Not Yet Verified |  |  | 7801.83606557377 | 106.58245991221 | 73.2 |  |  | 3500
PVRYZXRD | Hubbell Lighting | Columbia Lighting | LXEP4-40ML-DFA-ED | Outdoor Luminaires | Low Output | Parking Garage Luminaires | Standard | FALSE | [9 empty] | 6/22/2015 12:00:00 AM | Dimmable | Continuous Below 10 | Not Yet Verified |  |  | 4866.90909090909 | 102.245989304813 | 47.6 |  |  | 4000
PY5B94V1 | Hubbell Lighting | Columbia Lighting | LXEP4-40HL-DCA-ED | Outdoor Luminaires | Mid Output | Parking Garage Luminaires | Standard | FALSE | [9 empty] | 6/22/2015 12:00:00 AM | Dimmable | Continuous Below 10 | Not Yet Verified |  |  | 5434 | 108.2 | 50.2 |  |  | 4000
PRNTXEWG | Hubbell Lighting | Columbia Lighting | LXEP8-35ML-DCA-ED | Outdoor Luminaires | Mid Output | Parking Garage Luminaires | Standard | FALSE | [9 empty] | 6/22/2015 12:00:00 AM | Dimmable | Continuous Below 10 | Not Yet Verified |  |  | 9495.39393939394 | 99.7415329768271 | 95.2 |  |  | 3500
PTY2ZFRZ | Hubbell Lighting | Columbia Lighting | LXEP8-35VL-DCA-E | Outdoor Luminaires | High Output | Parking Garage Luminaires | Standard | FALSE | [9 empty] | 6/22/2015 12:00:00 AM | Not Dimmable | Not Dimmable | Not Yet Verified |  |  | 13640 | 101.639344262295 | 134.2 |  |  | 3500
P5CBTS45 | Hubbell Lighting | Columbia Lighting | LXEP8-35VL-DCA-ED | Outdoor Luminaires | High Output | Parking Garage Luminaires | Standard | FALSE | [9 empty] | 6/22/2015 12:00:00 AM | Dimmable | Continuous Below 10 | Not Yet Verified |  |  | 13640 | 101.639344262295 | 134.2 |  |  | 3500
PCD97AK6 | Hubbell Lighting | Columbia Lighting | LXEP8-35VL-DFA-E | Outdoor Luminaires | High Output | Parking Garage Luminaires | Standard | FALSE | [9 empty] | 6/22/2015 12:00:00 AM | Not Dimmable | Not Dimmable | Not Yet Verified |  |  | 13392 | 99.7913561847988 | 134.2 |  |  | 3500
P6KS8ZVX | Hubbell Lighting | Columbia Lighting | LXEP8-40ML-DCA-ED | Outdoor Luminaires | Mid Output | Parking Garage Luminaires | Standard | FALSE | [9 empty] | 6/22/2015 12:00:00 AM | Dimmable | Continuous Below 10 | Not Yet Verified |  |  | 9801.69696969697 | 102.959001782531 | 95.2 |  |  | 4000
PXDVBT1F | Hubbell Lighting | Columbia Lighting | LXEP4-30HL-DCA-ED | Outdoor Luminaires | Mid Output | Parking Garage Luminaires | Standard | FALSE | [9 empty] | 6/22/2015 12:00:00 AM | Dimmable | Continuous Below 10 | Not Yet Verified |  |  | 5179.28125 | 103.172933266932 | 50.2 |  |  | 3000
PHPY9KRP | Hubbell Lighting | Columbia Lighting | LXEP4-40HL-DFA-ED | Outdoor Luminaires | Mid Output | Parking Garage Luminaires | Standard | FALSE | [9 empty] | 6/22/2015 12:00:00 AM | Dimmable | Continuous Below 10 | Not Yet Verified |  |  | 5419 | 107.9 | 50.2 |  |  | 4000
PVJCGRA9 | Hubbell Lighting | Columbia Lighting | LXEP4-40VL-DCA-ED | Outdoor Luminaires | Mid Output | Parking Garage Luminaires | Standard | FALSE | [9 empty] | 6/22/2015 12:00:00 AM | Dimmable | Continuous Below 10 | Not Yet Verified |  |  | 7040 | 104.918032786885 | 67.1 |  |  | 4000
P73HJM3Y | Hubbell Lighting | Columbia Lighting | LXEP4-40VL-DFA-ED | Outdoor Luminaires | Mid Output | Parking Garage Luminaires | Standard | FALSE | [9 empty] | 6/22/2015 12:00:00 AM | Dimmable | Continuous Below 10 | Not Yet Verified |  |  | 6912 | 103.01043219076 | 67.1 |  |  | 4000
PF5NWXRM | Hubbell Lighting | Columbia Lighting | LXEP4-50HL-DFA-E | Outdoor Luminaires | Mid Output | Parking Garage Luminaires | Standard | FALSE | [9 empty] | 6/22/2015 12:00:00 AM | Not Dimmable | Not Dimmable | Not Yet Verified |  |  | 5588.34375 | 111.321588645418 | 50.2 |  |  | 5000
P81YEWV2 | Hubbell Lighting | Columbia Lighting | LXEP4-40LW-DFA-ED | Outdoor Luminaires | Low Output | Parking Garage Luminaires | Standard | FALSE | [9 empty] | 6/22/2015 12:00:00 AM | Dimmable | Continuous Below 10 | Not Yet Verified |  |  | 4026.75409836066 | 110.020603780346 | 36.6 |  |  | 4000
PW4VQK2C | Hubbell Lighting | Columbia Lighting | LXEP8-30HL-DFA-ED | Outdoor Luminaires | High Output | Parking Garage Luminaires | Standard | FALSE | [9 empty] | 6/22/2015 12:00:00 AM | Dimmable | Continuous Below 10 | Not Yet Verified |  |  | 10329.96875 | 102.888134960159 | 100.4 |  |  | 3000
P4RVU8N4 | Hubbell Lighting | Columbia Lighting | LXEP8-35ML-DFA-ED | Outdoor Luminaires | Mid Output | Parking Garage Luminaires | Standard | FALSE | [9 empty] | 6/22/2015 12:00:00 AM | Dimmable | Continuous Below 10 | Not Yet Verified |  |  | 9429.63636363636 | 99.0508021390374 | 95.2 |  |  | 3500
PCBAPUZJ | Hubbell Lighting | Columbia Lighting | LXEP4-30LW-DFA-ED | Outdoor Luminaires | Low Output | Parking Garage Luminaires | Standard | FALSE | [9 empty] | 6/22/2015 12:00:00 AM | Dimmable | Continuous Below 10 | Not Yet Verified |  |  | 3838 | 104.9 | 36.6 |  |  | 3000
P6YGYCZ3 | Hubbell Lighting | Columbia Lighting | LXEP4-40VW-DFA-EDU | Outdoor Luminaires | Low Output | Parking Garage Luminaires | Standard | FALSE | [9 empty] | 10/9/2015 12:00:00 AM | Dimmable | Continuous Above 10 | No |  |  | 3079.9076 | 113.231897058824 | 27.2 | 9.2 | 0.945 | 4000 | 84
P34H8AGZ | Hubbell Lighting | Columbia Lighting | LXEP4-40VL-DCA-E | Outdoor Luminaires | Mid Output | Parking Garage Luminaires | Standard | FALSE | [9 empty] | 6/22/2015 12:00:00 AM | Not Dimmable | Not Dimmable | Not Yet Verified |  |  | 7040 | 104.918032786885 | 67.1 |  |  | 4000
PGF9YV16 | Hubbell Lighting | Columbia Lighting | LXEP4-40XL-DCA-E | Outdoor Luminaires | Mid Output | Parking Garage Luminaires | Standard | FALSE | [9 empty] | 6/22/2015 12:00:00 AM | Not Dimmable | Not Dimmable | Not Yet Verified |  |  | 9402.75409836066 | 91.2888747413656 | 103 |  |  | 4000
PN7ZS3Y2 | Hubbell Lighting | Columbia Lighting | LXEP4-50VL-DFA-ED | Outdoor Luminaires | Mid Output | Parking Garage Luminaires | Standard | FALSE | [9 empty] | 6/22/2015 12:00:00 AM | Dimmable | Continuous Below 10 | Not Yet Verified |  |  | 7128 | 106.229508196721 | 67.1 |  |  | 5000
PTX8MBZJ | Hubbell Lighting | Columbia Lighting | LXEP4-35LW-DFA-E | Outdoor Luminaires | Low Output | Parking Garage Luminaires | Standard | FALSE | [9 empty] | 6/22/2015 12:00:00 AM | Not Dimmable | Not Dimmable | Not Yet Verified |  |  | 3900.91803278689 | 106.58245991221 | 36.6 |  |  | 3500
PD7N9VM6 | Hubbell Lighting | Columbia Lighting | LXEP4-40LW-DCA-ED | Outdoor Luminaires | Low Output | Parking Garage Luminaires | Standard | FALSE | [9 empty] | 6/22/2015 12:00:00 AM | Dimmable | Continuous Below 10 | Not Yet Verified |  |  | 4041.44262295082 | 110.42192958882 | 36.6 |  |  | 4000
PJ6F9FEX | Hubbell Lighting | Columbia Lighting | LXEP8-30XL-DCA-E | Outdoor Luminaires | High Output | Parking Garage Luminaires | Standard | FALSE | [9 empty] | 6/22/2015 12:00:00 AM | Not Dimmable | Not Dimmable | Not Yet Verified |  |  | 17924 | 87 | 206 |  |  | 3000
PVN192TQ | Hubbell Lighting | Columbia Lighting | LXEP8-35LW-DCA-E | Outdoor Luminaires | Mid Output | Parking Garage Luminaires | Standard | FALSE | [9 empty] | 6/22/2015 12:00:00 AM | Not Dimmable | Not Dimmable | Not Yet Verified |  |  | 7830.29508196721 | 106.97124428917 | 73.2 |  |  | 3500
PX1J8JR9 | Hubbell Lighting | Columbia Lighting | LXEP8-40HL-DCA-ED | Outdoor Luminaires | High Output | Parking Garage Luminaires | Standard | FALSE | [9 empty] | 6/22/2015 12:00:00 AM | Dimmable | Continuous Below 10 | Not Yet Verified |  |  | 10868 | 108.2 | 100.4 |  |  | 4000
PSWQC6NZ | Hubbell Lighting | Columbia Lighting | LXEP4-30ML-DCA-ED | Outdoor Luminaires | Low Output | Parking Garage Luminaires | Standard | FALSE | [9 empty] | 6/22/2015 12:00:00 AM | Dimmable | Continuous Below 10 | Not Yet Verified |  |  | 4671.12121212121 | 98.132798573975 | 47.6 |  |  | 3000
PEBC9BAG | Hubbell Lighting | Columbia Lighting | LXEP4-30ML-DFA-ED | Outdoor Luminaires | Low Output | Parking Garage Luminaires | Standard | FALSE | [9 empty] | 6/22/2015 12:00:00 AM | Dimmable | Continuous Below 10 | Not Yet Verified |  |  | 4638.77272727273 | 97.4532085561497 | 47.6 |  |  | 3000
P6WJEQV2 | Hubbell Lighting | Columbia Lighting | LXEP4-30HL-DCA-E | Outdoor Luminaires | Mid Output | Parking Garage Luminaires | Standard | FALSE | [9 empty] | 6/22/2015 12:00:00 AM | Not Dimmable | Not Dimmable | Not Yet Verified |  |  | 5179.28125 | 103.172933266932 | 50.2 |  |  | 3000
PNVNEYR8 | Hubbell Lighting | Columbia Lighting | LXEP8-35XL-DCA-E | Outdoor Luminaires | High Output | Parking Garage Luminaires | Standard | FALSE | [9 empty] | 6/22/2015 12:00:00 AM | Not Dimmable | Not Dimmable | Not Yet Verified |  |  | 18217.8360655738 | 88.4360974056979 | 206 |  |  | 3500
PFEZQSBZ | Hubbell Lighting | Columbia Lighting | LXEP2-35LW-DCA-EU | Outdoor Luminaires | Low Output | Parking Garage Luminaires | Standard | FALSE | [9 empty] | 10/9/2015 12:00:00 AM | Not Dimmable | Not Dimmable | No |  |  | 3076.32 | 93.2218181818182 | 33 | 9.8 | 0.96 | 3500 | 84
PR288F1T | Hubbell Lighting | Columbia Lighting | LXEP8-35VW-DCA-EDU | Outdoor Luminaires | Mid Output | Parking Garage Luminaires | Standard | FALSE | [9 empty] | 10/9/2015 12:00:00 AM | Dimmable | Continuous Above 10 | No |  |  | 6074 | 111.654411764706 | 54.4 | 9.2 | 0.945 | 3500 | 84
PS6MF7TA | Hubbell Lighting | Columbia Lighting | LXEP8-50XL-DCA-E | Outdoor Luminaires | High Output | Parking Garage Luminaires | Standard | FALSE | [9 empty] | 6/22/2015 12:00:00 AM | Not Dimmable | Not Dimmable | Not Yet Verified |  |  | 19393.1803278689 | 94.1416520770333 | 206 |  |  | 5000
P76NPZ9F | Hubbell Lighting | Columbia Lighting | LXEP4-40VW-DFA-EU | Outdoor Luminaires | Low Output | Parking Garage Luminaires | Standard | FALSE | [9 empty] | 10/9/2015 12:00:00 AM | Not Dimmable | Not Dimmable | No |  |  | 3079.9076 | 113.231897058824 | 27.2 | 9.2 | 0.945 | 4000 | 84
PJR1FBA2 | Hubbell Lighting | Columbia Lighting | LXEP8-40XL-DCA-E | Outdoor Luminaires | High Output | Parking Garage Luminaires | Standard | FALSE | [9 empty] | 6/22/2015 12:00:00 AM | Not Dimmable | Not Dimmable | Not Yet Verified |  |  | 18805.5081967213 | 91.2888747413656 | 206 |  |  | 4000
PCQVP8Y3 | Hubbell Lighting | Columbia Lighting | LXEP4-30VL-DFA-ED | Outdoor Luminaires | Mid Output | Parking Garage Luminaires | Standard | FALSE | [9 empty] | 6/22/2015 12:00:00 AM | Dimmable | Continuous Below 10 | Not Yet Verified |  |  | 6588 | 98.2 | 67.1 |  |  | 3000
P6Y1RY5R | Hubbell Lighting | Columbia Lighting | LXEP8-50XL-DCA-ED | Outdoor Luminaires | High Output | Parking Garage Luminaires | Standard | FALSE | [9 empty] | 6/22/2015 12:00:00 AM | Dimmable | Continuous Below 10 | Not Yet Verified |  |  | 19393.1803278689 | 94.1416520770333 | 206 |  |  | 5000
PBGE8F13 | Hubbell Lighting | Columbia Lighting | LXEP8-50LW-DFA-ED | Outdoor Luminaires | Mid Output | Parking Garage Luminaires | Standard | FALSE | [9 empty] | 6/22/2015 12:00:00 AM | Dimmable | Continuous Below 10 | Not Yet Verified |  |  | 8305.18032786885 | 113.458747648482 | 73.2 |  |  | 5000
P2TN6Q8B | Hubbell Lighting | Columbia Lighting | LXEP4-35ML-DFA-ED | Outdoor Luminaires | Low Output | Parking Garage Luminaires | Standard | FALSE | [9 empty] | 6/22/2015 12:00:00 AM | Dimmable | Continuous Below 10 | Not Yet Verified |  |  | 4714.81818181818 | 99.0508021390374 | 47.6 |  |  | 3500
PN8Y7X5K | Hubbell Lighting | Columbia Lighting | LXEP4-40LW-DFA-E | Outdoor Luminaires | Low Output | Parking Garage Luminaires | Standard | FALSE | [9 empty] | 6/22/2015 12:00:00 AM | Not Dimmable | Not Dimmable | Not Yet Verified |  |  | 4026.75409836066 | 110.020603780346 | 36.6 |  |  | 4000
PFD5PURS | Hubbell Lighting | Columbia Lighting | LXEP8-30VL-DCA-E | Outdoor Luminaires | High Output | Parking Garage Luminaires | Standard | FALSE | [9 empty] | 6/22/2015 12:00:00 AM | Not Dimmable | Not Dimmable | Not Yet Verified |  |  | 13420 | 100 | 134.2 |  |  | 3000
PXEDCFSF | Hubbell Lighting | Columbia Lighting | LXEP4-40ML-DCA-ED | Outdoor Luminaires | Low Output | Parking Garage Luminaires | Standard | FALSE | [9 empty] | 6/22/2015 12:00:00 AM | Dimmable | Continuous Below 10 | Not Yet Verified |  |  | 4900.84848484849 | 102.959001782531 | 47.6 |  |  | 4000
PFMJM1HF | Hubbell Lighting | Columbia Lighting | LXEP4-30ML-DCA-E | Outdoor Luminaires | Low Output | Parking Garage Luminaires | Standard | FALSE | [9 empty] | 6/22/2015 12:00:00 AM | Not Dimmable | Not Dimmable | Not Yet Verified |  |  | 4671.12121212121 | 98.132798573975 | 47.6 |  |  | 3000
PQM66GZZ | Hubbell Lighting | Columbia Lighting | LXEP4-35HL-DFA-ED | Outdoor Luminaires | Mid Output | Parking Garage Luminaires | Standard | FALSE | [9 empty] | 6/22/2015 12:00:00 AM | Dimmable | Continuous Below 10 | Not Yet Verified |  |  | 5249.65625 | 104.574825697211 | 50.2 |  |  | 3500
PNVJFGDK | Hubbell Lighting | Columbia Lighting | LXEP4-35VL-DCA-E | Outdoor Luminaires | Mid Output | Parking Garage Luminaires | Standard | FALSE | [9 empty] | 6/22/2015 12:00:00 AM | Not Dimmable | Not Dimmable | Not Yet Verified |  |  | 6820 | 101.639344262295 | 67.1 |  |  | 3500
PHXN3VNF | Hubbell Lighting | Columbia Lighting | LXEP4-35VL-DFA-E | Outdoor Luminaires | Mid Output | Parking Garage Luminaires | Standard | FALSE | [9 empty] | 6/22/2015 12:00:00 AM | Not Dimmable | Not Dimmable | Not Yet Verified |  |  | 6696 | 99.7913561847988 | 67.1 |  |  | 3500
PRTNDJDJ | Hubbell Lighting | Columbia Lighting | LXEP4-35XL-DCA-E | Outdoor Luminaires | Mid Output | Parking Garage Luminaires | Standard | FALSE | [9 empty] | 6/22/2015 12:00:00 AM | Not Dimmable | Not Dimmable | Not Yet Verified |  |  | 9108.91803278689 | 88.4360974056979 | 103 |  |  | 3500
PXHT2ZV2 | Hubbell Lighting | Columbia Lighting | LXEP4-40VL-DFA-E | Outdoor Luminaires | Mid Output | Parking Garage Luminaires | Standard | FALSE | [9 empty] | 6/22/2015 12:00:00 AM | Not Dimmable | Not Dimmable | Not Yet Verified |  |  | 6912 | 103.01043219076 | 67.1 |  |  | 4000
PA3CZD9A | Hubbell Lighting | Columbia Lighting | LXEP4-50ML-DCA-E | Outdoor Luminaires | Mid Output | Parking Garage Luminaires | Standard | FALSE | [9 empty] | 6/22/2015 12:00:00 AM | Not Dimmable | Not Dimmable | Not Yet Verified |  |  | 5054 | 105.7 | 47.8 |  |  | 5000
PAPS79MC | Hubbell Lighting | Columbia Lighting | LXEP4-50HL-DCA-E | Outdoor Luminaires | Mid Output | Parking Garage Luminaires | Standard | FALSE | [9 empty] | 6/22/2015 12:00:00 AM | Not Dimmable | Not Dimmable | Not Yet Verified |  |  | 5603.8125 | 111.629731075697 | 50.2 |  |  | 5000
PJHPJDMM | Hubbell Lighting | Columbia Lighting | LXEP4-50HL-DFA-ED | Outdoor Luminaires | Mid Output | Parking Garage Luminaires | Standard | FALSE | [9 empty] | 6/22/2015 12:00:00 AM | Dimmable | Continuous Below 10 | Not Yet Verified |  |  | 5588.34375 | 111.321588645418 | 50.2 |  |  | 5000
P8XB9UEP | Hubbell Lighting | Columbia Lighting | LXEP4-50VL-DCA-ED | Outdoor Luminaires | Mid Output | Parking Garage Luminaires | Standard | FALSE | [9 empty] | 6/22/2015 12:00:00 AM | Dimmable | Continuous Below 10 | Not Yet Verified |  |  | 7260 | 108.196721311475 | 67.1 |  |  | 5000
P7V598BE | Hubbell Lighting | Columbia Lighting | LXEP4-40HL-DCA-E | Outdoor Luminaires | Mid Output | Parking Garage Luminaires | Standard | FALSE | [9 empty] | 6/22/2015 12:00:00 AM | Not Dimmable | Not Dimmable | Not Yet Verified |  |  | 5434 | 108.2 | 50.2 |  |  | 4000
P4U5RPEK | Hubbell Lighting | Columbia Lighting | LXEP4-40HL-DFA-E | Outdoor Luminaires | Mid Output | Parking Garage Luminaires | Standard | FALSE | [9 empty] | 6/22/2015 12:00:00 AM | Not Dimmable | Not Dimmable | Not Yet Verified |  |  | 5419 | 107.9 | 50.2 |  |  | 4000
P429JEV7 | Hubbell Lighting | Columbia Lighting | LXEP4-30VL-DFA-E | Outdoor Luminaires | Mid Output | Parking Garage Luminaires | Standard | FALSE | [9 empty] | 6/22/2015 12:00:00 AM | Not Dimmable | Not Dimmable | Not Yet Verified |  |  | 6588 | 98.2 | 67.1 |  |  | 3000
P7JMK3UH | Hubbell Lighting | Columbia Lighting | LXEP4-30XL-DCA-ED | Outdoor Luminaires | Mid Output | Parking Garage Luminaires | Standard | FALSE | [9 empty] | 6/22/2015 12:00:00 AM | Dimmable | Continuous Below 10 | Not Yet Verified |  |  | 8962 | 87 | 103 |  |  | 3000
P6YR7MA3 | Hubbell Lighting | Columbia Lighting | LXEP8-30LW-DCA-E | Outdoor Luminaires | Mid Output | Parking Garage Luminaires | Standard | FALSE | [9 empty] | 6/22/2015 12:00:00 AM | Not Dimmable | Not Dimmable | Not Yet Verified |  |  | 7704 | 105.2 | 73.2 |  |  | 3000
PSBBT1GT | Hubbell Lighting | Columbia Lighting | LXEP4-35ML-DCA-ED | Outdoor Luminaires | Low Output | Parking Garage Luminaires | Standard | FALSE | [9 empty] | 6/22/2015 12:00:00 AM | Dimmable | Continuous Below 10 | Not Yet Verified |  |  | 4747.69696969697 | 99.7415329768271 | 47.6 |  |  | 3500
PGR11JKE | Hubbell Lighting | Columbia Lighting | LXEP8-30LW-DFA-E | Outdoor Luminaires | Mid Output | Parking Garage Luminaires | Standard | FALSE | [9 empty] | 6/22/2015 12:00:00 AM | Not Dimmable | Not Dimmable | Not Yet Verified |  |  | 7676 | 104.9 | 73.2 |  |  | 3000
PNUE46V1 | Hubbell Lighting | Columbia Lighting | LXEP8-30ML-DCA-E | Outdoor Luminaires | Mid Output | Parking Garage Luminaires | Standard | FALSE | [9 empty] | 6/22/2015 12:00:00 AM | Not Dimmable | Not Dimmable | Not Yet Verified |  |  | 9342.24242424242 | 98.132798573975 | 95.2 |  |  | 3000
PZMRQ6SX | Hubbell Lighting | Columbia Lighting | LXEP8-30HL-DFA-E | Outdoor Luminaires | High Output | Parking Garage Luminaires | Standard | FALSE | [9 empty] | 6/22/2015 12:00:00 AM | Not Dimmable | Not Dimmable | Not Yet Verified |  |  | 10329.96875 | 102.888134960159 | 100.4 |  |  | 3000
PT6QHV8V | Hubbell Lighting | Columbia Lighting | LXEP8-30VL-DFA-E | Outdoor Luminaires | High Output | Parking Garage Luminaires | Standard | FALSE | [9 empty] | 6/22/2015 12:00:00 AM | Not Dimmable | Not Dimmable | Not Yet Verified |  |  | 13176 | 98.2 | 134.2 |  |  | 3000
PCUTXUY8 | Hubbell Lighting | Columbia Lighting | LXEP8-30VL-DFA-ED | Outdoor Luminaires | High Output | Parking Garage Luminaires | Standard | FALSE | [9 empty] | 6/22/2015 12:00:00 AM | Dimmable | Continuous Below 10 | Not Yet Verified |  |  | 13176 | 98.2 | 134.2 |  |  | 3000
PM46PASC | Hubbell Lighting | Columbia Lighting | LXEP8-30XL-DFA-E | Outdoor Luminaires | High Output | Parking Garage Luminaires | Standard | FALSE | [9 empty] | 6/22/2015 12:00:00 AM | Not Dimmable | Not Dimmable | Not Yet Verified |  |  | 17566 | 85.2 | 206.2 |  |  | 3000
P7EG14SD | Hubbell Lighting | Columbia Lighting | LXEP8-30XL-DFA-ED | Outdoor Luminaires | High Output | Parking Garage Luminaires | Standard | FALSE | [9 empty] | 6/22/2015 12:00:00 AM | Dimmable | Continuous Below 10 | Not Yet Verified |  |  | 17566 | 85.2 | 206.2 |  |  | 3000
P19JMXTK | Hubbell Lighting | Columbia Lighting | LXEP8-35ML-DCA-E | Outdoor Luminaires | Mid Output | Parking Garage Luminaires | Standard | FALSE | [9 empty] | 6/22/2015 12:00:00 AM | Not Dimmable | Not Dimmable | Not Yet Verified |  |  | 9495.39393939394 | 99.7415329768271 | 95.2 |  |  | 3500
PXTKSWKM | Hubbell Lighting | Columbia Lighting | LXEP4-40ML-DFA-E | Outdoor Luminaires | Low Output | Parking Garage Luminaires | Standard | FALSE | [9 empty] | 6/22/2015 12:00:00 AM | Not Dimmable | Not Dimmable | Not Yet Verified |  |  | 4866.90909090909 | 102.245989304813 | 47.6 |  |  | 4000
PCCU5JDX | Hubbell Lighting | Columbia Lighting | LXEP4-50LW-DCA-ED | Outdoor Luminaires | Low Output | Parking Garage Luminaires | Standard | FALSE | [9 empty] | 6/22/2015 12:00:00 AM | Dimmable | Continuous Below 10 | Not Yet Verified |  |  | 4167.73770491803 | 113.872614888471 | 36.6 |  |  | 5000
PQS9MVTX | Hubbell Lighting | Columbia Lighting | LXEP4-50LW-DFA-E | Outdoor Luminaires | Low Output | Parking Garage Luminaires | Standard | FALSE | [9 empty] | 6/22/2015 12:00:00 AM | Not Dimmable | Not Dimmable | Not Yet Verified |  |  | 4152.59016393443 | 113.458747648482 | 36.6 |  |  | 5000
PA9MHSCB | Hubbell Lighting | Columbia Lighting | LXEP4-50LW-DFA-ED | Outdoor Luminaires | Low Output | Parking Garage Luminaires | Standard | FALSE | [9 empty] | 6/22/2015 12:00:00 AM | Dimmable | Continuous Below 10 | Not Yet Verified |  |  | 4152.59016393443 | 113.458747648482 | 36.6 |  |  | 5000
PNNCY8P6 | Hubbell Lighting | Columbia Lighting | LXEP8-35ML-DFA-E | Outdoor Luminaires | Mid Output | Parking Garage Luminaires | Standard | FALSE | [9 empty] | 6/22/2015 12:00:00 AM | Not Dimmable | Not Dimmable | Not Yet Verified |  |  | 9429.63636363636 | 99.0508021390374 | 95.2 |  |  | 3500
PSJ9ZAPW | Hubbell Lighting | Columbia Lighting | LXEP8-35HL-DCA-ED | Outdoor Luminaires | High Output | Parking Garage Luminaires | Standard | FALSE | [9 empty] | 6/22/2015 12:00:00 AM | Dimmable | Continuous Below 10 | Not Yet Verified |  |  | 10528.375 | 104.864292828685 | 100.4 |  |  | 3500
P8GSE8UP | Hubbell Lighting | Columbia Lighting | LXEP8-35HL-DFA-E | Outdoor Luminaires | High Output | Parking Garage Luminaires | Standard | FALSE | [9 empty] | 6/22/2015 12:00:00 AM | Not Dimmable | Not Dimmable | Not Yet Verified |  |  | 10499.3125 | 104.574825697211 | 100.4 |  |  | 3500
PHE5HSQ7 | Hubbell Lighting | Columbia Lighting | LXEP8-35HL-DFA-ED | Outdoor Luminaires | High Output | Parking Garage Luminaires | Standard | FALSE | [9 empty] | 6/22/2015 12:00:00 AM | Dimmable | Continuous Below 10 | Not Yet Verified |  |  | 10499.3125 | 104.574825697211 | 100.4 |  |  | 3500
PB6KSEBJ | Hubbell Lighting | Columbia Lighting | LXEP8-35XL-DFA-ED | Outdoor Luminaires | High Output | Parking Garage Luminaires | Standard | FALSE | [9 empty] | 6/22/2015 12:00:00 AM | Dimmable | Continuous Below 10 | Not Yet Verified |  |  | 17853.9672131148 | 86.5856799860075 | 206.2 |  |  | 3500
P6GQ2HE6 | Hubbell Lighting | Columbia Lighting | LXEP8-40ML-DFA-ED | Outdoor Luminaires | Mid Output | Parking Garage Luminaires | Standard | FALSE | [9 empty] | 6/22/2015 12:00:00 AM | Dimmable | Continuous Below 10 | Not Yet Verified |  |  | 9733.81818181818 | 102.245989304813 | 95.2 |  |  | 4000
PW63MYE3 | Hubbell Lighting | Columbia Lighting | LXEP8-40HL-DFA-ED | Outdoor Luminaires | High Output | Parking Garage Luminaires | Standard | FALSE | [9 empty] | 6/22/2015 12:00:00 AM | Dimmable | Continuous Below 10 | Not Yet Verified |  |  | 10838 | 107.9 | 100.4 |  |  | 4000
PRPNMGFH | Hubbell Lighting | Columbia Lighting | LXEP8-40VL-DFA-E | Outdoor Luminaires | High Output | Parking Garage Luminaires | Standard | FALSE | [9 empty] | 6/22/2015 12:00:00 AM | Not Dimmable | Not Dimmable | Not Yet Verified |  |  | 13824 | 103.01043219076 | 134.2 |  |  | 4000
PFJUX4T4 | Hubbell Lighting | Columbia Lighting | LXEP8-50VL-DFA-E | Outdoor Luminaires | High Output | Parking Garage Luminaires | Standard | FALSE | [9 empty] | 6/22/2015 12:00:00 AM | Not Dimmable | Not Dimmable | Not Yet Verified |  |  | 14256 | 106.229508196721 | 134.2 |  |  | 5000
PKTAZXP4 | Hubbell Lighting | Columbia Lighting | LXEP8-50XL-DFA-ED | Outdoor Luminaires | High Output | Parking Garage Luminaires | Standard | FALSE | [9 empty] | 6/22/2015 12:00:00 AM | Dimmable | Continuous Below 10 | Not Yet Verified |  |  | 19005.8360655738 | 92.1718528883306 | 206.2 |  |  | 5000
PB1ZBRSV | Hubbell Lighting | Columbia Lighting | LXEP8-50ML-DCA-E | Outdoor Luminaires | High Output | Parking Garage Luminaires | Standard | FALSE | [9 empty] | 6/22/2015 12:00:00 AM | Not Dimmable | Not Dimmable | Not Yet Verified |  |  | 10108 | 105.7 | 95.6 |  |  | 5000
PAHQEPZF | Hubbell Lighting | Columbia Lighting | LXEP2-35LW-DFA-EU | Outdoor Luminaires | Low Output | Parking Garage Luminaires | Standard | FALSE | [9 empty] | 10/9/2015 12:00:00 AM | Not Dimmable | Not Dimmable | No |  |  | 3015.87 | 91.39 | 33 | 9.8 | 0.96 | 3500 | 84
PVJP4VVZ | Hubbell Lighting | Columbia Lighting | LXEP2-35LW-DFA-EDU | Outdoor Luminaires | Low Output | Parking Garage Luminaires | Standard | FALSE | [9 empty] | 10/9/2015 12:00:00 AM | Dimmable | Continuous Above 10 | No |  |  | 3015.87 | 91.39 | 33 | 9.8 | 0.96 | 3500 | 84
PSEJV9TE | Hubbell Lighting | Columbia Lighting | LXEP2-40LW-DFA-EU | Outdoor Luminaires | Low Output | Parking Garage Luminaires | Standard | FALSE | [9 empty] | 10/9/2015 12:00:00 AM | Not Dimmable | Not Dimmable | No |  |  | 3119.9064 | 94.5426181818182 | 33 | 9.8 | 0.96 | 4000 | 84
PSWGATSN | Hubbell Lighting | Columbia Lighting | LXEP2-30LW-DCA-EU | Outdoor Luminaires | Low Output | Parking Garage Luminaires | Standard | FALSE | [9 empty] | 10/9/2015 12:00:00 AM | Not Dimmable | Not Dimmable | No |  |  | 3023.28 | 91.6145454545455 | 33 | 9.8 | 0.96 | 3000 | 84
P2BCDXZR | Hubbell Lighting | Columbia Lighting | LXEP2-30LW-DCA-EDU | Outdoor Luminaires | Low Output | Parking Garage Luminaires | Standard | FALSE | [9 empty] | 10/9/2015 12:00:00 AM | Dimmable | Continuous Above 10 | No |  |  | 3023.28 | 91.6145454545455 | 33 | 9.8 | 0.96 | 3000 | 84
PXV4H1CG | Hubbell Lighting | Columbia Lighting | LXEP4-30VW-DFA-EDU | Outdoor Luminaires | Low Output | Parking Garage Luminaires | Standard | FALSE | [9 empty] | 10/9/2015 12:00:00 AM | Dimmable | Continuous Above 10 | No |  |  | 2926 | 107.8 | 27.2 | 9.2 | 0.945 | 3000 | 84
PDCUATP3 | Hubbell Lighting | Columbia Lighting | LXEP4-40VW-DCA-EDU | Outdoor Luminaires | Low Output | Parking Garage Luminaires | Standard | FALSE | [9 empty] | 10/9/2015 12:00:00 AM | Dimmable | Continuous Above 10 | No |  |  | 3141.6 | 115.5 | 27.2 | 9.2 | 0.945 | 4000 | 84
PTN98V96 | Hubbell Lighting | Columbia Lighting | LXEP8-30VW-DFA-EU | Outdoor Luminaires | Mid Output | Parking Garage Luminaires | Standard | FALSE | [9 empty] | 10/9/2015 12:00:00 AM | Not Dimmable | Not Dimmable | No |  |  | 5852 | 107.8 | 54.4 | 9.2 | 0.945 | 3000 | 84
PZVH2EC6 | Hubbell Lighting | Columbia Lighting | LXEP8-30VW-DFA-EDU | Outdoor Luminaires | Mid Output | Parking Garage Luminaires | Standard | FALSE | [9 empty] | 10/9/2015 12:00:00 AM | Dimmable | Continuous Above 10 | No |  |  | 5852 | 107.8 | 54.4 | 9.2 | 0.945 | 3000 | 84
PWTFH4S1 | Hubbell Lighting | Columbia Lighting | LXEP8-35VW-DFA-EU | Outdoor Luminaires | Mid Output | Parking Garage Luminaires | Standard | FALSE | [9 empty] | 10/9/2015 12:00:00 AM | Not Dimmable | Not Dimmable | No |  |  | 5954 | 109.448529411765 | 54.4 | 9.2 | 0.945 | 3500 | 84
PC6BTB1Z | Hubbell Lighting | Columbia Lighting | LXEP8-40VW-DFA-EDU | Outdoor Luminaires | Mid Output | Parking Garage Luminaires | Standard | FALSE | [9 empty] | 10/9/2015 12:00:00 AM | Dimmable | Continuous Above 10 | No |  |  | 6160 | 113.235294117647 | 54.4 | 9.2 | 0.945 | 4000 | 84
PUN3Z6BM | Hubbell Lighting | Columbia Lighting | LXEP8-30VW-DCA-EDU | Outdoor Luminaires | Mid Output | Parking Garage Luminaires | Standard | FALSE | [9 empty] | 10/9/2015 12:00:00 AM | Dimmable | Continuous Above 10 | No |  |  | 5970 | 109.742647058824 | 54.4 | 9.2 | 0.945 | 3000 | 84
PF2QHK84 | Hubbell Lighting | Columbia Lighting | LXEP4-35HL-DCA-E | Outdoor Luminaires | Mid Output | Parking Garage Luminaires | Standard | FALSE | [9 empty] | 6/22/2015 12:00:00 AM | Not Dimmable | Not Dimmable | Not Yet Verified |  |  | 5264.1875 | 104.864292828685 | 50.2 |  |  | 3500
PWHA486C | Hubbell Lighting | Columbia Lighting | LXEP8-35XL-DCA-ED | Outdoor Luminaires | High Output | Parking Garage Luminaires | Standard | FALSE | [9 empty] | 6/22/2015 12:00:00 AM | Dimmable | Continuous Below 10 | Not Yet Verified |  |  | 18217.8360655738 | 88.4360974056979 | 206 |  |  | 3500
P1GYMVYF | Hubbell Lighting | Columbia Lighting | LXEP8-40ML-DFA-E | Outdoor Luminaires | Mid Output | Parking Garage Luminaires | Standard | FALSE | [9 empty] | 6/22/2015 12:00:00 AM | Not Dimmable | Not Dimmable | Not Yet Verified |  |  | 9733.81818181818 | 102.245989304813 | 95.2 |  |  | 4000
PSQ9S9VK | Hubbell Lighting | Columbia Lighting | LXEP8-40XL-DFA-ED | Outdoor Luminaires | High Output | Parking Garage Luminaires | Standard | FALSE | [9 empty] | 6/22/2015 12:00:00 AM | Dimmable | Continuous Below 10 | Not Yet Verified |  |  | 18429.9016393443 | 89.3787664371691 | 206.2 |  |  | 4000
P6VX6UZF | Hubbell Lighting | Columbia Lighting | LXEP8-50LW-DFA-E | Outdoor Luminaires | Mid Output | Parking Garage Luminaires | Standard | FALSE | [9 empty] | 6/22/2015 12:00:00 AM | Not Dimmable | Not Dimmable | Not Yet Verified |  |  | 8305.18032786885 | 113.458747648482 | 73.2 |  |  | 5000
PS67EWFF | Hubbell Lighting | Columbia Lighting | LXEP4-35ML-DCA-E | Outdoor Luminaires | Low Output | Parking Garage Luminaires | Standard | FALSE | [9 empty] | 6/22/2015 12:00:00 AM | Not Dimmable | Not Dimmable | Not Yet Verified |  |  | 4747.69696969697 | 99.7415329768271 | 47.6 |  |  | 3500
PGEG8EMP | Hubbell Lighting | Columbia Lighting | LXEP4-35ML-DFA-E | Outdoor Luminaires | Low Output | Parking Garage Luminaires | Standard | FALSE | [9 empty] | 6/22/2015 12:00:00 AM | Not Dimmable | Not Dimmable | Not Yet Verified |  |  | 4714.81818181818 | 99.0508021390374 | 47.6 |  |  | 3500
PBYHAVU4 | Hubbell Lighting | Columbia Lighting | LXEP4-40LW-DCA-E | Outdoor Luminaires | Low Output | Parking Garage Luminaires | Standard | FALSE | [9 empty] | 6/22/2015 12:00:00 AM | Not Dimmable | Not Dimmable | Not Yet Verified |  |  | 4041.44262295082 | 110.42192958882 | 36.6 |  |  | 4000
PGQNZV97 | Hubbell Lighting | Columbia Lighting | LXEP2-30LW-DFA-EDU | Outdoor Luminaires | Low Output | Parking Garage Luminaires | Standard | FALSE | [9 empty] | 10/9/2015 12:00:00 AM | Dimmable | Continuous Above 10 | No |  |  | 2964 | 89.8181818181818 | 33 | 9.8 | 0.96 | 3000 | 84
PRE6X7PC | Hubbell Lighting | Columbia Lighting | LXEP2-40LW-DCA-EU | Outdoor Luminaires | Low Output | Parking Garage Luminaires | Standard | FALSE | [9 empty] | 10/9/2015 12:00:00 AM | Not Dimmable | Not Dimmable | No |  |  | 3182.4 | 96.4363636363636 | 33 | 9.8 | 0.96 | 4000 | 84
PXE51QQS | Hubbell Lighting | Columbia Lighting | LXEP8-30VW-DCA-EU | Outdoor Luminaires | Mid Output | Parking Garage Luminaires | Standard | FALSE | [9 empty] | 10/9/2015 12:00:00 AM | Not Dimmable | Not Dimmable | No |  |  | 5970 | 109.742647058824 | 54.4 | 9.2 | 0.945 | 3000 | 84
PVMZNAGT | Hubbell Lighting | Columbia Lighting | LXEP8-40LW-DCA-E | Outdoor Luminaires | Mid Output | Parking Garage Luminaires | Standard | FALSE | [9 empty] | 6/22/2015 12:00:00 AM | Not Dimmable | Not Dimmable | Not Yet Verified |  |  | 8082.88524590164 | 110.42192958882 | 73.2 |  |  | 4000
P69DCP3E | Hubbell Lighting | Columbia Lighting | LXEP8-40LW-DFA-E | Outdoor Luminaires | Mid Output | Parking Garage Luminaires | Standard | FALSE | [9 empty] | 6/22/2015 12:00:00 AM | Not Dimmable | Not Dimmable | Not Yet Verified |  |  | 8053.50819672131 | 110.020603780346 | 73.2 |  |  | 4000
PYWDZHT7 | Hubbell Lighting | Columbia Lighting | LXEP8-40HL-DFA-E | Outdoor Luminaires | High Output | Parking Garage Luminaires | Standard | FALSE | [9 empty] | 6/22/2015 12:00:00 AM | Not Dimmable | Not Dimmable | Not Yet Verified |  |  | 10838 | 107.9 | 100.4 |  |  | 4000
PTT2ZMWT | Hubbell Lighting | Columbia Lighting | LXEP8-40XL-DCA-ED | Outdoor Luminaires | High Output | Parking Garage Luminaires | Standard | FALSE | [9 empty] | 6/22/2015 12:00:00 AM | Dimmable | Continuous Below 10 | Not Yet Verified |  |  | 18805.5081967213 | 91.2888747413656 | 206 |  |  | 4000
P2W3FEXW | Hubbell Lighting | Columbia Lighting | LXEP8-50ML-DCA-ED | Outdoor Luminaires | High Output | Parking Garage Luminaires | Standard | FALSE | [9 empty] | 6/22/2015 12:00:00 AM | Dimmable | Continuous Below 10 | Not Yet Verified |  |  | 10108 | 105.7 | 95.6 |  |  | 5000
PK1E2G4F | Hubbell Lighting | Columbia Lighting | LXEP4-50XL-DFA-ED | Outdoor Luminaires | Mid Output | Parking Garage Luminaires | Standard | FALSE | [9 empty] | 6/22/2015 12:00:00 AM | Dimmable | Continuous Below 10 | Not Yet Verified |  |  | 9502.91803278689 | 92.1718528883306 | 103.1 |  |  | 5000
P6PSZ7EG | Hubbell Lighting | Columbia Lighting | LXEP4-30XL-DFA-ED | Outdoor Luminaires | Mid Output | Parking Garage Luminaires | Standard | FALSE | [9 empty] | 6/22/2015 12:00:00 AM | Dimmable | Continuous Below 10 | Not Yet Verified |  |  | 8783 | 85.2 | 103.1 |  |  | 3000
PJXJRHZV | Hubbell Lighting | Columbia Lighting | LXEP4-35VL-DCA-ED | Outdoor Luminaires | Mid Output | Parking Garage Luminaires | Standard | FALSE | [9 empty] | 6/22/2015 12:00:00 AM | Dimmable | Continuous Below 10 | Not Yet Verified |  |  | 6820 | 101.639344262295 | 67.1 |  |  | 3500
PNKPEXZK | Hubbell Lighting | Columbia Lighting | LXEP4-35XL-DCA-ED | Outdoor Luminaires | Mid Output | Parking Garage Luminaires | Standard | FALSE | [9 empty] | 6/22/2015 12:00:00 AM | Dimmable | Continuous Below 10 | Not Yet Verified |  |  | 9108.91803278689 | 88.4360974056979 | 103 |  |  | 3500
PYUDWMT2 | Hubbell Lighting | Columbia Lighting | LXEP4-35XL-DFA-ED | Outdoor Luminaires | Mid Output | Parking Garage Luminaires | Standard | FALSE | [9 empty] | 6/22/2015 12:00:00 AM | Dimmable | Continuous Below 10 | Not Yet Verified |  |  | 8926.98360655738 | 86.5856799860075 | 103.1 |  |  | 3500
PB1QJ4QY | Hubbell Lighting | Columbia Lighting | LXEP8-30ML-DCA-ED | Outdoor Luminaires | Mid Output | Parking Garage Luminaires | Standard | FALSE | [9 empty] | 6/22/2015 12:00:00 AM | Dimmable | Continuous Below 10 | Not Yet Verified |  |  | 9342.24242424242 | 98.132798573975 | 95.2 |  |  | 3000
PVCRWK8G | Hubbell Lighting | Columbia Lighting | LXEP8-30HL-DCA-E | Outdoor Luminaires | High Output | Parking Garage Luminaires | Standard | FALSE | [9 empty] | 6/22/2015 12:00:00 AM | Not Dimmable | Not Dimmable | Not Yet Verified |  |  | 10358.5625 | 103.172933266932 | 100.4 |  |  | 3000
P39ZSB5E | Hubbell Lighting | Columbia Lighting | LXEP8-30HL-DCA-ED | Outdoor Luminaires | High Output | Parking Garage Luminaires | Standard | FALSE | [9 empty] | 6/22/2015 12:00:00 AM | Dimmable | Continuous Below 10 | Not Yet Verified |  |  | 10358.5625 | 103.172933266932 | 100.4 |  |  | 3000
P54DTQYA | Hubbell Lighting | Columbia Lighting | LXEP8-30XL-DCA-ED | Outdoor Luminaires | High Output | Parking Garage Luminaires | Standard | FALSE | [9 empty] | 6/22/2015 12:00:00 AM | Dimmable | Continuous Below 10 | Not Yet Verified |  |  | 17924 | 87 | 206 |  |  | 3000
P2TRWWDN | Hubbell Lighting | Columbia Lighting | LXEP8-35HL-DCA-E | Outdoor Luminaires | High Output | Parking Garage Luminaires | Standard | FALSE | [9 empty] | 6/22/2015 12:00:00 AM | Not Dimmable | Not Dimmable | Not Yet Verified |  |  | 10528.375 | 104.864292828685 | 100.4 |  |  | 3500
PJDQ94RT | Hubbell Lighting | Columbia Lighting | LXEP8-35VL-DFA-ED | Outdoor Luminaires | High Output | Parking Garage Luminaires | Standard | FALSE | [9 empty] | 6/22/2015 12:00:00 AM | Dimmable | Continuous Below 10 | Not Yet Verified |  |  | 13392 | 99.7913561847988 | 134.2 |  |  | 3500
P1FDYE93 | Hubbell Lighting | Columbia Lighting | LXEP8-35VW-DCA-EU | Outdoor Luminaires | Mid Output | Parking Garage Luminaires | Standard | FALSE | [9 empty] | 10/9/2015 12:00:00 AM | Not Dimmable | Not Dimmable | No |  |  | 6074 | 111.654411764706 | 54.4 | 9.2 | 0.945 | 3500 | 84
PS8ETQQM | Hubbell Lighting | Columbia Lighting | LXEP8-40VW-DCA-EDU | Outdoor Luminaires | Mid Output | Parking Garage Luminaires | Standard | FALSE | [9 empty] | 10/9/2015 12:00:00 AM | Dimmable | Continuous Above 10 | No |  |  | 6284 | 115.514705882353 | 54.4 | 9.2 | 0.945 | 4000 | 84
PARUU9C2 | Hubbell Lighting | Columbia Lighting | LXEP2-30LW-DFA-EU | Outdoor Luminaires | Low Output | Parking Garage Luminaires | Standard | FALSE | [9 empty] | 10/9/2015 12:00:00 AM | Not Dimmable | Not Dimmable | No |  |  | 2964 | 90 | 33 | 9.8 | 0.96 | 3000 | 84
P6FSZMPT | Hubbell Lighting | Columbia Lighting | LXEP4-35VW-DFA-EDU | Outdoor Luminaires | Low Output | Parking Garage Luminaires | Standard | FALSE | [9 empty] | 10/9/2015 12:00:00 AM | Dimmable | Continuous Above 10 | No |  |  | 2977.205 | 109.456066176471 | 27.2 | 9.2 | 0.945 | 3500 | 84
PP9JM4ND | Hubbell Lighting | Columbia Lighting | LXEP8-50HL-DCA-ED | Outdoor Luminaires | High Output | Parking Garage Luminaires | Standard | FALSE | [9 empty] | 6/22/2015 12:00:00 AM | Dimmable | Continuous Below 10 | Not Yet Verified |  |  | 11207.625 | 111.629731075697 | 100.4 |  |  | 5000
PAVCYUFH | Hubbell Lighting | Columbia Lighting | LXEP8-50HL-DFA-ED | Outdoor Luminaires | High Output | Parking Garage Luminaires | Standard | FALSE | [9 empty] | 6/22/2015 12:00:00 AM | Dimmable | Continuous Below 10 | Not Yet Verified |  |  | 11176.6875 | 111.321588645418 | 100.4 |  |  | 5000
PU6B4T9T | Hubbell Lighting | Columbia Lighting | LXEP8-50VL-DFA-ED | Outdoor Luminaires | High Output | Parking Garage Luminaires | Standard | FALSE | [9 empty] | 6/22/2015 12:00:00 AM | Dimmable | Continuous Below 10 | Not Yet Verified |  |  | 14256 | 106.229508196721 | 134.2 |  |  | 5000
P89P7316 | Hubbell Lighting | Columbia Lighting | LXEP4-30LW-DCA-ED | Outdoor Luminaires | Low Output | Parking Garage Luminaires | Standard | FALSE | [9 empty] | 6/22/2015 12:00:00 AM | Dimmable | Continuous Below 10 | Not Yet Verified |  |  | 3852 | 105.2 | 36.6 |  |  | 3000
PW7UVN2A | Hubbell Lighting | Columbia Lighting | LXEP4-35HL-DCA-ED | Outdoor Luminaires | Mid Output | Parking Garage Luminaires | Standard | FALSE | [9 empty] | 6/22/2015 12:00:00 AM | Dimmable | Continuous Below 10 | Not Yet Verified |  |  | 5264.1875 | 104.864292828685 | 50.2 |  |  | 3500
PKV5JB7F | Hubbell Lighting | Columbia Lighting | LXEP4-35XL-DFA-E | Outdoor Luminaires | Mid Output | Parking Garage Luminaires | Standard | FALSE | [9 empty] | 6/22/2015 12:00:00 AM | Not Dimmable | Not Dimmable | Not Yet Verified |  |  | 8926.98360655738 | 86.5856799860075 | 103.1 |  |  | 3500
P9HS7WSK | Hubbell Lighting | Columbia Lighting | LXEP4-40ML-DCA-E | Outdoor Luminaires | Low Output | Parking Garage Luminaires | Standard | FALSE | [9 empty] | 6/22/2015 12:00:00 AM | Not Dimmable | Not Dimmable | Not Yet Verified |  |  | 4900.84848484849 | 102.959001782531 | 47.6 |  |  | 4000
P5H2FUEN | Hubbell Lighting | Columbia Lighting | LXEP8-40VL-DCA-E | Outdoor Luminaires | High Output | Parking Garage Luminaires | Standard | FALSE | [9 empty] | 6/22/2015 12:00:00 AM | Not Dimmable | Not Dimmable | Not Yet Verified |  |  | 14080 | 104.918032786885 | 134.2 |  |  | 4000
PTB891C1 | Hubbell Lighting | Columbia Lighting | LXEP8-50HL-DCA-E | Outdoor Luminaires | High Output | Parking Garage Luminaires | Standard | FALSE | [9 empty] | 6/22/2015 12:00:00 AM | Not Dimmable | Not Dimmable | Not Yet Verified |  |  | 11207.625 | 111.629731075697 | 100.4 |  |  | 5000
PY23N614 | Hubbell Lighting | Beacon Products | ORB-18LED-60-3K-T5QM-UNV | Outdoor Luminaires | Mid Output | Parking Garage Luminaires | Standard | TRUE | 5400 | 88.5 | 60.99 | 11.2 | 0.929 | 3022 | 80.8 | 5 | 100000 | 9/30/2015 12:00:00 AM | Dimmable | Continuous Below 10 | Not Yet Verified |  | 3 | 5399 | 89 | 60.99 | 11.2 | 0.929 | 3022 | 80.8
P5X41TGE | Hubbell Lighting | Beacon Products | ORB-18LED-60-4K-DF-UNV | Outdoor Luminaires | Mid Output | Parking Garage Luminaires | Standard | TRUE | 5373 | 87.5 | 61.39 | 10.2 | 0.931 | 3869 | 73.1 | 5 | 100000 | 11/2/2015 12:00:00 AM | Dimmable | Continuous Below 10 | Not Yet Verified |  | 3 | 5373 | 87.8371750858264 | 61.17 | 10.2 | 0.931 | 3869 | 73.1
P1JH3NMV3 | Hubbell Lighting | Beacon Products | ORB-18NB-5K-T5W-OP-UNV | Outdoor Luminaires | Mid Output | Parking Garage Luminaires | Standard | TRUE | 5670 | 89.26 | 63.52 | 10.34 | 0.92 | 5593 | 72.5 | 5 | 100000 | 6/12/2015 12:00:00 AM | Dimmable | Continuous Below 10 | Not Yet Verified |  | 2.1 | 5670 | 89.26 | 60 |  | 0.9 | 5000 | 70
PQ9AAKKH | Hubbell Lighting | Beacon Products | ORB-18LED-60-3K-T5W-UNV | Outdoor Luminaires | Mid Output | Parking Garage Luminaires | Standard | TRUE | 5273 | 89.1 | 59.16 | 11.4 | 0.926 | 3030 | 80.8 | 5 | 100000 | 9/30/2015 12:00:00 AM | Dimmable | Continuous Below 10 | Not Yet Verified |  | 3 | 5272 | 89 | 59.16 | 11.4 | 0.926 | 3030 | 80.8
PQ66ZXYP | Hubbell Lighting | Beacon Products | ORB-18LED-60-4K-T5QM-UNV | Outdoor Luminaires | Mid Output | Parking Garage Luminaires | Premium | TRUE | 6391 | 104.8 | 60.96 | 11.2 | 0.929 | 3822 | 72.4 | 5 | 100000 | 9/30/2015 12:00:00 AM | Dimmable | Continuous Below 10 | Not Yet Verified |  | 3 | 6390 | 105 | 60.96 | 7.42 | 0.995 | 3833 | 72.4
PQ6MG1CB | Hubbell Lighting | Beacon Products | ORB-18LED-60-5K-T5QM-UNV | Outdoor Luminaires | Mid Output | Parking Garage Luminaires | Premium | FALSE | [9 empty] | 9/30/2015 12:00:00 AM | Dimmable | Continuous Below 10 | Not Yet Verified |  |  | 6345 | 104 | 61.21 | 7.29 | 0.995 | 4794 | 74.6
P8KVSB2S | Hubbell Lighting | Beacon Products | ORB-18LED-60-5K-T5R-UNV | Outdoor Luminaires | Mid Output | Parking Garage Luminaires | Premium | FALSE | [9 empty] | 9/30/2015 12:00:00 AM | Dimmable | Continuous Below 10 | Not Yet Verified |  |  | 6472 | 106 | 61.21 | 7.29 | 0.995 | 4794 | 74.6
PC1X4981 | Hubbell Lighting | Beacon Products | ORB-18LED-60-5K-DF-UNV | Outdoor Luminaires | Mid Output | Parking Garage Luminaires | Standard | FALSE | [9 empty] | 11/2/2015 12:00:00 AM | Dimmable | Continuous Below 10 | Not Yet Verified |  |  | 5424.5808 | 88.6804119666503 | 61.17 | 10.2 | 0.931 | 4794 | 73.1
PX53141J | Hubbell Lighting | Beacon Products | ORB-18LED-60-3K-T5R-UNV | Outdoor Luminaires | Mid Output | Parking Garage Luminaires | Standard | FALSE | [9 empty] | 9/30/2015 12:00:00 AM | Dimmable | Continuous Below 10 | Not Yet Verified |  |  | 5502.82692307692 | 90.7115384615385 | 60.99 | 11.2 | 0.929 | 3022 | 80.8
PYQ7PX9F | Hubbell Lighting | Beacon Products | ORB-18LED-60-4K-T5R-UNV | Outdoor Luminaires | Mid Output | Parking Garage Luminaires | Premium | FALSE | [9 empty] | 9/30/2015 12:00:00 AM | Dimmable | Continuous Below 10 | Not Yet Verified |  |  | 6512.88461538462 | 107.019230769231 | 60.96 | 7.42 | 0.995 | 3833 | 72.4
P56YHCQ1 | Hubbell Lighting | Beacon Products | ORB-18LED-60-4K-T5W-UNV | Outdoor Luminaires | Mid Output | Parking Garage Luminaires | Standard | FALSE | [9 empty] | 9/30/2015 12:00:00 AM | Dimmable | Continuous Below 10 | Not Yet Verified |  |  | 6297.98076923077 | 103.990384615385 | 60.96 | 7.42 | 0.995 | 3833 | 72.4
PEM7WHYP | Hubbell Lighting | Beacon Products | ORB-18LED-60-5K-T5W-UNV | Outdoor Luminaires | Mid Output | Parking Garage Luminaires | Standard | FALSE | [9 empty] | 9/30/2015 12:00:00 AM | Dimmable | Continuous Below 10 | Not Yet Verified |  |  | 6238 | 103 | 60.73 | 7.5 | 0.995 | 4794 | 74.6
P00000VGE | Hubbell Lighting | Kim Lighting | PGL74WE35-60L4K | Outdoor Luminaires | Mid Output | Parking Garage Luminaires | Standard | TRUE | 6296.4 | 99 | 63.76 | 18 | 0.93 | 4080 | 73.4 | 5 | 50000 | 12/16/2013 12:00:00 AM | Not Yet Verified | Not Yet Verified | Not Yet Verified |  | 2.1 | 6296 | 98.84 | 63.7 |  |  | 4000 | 73
P00000VGF | Hubbell Lighting | Kim Lighting | PGL71NE35-60L4K | Outdoor Luminaires | Mid Output | Parking Garage Luminaires | Standard | FALSE | [9 empty] | 12/16/2013 12:00:00 AM | Not Yet Verified | Not Yet Verified | Not Yet Verified |  |  | 6740 | 105.97 | 63.6 |  | 0.9 | 4000 | 73
P00000VGG | Hubbell Lighting | Kim Lighting | PGL71NE35-60L5K | Outdoor Luminaires | Mid Output | Parking Garage Luminaires | Standard | FALSE | [9 empty] | 12/16/2013 12:00:00 AM | Not Yet Verified | Not Yet Verified | Not Yet Verified |  |  | 7271 | 113.43 | 64.1 |  | 0.9 | 4800 | 69
P00000VGJ | Hubbell Lighting | Kim Lighting | PGL74NE35-60L4K | Outdoor Luminaires | Mid Output | Parking Garage Luminaires | Standard | FALSE | [9 empty] | 12/16/2013 12:00:00 AM | Not Yet Verified | Not Yet Verified | Not Yet Verified |  |  | 6873 | 108.07 | 63.6 |  | 0.9 | 4000 | 73
P00000VGH | Hubbell Lighting | Kim Lighting | PGL71WE35-60L4K | Outdoor Luminaires | Mid Output | Parking Garage Luminaires | Standard | FALSE | [9 empty] | 12/16/2013 12:00:00 AM | Not Yet Verified | Not Yet Verified | Not Yet Verified |  |  | 6304 | 99.12 | 63.6 |  | 0.9 | 4000 | 73
P00000VGI | Hubbell Lighting | Kim Lighting | PGL71WE35-60L5K | Outdoor Luminaires | Mid Output | Parking Garage Luminaires | Standard | FALSE | [9 empty] | 12/16/2013 12:00:00 AM | Not Yet Verified | Not Yet Verified | Not Yet Verified |  |  | 6901 | 107.66 | 64.1 |  | 0.9 | 4800 | 69
P00000VGK | Hubbell Lighting | Kim Lighting | PGL74NE35-60L5K | Outdoor Luminaires | Mid Output | Parking Garage Luminaires | Standard | FALSE | [9 empty] | 12/16/2013 12:00:00 AM | Not Yet Verified | Not Yet Verified | Not Yet Verified |  |  | 7415 | 115.68 | 64.1 |  | 0.9 | 4800 | 69
P00000VGL | Hubbell Lighting | Kim Lighting | PGL74WE35-60L5K | Outdoor Luminaires | Mid Output | Parking Garage Luminaires | Standard | FALSE | [9 empty] | 12/16/2013 12:00:00 AM | Not Yet Verified | Not Yet Verified | Not Yet Verified |  |  | 6838 | 106.84 | 64 |  | 0.9 | 4800 | 69
P00000W3C | Hubbell Lighting | Kim Lighting | PGL74WE45-60L4K | Outdoor Luminaires | Mid Output | Parking Garage Luminaires | Standard | TRUE | 7032 | 85.1 | 82.4 | 16.8 | 0.932 | 4031 | 73.5 | 5 | 50000 | 6/13/2014 12:00:00 AM | Not Yet Verified | Not Yet Verified | Not Yet Verified |  | 2.1 | 7032 | 85 | 82.4 | 16.8 | 0.932 | 4000 | 73
P00000W3D | Hubbell Lighting | Kim Lighting | PGL71NE45-60L4K | Outdoor Luminaires | Mid Output | Parking Garage Luminaires | Standard | FALSE | [9 empty] | 6/13/2014 12:00:00 AM | Not Yet Verified | Not Yet Verified | Not Yet Verified |  |  | 7886 | 95.47 | 82.6 |  |  | 4000 | 73
P00000W3F | Hubbell Lighting | Kim Lighting | PGL74WE45-60L5K | Outdoor Luminaires | Mid Output | Parking Garage Luminaires | Standard | FALSE | [9 empty] | 6/13/2014 12:00:00 AM | Not Yet Verified | Not Yet Verified | Not Yet Verified |  |  | 7788 | 91.52 | 85.1 |  |  | 5200 | 69
P00000W3E | Hubbell Lighting | Kim Lighting | PGL71NE45-60L5K | Outdoor Luminaires | Mid Output | Parking Garage Luminaires | Standard | FALSE | [9 empty] | 6/13/2014 12:00:00 AM | Not Yet Verified | Not Yet Verified | Not Yet Verified |  |  | 8333 | 97.92 | 85.1 |  |  | 5200 | 69
P6HS2TK1 | Hubbell Lighting | Beacon Products | CLO-24NB-55-5K-T5QM-UNV-XX | Outdoor Luminaires | Mid Output | Parking Garage Luminaires | Standard | TRUE | 5447 | 94.7 | 57.5 | 15.59 | 0.879 | 4956 | 67.44 | 5 |  | 1/20/2015 12:00:00 AM | Dimmable | Continuous Below 10 | Not Yet Verified |  | 2.1 | 5176 | 90.2 | 57.4 | 15.78 | 0.875 | 4977 | 67.53
PYT6MW3A | Hubbell Lighting | Beacon Products | CLO-24NB-55-4K-T5QM-UNV-XX | Outdoor Luminaires | Mid Output | Parking Garage Luminaires | Standard | TRUE | 5012 | 88.2 | 56.8 | 15.98 | 0.873 | 3989 | 74.06 | 5 |  | 1/20/2015 12:00:00 AM | Dimmable | Continuous Below 10 | Not Yet Verified |  | 2.1 | 5012 | 88.2 | 56.8 | 15.98 | 0.873 | 3989 | 74.05
PGGGWCCF | Hubbell Lighting | Beacon Products | CLO-24NB-55-4K-T5R-UNV-XX | Outdoor Luminaires | Mid Output | Parking Garage Luminaires | Standard | FALSE | [9 empty] | 1/20/2015 12:00:00 AM | Dimmable | Continuous Below 10 | Not Yet Verified |  |  | 5040 | 88.7 | 56.8 | 15.98 | 0.873 | 3989 | 74.05
PFEG4ABU | Hubbell Lighting | Beacon Products | CLO-24NB-55-5K-T5R-UNV-XX | Outdoor Luminaires | Mid Output | Parking Garage Luminaires | Standard | FALSE | [9 empty] | 1/20/2015 12:00:00 AM | Dimmable | Continuous Below 10 | Not Yet Verified |  |  | 5447 | 94.7 | 57.5 | 15.59 | 0.873 | 4956 | 67.43
P00000WAD | Hubbell Lighting | Hubbell Outdoor Lighting | GSL-21L | Outdoor Luminaires | Mid Output | Parking Garage Luminaires | Standard | TRUE | 6039 | 81.9 | 73.7 | 14.3 | 0.936 | 4110 | 74.59 | 5 | 60000 | 9/5/2014 12:00:00 AM | Not Yet Verified | Not Yet Verified | Not Yet Verified | Product updated 8/15/2016 | 2.1
PMDJ4XXH | Hyperikon, Inc. | Hyperikon | HYPERCANOPY70-40 | Outdoor Luminaires | Mid Output | Parking Garage Luminaires | Standard | TRUE | 5703.348 | 79.834 | 71.44 | 21.55 | 0.9074 | 4108 | 85 | 5 | 50000 | 6/29/2015 12:00:00 AM | Not Dimmable | Not Dimmable | Not Yet Verified |  | 2.1 | 5703.348 | 79.834 | 71.44 | 21.55 | 0.983 | 4108 | 85
P3HWCGKR | Hyperikon, Inc. | Hyperikon | HYPERCANOPY70-50 | Outdoor Luminaires | Mid Output | Parking Garage Luminaires | Standard | FALSE | [9 empty] | 6/29/2015 12:00:00 AM | Not Dimmable | Not Dimmable | Not Yet Verified |  |  | 5928.278 | 86.255 | 68.73 | 21.55 | 0.977 | 5286 | 77.1
P92M92G1 | Hyperikon, Inc. | Hyperikon | HYPERCANOPY45-40 | Outdoor Luminaires | Low Output | Parking Garage Luminaires | Standard | TRUE | 4005.121 | 91.722 | 43.666 | 13.77 | 0.9507 | 3991 | 83.5 | 5 | 50000 | 6/29/2015 12:00:00 AM | Not Dimmable | Not Dimmable | Not Yet Verified |  | 2.1 | 4005.121 | 91.722 | 43.666 | 13.77 | 0.987 | 3991 | 83.5
PWKFF9F6 | Hyperikon, Inc. | Hyperikon | HYPERCANOPY45-50 | Outdoor Luminaires | Low Output | Parking Garage Luminaires | Standard | FALSE | [9 empty] | 6/29/2015 12:00:00 AM | Not Dimmable | Not Dimmable | Not Yet Verified |  |  | 4149.603 | 95.022 | 43.67 | 13.77 | 0.993 | 5074 | 82.3
P51U5N6Z | IGT Lighting Inc | IGT Lighting | IGT-CP-40WSA | Outdoor Luminaires | Low Output | Parking Garage Luminaires | Standard | TRUE | 3138.48 | 72.76 | 43.2 | 17.1 | 0.904 | 5644 | 88.7 | 5 | 50000 | 7/1/2015 12:00:00 AM | Not Dimmable | Not Dimmable | Not Yet Verified |  | 2.1 | 3143.399 | 72.759 | 43.203 |  | 0.995 | 5644 | 88.7
P00000WLB | Independence LED | IndependenceLED | VTW2-42240K-70-N | Outdoor Luminaires | Low Output | Parking Garage Luminaires | Standard | TRUE | 3954 | 92.6 | 42.7 | 6.95 | 0.974 | 4170 | 74.6 | 10 | 60000 | 4/22/2014 12:00:00 AM | Not Yet Verified | Not Yet Verified | Not Yet Verified |  | 2.1 | 3954 | 92.6 | 42.7 |  | 0.9 | 4000 | 70
P00000WLC | Independence LED | Independence LED | VTW2-42250K-70-N | Outdoor Luminaires | Low Output | Parking Garage Luminaires | Standard | FALSE | [9 empty] | 4/22/2014 12:00:00 AM | Not Yet Verified | Not Yet Verified | Not Yet Verified |  |  | 4313 | 101 | 42.7 |  | 0.9 | 5000 | 70
P00000WLD | Independence LED | Independence LED | VTW2-42950K-70-N | Outdoor Luminaires | Mid Output | Parking Garage Luminaires | Standard | FALSE | [9 empty] | 4/22/2014 12:00:00 AM | Not Yet Verified | Not Yet Verified | Not Yet Verified |  |  | 5365 | 101 | 56 |  | 0.9 | 5000 | 70
PD74KSM6 | Independence LED | IndependenceLED | VTW2-42850K | Outdoor Luminaires | Mid Output | Parking Garage Luminaires | Premium | TRUE | 6917 | 120 | 57.14 | 9.2 | 0.958 | 5150 | 82.3 | 10 | 50000 | 1/5/2016 12:00:00 AM | Dimmable | Continuous Above 10 | Yes |  | 3.1 | 6840 | 120 | 57 | 11.8 | 0.884 | 5000 | 82.3
PVVB22NC | Independence LED | IndependenceLED | VTW2-21450K | Outdoor Luminaires | Low Output | Parking Garage Luminaires | Premium | TRUE | 3455 | 120 | 28.87 | 9.2 | 0.958 | 5153 | 82.3 | 10 | 50000 | 1/5/2016 12:00:00 AM | Dimmable | Continuous Above 10 | Yes |  | 3.1 | 3480 | 120 | 29 | 11.8 | 0.884 | 5000 | 82.3
PNCJR4W1 | Independence LED | IndependenceLED | VTW2-41850K | Outdoor Luminaires | Low Output | Parking Garage Luminaires | Premium | FALSE | [9 empty] | 1/5/2016 12:00:00 AM | Dimmable | Continuous Above 10 | Yes |  |  | 4633 | 125.23 | 37 | 11.8 | 0.884 | 5000 | 82.3
PXKPGSB7 | Independence LED | IndependenceLED | VTW2-41350K | Outdoor Luminaires | Low Output | Parking Garage Luminaires | Premium | FALSE | [9 empty] | 1/5/2016 12:00:00 AM | Dimmable | Continuous Above 10 | Yes |  |  | 3603 | 133 | 27 | 11.8 | 0.884 | 5000 | 82.3
P00000WLS | Industrial Lighting Products | Industrial Lighting Products | CP-40WLED-UNIV-XXXXX (Except SD480) | Outdoor Luminaires | Low Output | Parking Garage Luminaires | Standard | TRUE | 3765 | 88.4 | 42.6 | 16.3 | 0.971 | 5221 | 77 | 5 | 76000 | 3/27/2013 12:00:00 AM | Not Yet Verified | Not Yet Verified | Not Yet Verified |  | 1.7 | 3765 | 88.4 | 42.6 |  | 0.92 | 5000 | 77
P00000WLR | Industrial Lighting Products | Industrial Lighting Products | CP-60WLED-UNIV-XXXXX (Except SD480) | Outdoor Luminaires | Low Output | Parking Garage Luminaires | Standard | TRUE | 4945 | 74.96 | 65.97 | 14.63 | 0.974 | 5289 | 77 | 5 | 76000 | 3/29/2013 12:00:00 AM | Not Yet Verified | Not Yet Verified | Not Yet Verified |  | 1.7 | 4945 | 74.96 | 65.97 |  | 0.92 | 5000 | 77.3
P00000WLL | Industrial Lighting Products | Industrial Lighting Products | WTPG-35WLED-UNIV-5000K-RAFL | Outdoor Luminaires | Low Output | Parking Garage Luminaires | Standard | TRUE | 3540 | 98.1 | 36.08 | 18.5 | 0.963 | 5203 | 87 | 5 | 84000 | 4/8/2013 12:00:00 AM | Not Yet Verified | Not Yet Verified | Not Yet Verified |  | 1.7 | 3540 | 98.1 | 36.08 |  |  | 5000 | 86.9
PJP2WE7EW | Industrial Lighting Products | Industrial Lighting Products | WTPG4-70WLED-UNIV-4000K-RAFL-XXXX [Excludes RCPL, DPCL, and DPFL] | Outdoor Luminaires | Mid Output | Parking Garage Luminaires | Standard | TRUE | 7456 | 98.7 | 75.58 | 14.1 | 0.953 | 4217 | 83.1 | 5 | 50000 | 7/13/2015 12:00:00 AM | Dimmable | Continuous Below 10 | Not Yet Verified |  | 2.1 |  |  | 70 |  |  | 4000
PE1SK7BW | Industrial Lighting Products | Industrial Lighting Products | WTPG-35WLED-UNIV-4000K-RAFL-XXXX [Excluding RCPL] | Outdoor Luminaires | Low Output | Parking Garage Luminaires | Standard | TRUE | 3361 | 91.1 | 36.89 | 18.6 | 0.966 | 4113 | 85.3 | 5 | 50000 | 7/17/2015 12:00:00 AM | Dimmable | Continuous Below 10 | Not Yet Verified |  | 2.1 |  |  | 35 |  |  | 4000
PK865A55 | Industrial Lighting Products | Industrial Lighting Products | UFO-40WLED-UNIV-40-XXXXX | Outdoor Luminaires | Mid Output | Parking Garage Luminaires | Premium | TRUE | 4985 | 118.4 | 42.11 | 8.11 | 0.977 | 3985 | 84.4 | 5 | 50000 | 8/4/2016 12:00:00 AM | Dimmable | Continuous Below 10 | Yes |  | 4 | 4985 | 118.4 | 42.11 | 8.11 | 0.98 | 4000 | 80
PWE27PA9 | Industrial Lighting Products | Industrial Lighting Products | UFO-40WLED-UNIV-50-XXXXX | Outdoor Luminaires | Mid Output | Parking Garage Luminaires | Premium | FALSE | [9 empty] | 8/4/2016 12:00:00 AM | Dimmable | Continuous Below 10 | Yes |  |  | 5014 | 119.3 | 42.03 | 8.11 | 0.98 | 5000 | 80
P2H5RQST | Industrial Lighting Products | Industrial Lighting Products | UFO-40WLED-UNIV-57-XXXXX | Outdoor Luminaires | Mid Output | Parking Garage Luminaires | Premium | FALSE | [9 empty] | 8/4/2016 12:00:00 AM | Dimmable | Continuous Below 10 | Yes |  |  | 5054 | 120.2 | 42.03 | 8.11 | 0.98 | 5700 | 80
P5GGMTWS | Industrial Lighting Products | Industrial Lighting Products | UFO-58WLED-UNIV-40-XXXXX | Outdoor Luminaires | Mid Output | Parking Garage Luminaires | Premium | TRUE | 7135 | 124.9 | 57.11 | 18 | 0.907 | 3969 | 84.6 | 5 | 50000 | 8/4/2016 12:00:00 AM | Dimmable | Continuous Below 10 | Yes |  | 4 | 7135 | 124.9 | 57.11 | 18 | 0.91 | 4000 | 80
PVS937Y4 | Industrial Lighting Products | Industrial Lighting Products | UFO-58WLED-UNIV-57-XXXXX | Outdoor Luminaires | Mid Output | Parking Garage Luminaires | Premium | FALSE | [9 empty] | 8/4/2016 12:00:00 AM | Dimmable | Continuous Below 10 | Yes |  |  | 7207 | 127.9 | 56.33 | 18 | 0.91 | 5700 | 80
PG9V6F4B | Industrial Lighting Products | Industrial Lighting Products | UFO-58WLED-UNIV-50-XXXXX | Outdoor Luminaires | Mid Output | Parking Garage Luminaires | Premium | FALSE | [9 empty] | 8/4/2016 12:00:00 AM | Dimmable | Continuous Below 10 | Yes |  |  | 7171 | 125.6 | 57.11 | 18 | 0.91 | 5000 | 80
PF2WCJHC | Industrial Lighting Products | Industrial Lighting Products | UFO-75WLED-UNIV-40-XXXXX | Outdoor Luminaires | Mid Output | Parking Garage Luminaires | Premium | TRUE | 9266 | 120.6 | 76.01 | 15.9 | 0.936 | 3976 | 84.5 | 5 | 50000 | 8/4/2016 12:00:00 AM | Dimmable | Continuous Below 10 | Yes |  | 4 | 9266 | 120.6 | 76.83 | 15.9 | 0.94 | 4000 | 80
P1ZUTJPP | Industrial Lighting Products | Industrial Lighting Products | UFO-75WLED-UNIV-57-XXXXX | Outdoor Luminaires | Mid Output | Parking Garage Luminaires | Premium | FALSE | [9 empty] | 8/4/2016 12:00:00 AM | Dimmable | Continuous Below 10 | Yes |  |  | 9424 | 124.6 | 75.65 | 15.9 | 0.94 | 5700 | 80
PYU5FQKR | Industrial Lighting Products | Industrial Lighting Products | UFO-75WLED-UNIV-50-XXXXX | Outdoor Luminaires | Mid Output | Parking Garage Luminaires | Premium | FALSE | [9 empty] | 8/4/2016 12:00:00 AM | Dimmable | Continuous Below 10 | Yes |  |  | 9275 | 122.6 | 75.65 | 15.9 | 0.94 | 5000 | 80
PW9ZTPAZ | Industrial Lighting Products | Industrial Lighting Products | UFO-28WLED-UNIV-40-XXXXX [excludes SD480] | Outdoor Luminaires | Low Output | Parking Garage Luminaires | Premium | TRUE | 3450 | 124.4 | 27.43 | 12.3 | 0.955 | 3940 | 84.5 | 5 | 50000 | 8/30/2016 12:00:00 AM | Dimmable | Continuous Below 10 | Yes |  | 4 | 3450 | 124.4 | 27.73 | 12.3 | 0.96 | 4000 | 80
PMK9VWZS | Industrial Lighting Products | Industrial Lighting Products | UFO-28WLED-UNIV-57-XXXXX [excludes SD480] | Outdoor Luminaires | Low Output | Parking Garage Luminaires | Premium | FALSE | [9 empty] | 8/30/2016 12:00:00 AM | Dimmable | Continuous Below 10 | Yes |  |  | 3501 | 127.3 | 27.5 | 12.3 | 0.96 | 5700 | 80
PC4QF67D | Industrial Lighting Products | Industrial Lighting Products | UFO-28WLED-UNIV-50-XXXXX [excludes SD480] | Outdoor Luminaires | Low Output | Parking Garage Luminaires | Premium | FALSE | [9 empty] | 8/30/2016 12:00:00 AM | Dimmable | Continuous Below 10 | Yes |  |  | 3462 | 125.9 | 27.5 | 12.3 | 0.96 | 5000 | 80
P00000WPK | Infinilux Corporation | Infinilux LB Series | LBX36C | Outdoor Luminaires | Low Output | Parking Garage Luminaires | Standard | TRUE | 3397 | 80.5 | 42.2 | 14.33 | 0.935 | 4660 | 77.5 | 5 | 100000 | 10/17/2011 12:00:00 AM | Not Yet Verified | Not Yet Verified | Not Yet Verified |  | 1.6 | 3397 | 80 | 44 |  | 0.9 | 4500 | 70
P00000WPM | Infinilux Corporation | Infinilux SB Series | SBXS55 - 277V | Outdoor Luminaires | Low Output | Parking Garage Luminaires | Standard | TRUE | 4089 | 81.3 | 50.3 | 15.76 | 0.9 | 4371 | 75 | 5 | 190000 | 6/15/2012 12:00:00 AM | Not Yet Verified | Not Yet Verified | Not Yet Verified |  | 1.6 | 4089 | 82 | 50 |  |  | 5000 | 75
P00000WPV | Infinilux Corporation | Infinilux SB Series | SBEXS55 - 277V | Outdoor Luminaires | Low Output | Parking Garage Luminaires | Standard | TRUE | 4760 | 85.6 | 55.6 | 16.62 | 0.895 | 5019 | 66.7 | 5 | 190000 | 6/15/2012 12:00:00 AM | Not Yet Verified | Not Yet Verified | Not Yet Verified |  | 1.6 | 4760 | 87 | 55 |  |  | 5000 | 75
P00000WPY | Infinilux Corporation | Infinilux SB Series | SBEXS75 | Outdoor Luminaires | Mid Output | Parking Garage Luminaires | Standard | TRUE | 5985 | 79.6 | 75.2 | 13.1 | 0.937 | 5065 | 67.1 | 5 | 190000 | 6/15/2012 12:00:00 AM | Not Yet Verified | Not Yet Verified | Not Yet Verified |  | 1.6 | 5985 | 80 | 75 |  |  | 5000 | 75
P00000WPZ | Infinilux Corporation | Infinilux SB Series | SBESS75 | Outdoor Luminaires | Mid Output | Parking Garage Luminaires | Standard | FALSE | [9 empty] | 6/15/2012 12:00:00 AM | Not Yet Verified | Not Yet Verified | Not Yet Verified |  |  | 5985 | 80 | 75 |  |  | 5000 | 75
P00000WQ4 | Infinilux Corporation | Infinilux LB Series | LBEX36 - 120V | Outdoor Luminaires | Low Output | Parking Garage Luminaires | Standard | TRUE | 4093 | 91.6 | 44.7 | 16.48 | 0.978 | 4565 | 73 | 5 | 140000 | 1/15/2013 12:00:00 AM | Not Yet Verified | Not Yet Verified | Not Yet Verified |  | 1.7 | 4093 | 92 | 44 |  | 0.9 | 4500 | 70
P00000WQ5 | Infinilux Corporation | Infinilux LB Series | LBEX48 - 120V | Outdoor Luminaires | Mid Output | Parking Garage Luminaires | Standard | FALSE | [9 empty] | 1/15/2013 12:00:00 AM | Not Yet Verified | Not Yet Verified | Not Yet Verified |  |  | 5613 | 100 | 56 |  | 0.9 | 4500 | 70
P00000WQ6 | Infinilux Corporation | Infinilux LB Series | LBEX64 | Outdoor Luminaires | Mid Output | Parking Garage Luminaires | Standard | FALSE | [9 empty] | 1/15/2013 12:00:00 AM | Not Yet Verified | Not Yet Verified | Not Yet Verified |  |  | 7484 | 103 | 72 |  | 0.9 | 4500 | 70
P00000WQI | Infinilux Corporation | Infinilux CLSG Series | CLSGXX36 - 02 (5000K) | Outdoor Luminaires | Low Output | Parking Garage Luminaires | Standard | TRUE | 4576 | 111.46 | 41.05 | 10.8 | 0.9599 | 4837 | 74 | 5 | 190000 | 2/19/2013 12:00:00 AM | Not Yet Verified | Not Yet Verified | Not Yet Verified | Qualified with dimming and non-dimming driver options | 1.7 | 4576 | 112 | 41 |  | 0.9 | 5000 | 75
P00000WRC | Infinilux Corporation | Infinilux CFSG Series | CFSGXX36 - 02 (5000K) | Outdoor Luminaires | Low Output | Parking Garage Luminaires | Standard | FALSE | [9 empty] | 6/5/2013 12:00:00 AM | Not Yet Verified | Not Yet Verified | Not Yet Verified | Qualified with dimming and non-dimming driver options |  | 4576 | 112 | 41 |  | 0.9 | 5000 | 75
P00000WRD | Infinilux Corporation | Infinilux CFSG Series | CFSGXX36 - 02 (5000K)-C01 | Outdoor Luminaires | Low Output | Parking Garage Luminaires | Standard | FALSE | [9 empty] | 6/5/2013 12:00:00 AM | Not Yet Verified | Not Yet Verified | Not Yet Verified | Qualified with dimming and non-dimming driver options |  | 4576 | 112 | 41 |  | 0.9 | 5000 | 75
P00000WRE | Infinilux Corporation | Infinilux CFSG Series | CFSGXX36 - 02 (5000K)-C02 | Outdoor Luminaires | Low Output | Parking Garage Luminaires | Standard | FALSE | [9 empty] | 6/5/2013 12:00:00 AM | Not Yet Verified | Not Yet Verified | Not Yet Verified | Qualified with dimming and non-dimming driver options |  | 4576 | 112 | 41 |  | 0.9 | 5000 | 75
PDW95J7H | Infinilux Corporation | Infinilux CLSG Series | CRSGXX36 - 02 (5000K)-C01 | Outdoor Luminaires | Low Output | Parking Garage Luminaires | Standard | FALSE | [9 empty] | 11/11/2014 12:00:00 AM | Not Yet Verified | Not Yet Verified | Not Yet Verified | Qualified with dimming and non-dimming driver options |  | 4576 | 112 | 41 |  | 0.9 | 5000 | 75
P00000WRB | Infinilux Corporation | Infinilux CLSG Series | CLSGXX36 - 02 (5000K)-C02 | Outdoor Luminaires | Low Output | Parking Garage Luminaires | Standard | FALSE | [9 empty] | 6/5/2013 12:00:00 AM | Not Yet Verified | Not Yet Verified | Not Yet Verified | Qualified with dimming and non-dimming driver options |  | 4576 | 112 | 41 |  | 0.9 | 5000 | 75
P00000WRA | Infinilux Corporation | Infinilux CLSG Series | CLSGXX36 - 02 (5000K)-C01 | Outdoor Luminaires | Low Output | Parking Garage Luminaires | Standard | FALSE | [9 empty] | 6/5/2013 12:00:00 AM | Not Yet Verified | Not Yet Verified | Not Yet Verified | Qualified with dimming and non-dimming driver options |  | 4576 | 112 | 41 |  | 0.9 | 5000 | 75
P00000WQK | Infinilux Corporation | Infinilux CLSG Series | CLSGXX48 - 02 (5000K) | Outdoor Luminaires | Mid Output | Parking Garage Luminaires | Standard | TRUE | 6142 | 113.57 | 54.08 | 14.7 | 0.9046 | 4943 | 74 | 5 | 190000 | 3/1/2013 12:00:00 AM | Not Yet Verified | Not Yet Verified | Not Yet Verified | Qualified with dimming and non-dimming driver options | 1.7 | 6142 | 114 | 54 |  | 0.9 | 5000 | 75
P00000WRN | Infinilux Corporation | Infinilux CFSG Series | CFSGXX48 - 02 (5000K)-C01 | Outdoor Luminaires | Mid Output | Parking Garage Luminaires | Standard | FALSE | [9 empty] | 6/5/2013 12:00:00 AM | Not Yet Verified | Not Yet Verified | Not Yet Verified | Qualified with dimming and non-dimming driver options |  | 6142 | 114 | 54 |  | 0.9 | 5000 | 75
P00000WRM | Infinilux Corporation | Infinilux CFSG Series | CFSGXX48 - 02 (5000K) | Outdoor Luminaires | Mid Output | Parking Garage Luminaires | Standard | FALSE | [9 empty] | 6/5/2013 12:00:00 AM | Not Yet Verified | Not Yet Verified | Not Yet Verified | Qualified with dimming and non-dimming driver options |  | 6142 | 114 | 54 |  | 0.9 | 5000 | 75
P00000WRO | Infinilux Corporation | Infinilux CFSG Series | CFSGXX48 - 02 (5000K)-C02 | Outdoor Luminaires | Mid Output | Parking Garage Luminaires | Standard | FALSE | [9 empty] | 6/5/2013 12:00:00 AM | Not Yet Verified | Not Yet Verified | Not Yet Verified | Qualified with dimming and non-dimming driver options |  | 6142 | 114 | 54 |  | 0.9 | 5000 | 75
P00000WRL | Infinilux Corporation | Infinilux CLSG Series | CLSGXX48 - 02 (5000K)-C02 | Outdoor Luminaires | Mid Output | Parking Garage Luminaires | Standard | FALSE | [9 empty] | 6/5/2013 12:00:00 AM | Not Yet Verified | Not Yet Verified | Not Yet Verified | Qualified with dimming and non-dimming driver options |  | 6142 | 114 | 54 |  | 0.9 | 5000 | 75
P8838T1P | Infinilux Corporation | Infinilux CLSG Series | CRSGXX48 - 02 (5000K)-C01 | Outdoor Luminaires | Mid Output | Parking Garage Luminaires | Standard | FALSE | [9 empty] | 11/11/2014 12:00:00 AM | Not Yet Verified | Not Yet Verified | Not Yet Verified | Qualified with dimming and non-dimming driver options |  | 6142 | 114 | 54 |  | 0.9 | 5000 | 75
P00000WRK | Infinilux Corporation | Infinilux CLSG Series | CLSGXX48 - 02 (5000K)-C01 | Outdoor Luminaires | Mid Output | Parking Garage Luminaires | Standard | FALSE | [9 empty] | 6/5/2013 12:00:00 AM | Not Yet Verified | Not Yet Verified | Not Yet Verified | Qualified with dimming and non-dimming driver options |  | 6142 | 114 | 54 |  | 0.9 | 5000 | 75
P00000WS0 | Infinilux Corporation | Infinilux CTSG Series | CTSGXX24-01 (5000K) | Outdoor Luminaires | Low Output | Parking Garage Luminaires | Standard | FALSE | [9 empty] | 10/21/2013 12:00:00 AM | Not Yet Verified | Not Yet Verified | Not Yet Verified |  |  | 2817 | 101 | 28
P00000WS1 | Infinilux Corporation | Infinilux CTSG Series | CTSGXX36-01 (5000K) | Outdoor Luminaires | Low Output | Parking Garage Luminaires | Standard | FALSE | [9 empty] | 10/21/2013 12:00:00 AM | Not Yet Verified | Not Yet Verified | Not Yet Verified |  |  | 4119 | 101 | 41
P00000WS2 | Infinilux Corporation | Infinilux CTSG Series | CTSGXX48-01 (5000K) | Outdoor Luminaires | Mid Output | Parking Garage Luminaires | Standard | FALSE | [9 empty] | 10/21/2013 12:00:00 AM | Not Yet Verified | Not Yet Verified | Not Yet Verified |  |  | 5712 | 104 | 55
P00000WQE | Infinilux Corporation | Infinilux CLSG Series | CXSGXX24-01 (5000K) | Outdoor Luminaires | Low Output | Parking Garage Luminaires | Standard | TRUE | 2817 | 101.37 | 27.79 | 13.7 | 0.9089 | 4599 | 73 | 5 | 100000 | 4/8/2013 12:00:00 AM | Not Yet Verified | Not Yet Verified | Not Yet Verified | Qualified with dimming and non-dimming driver options | 1.7 | 2817 | 101 | 28 |  | 0.9 | 5000 | 70
P00000WQF | Infinilux Corporation | Infinilux CLSG Series | CLSGXX36-01 (5000K) | Outdoor Luminaires | Low Output | Parking Garage Luminaires | Standard | TRUE | 4119 | 100.88 | 40.83 | 10.8 | 0.9598 | 4697 | 73 | 5 | 100000 | 4/8/2013 12:00:00 AM | Not Yet Verified | Not Yet Verified | Not Yet Verified | Qualified with dimming and non-dimming driver options | 1.7 | 4119 | 101 | 41 |  | 0.9 | 5000 | 70
PJ9E557Y | Infinilux Corporation | Infinilux CLSG Series | CRSGXX36-01 (5000K)-C01 | Outdoor Luminaires | Low Output | Parking Garage Luminaires | Standard | FALSE | [9 empty] | 11/11/2014 12:00:00 AM | Not Yet Verified | Not Yet Verified | Not Yet Verified | Qualified with dimming and non-dimming driver options |  | 4119 | 101 | 41 |  | 0.9 | 5000 | 70
P5FB5G2Q | Infinilux Corporation | Infinilux CLSG Series | CLRGXX36-01 (5000K) | Outdoor Luminaires | Low Output | Parking Garage Luminaires | Standard | FALSE | [9 empty] | 2/11/2015 12:00:00 AM | Not Yet Verified | Not Yet Verified | Not Yet Verified | Qualified with dimming and non-dimming driver options |  | 4119 | 101 | 41 |  | 0.9 | 5000 | 70
P00000WQG | Infinilux Corporation | Infinilux CLSG Series | CLSGXX48-01 (5000K) | Outdoor Luminaires | Mid Output | Parking Garage Luminaires | Standard | TRUE | 5712 | 103.82 | 55.02 | 14.1 | 0.9111 | 4648 | 73 | 5 | 100000 | 4/8/2013 12:00:00 AM | Not Yet Verified | Not Yet Verified | Not Yet Verified | Qualified with dimming and non-dimming driver options | 1.7 | 5712 | 104 | 55 |  | 0.9 | 5000 | 70
PP687VXN | Infinilux Corporation | Infinilux CLSG Series | CRSGXX48-01 (5000K)-C01 | Outdoor Luminaires | Mid Output | Parking Garage Luminaires | Standard | FALSE | [9 empty] | 11/11/2014 12:00:00 AM | Not Yet Verified | Not Yet Verified | Not Yet Verified | Qualified with dimming and non-dimming driver options |  | 5712 | 104 | 55 |  | 0.9 | 5000 | 70
P3UR2A43 | Infinilux Corporation | Infinilux CLSG Series | CLRGXX48-01 (5000K) | Outdoor Luminaires | Mid Output | Parking Garage Luminaires | Standard | FALSE | [9 empty] | 2/11/2015 12:00:00 AM | Not Yet Verified | Not Yet Verified | Not Yet Verified | Qualified with dimming and non-dimming driver options |  | 5712 | 104 | 55 |  | 0.9 | 5000 | 70
P00000WQH | Infinilux Corporation | Infinilux CLSG Series | CLSGXX36 - 02 (4000K) | Outdoor Luminaires | Low Output | Parking Garage Luminaires | Standard | TRUE | 4286 | 105.48 | 40.64 | 10.3 | 0.9593 | 3948 | 78 | 5 | 190000 | 3/19/2013 12:00:00 AM | Not Yet Verified | Not Yet Verified | Not Yet Verified | Qualified with dimming and non-dimming driver options | 1.7 | 4286 | 105 | 41 |  | 0.9 | 4000 | 70
P00000WR7 | Infinilux Corporation | Infinilux CFSG Series | CFSGXX36 - 02 (4000K) | Outdoor Luminaires | Low Output | Parking Garage Luminaires | Standard | FALSE | [9 empty] | 6/5/2013 12:00:00 AM | Not Yet Verified | Not Yet Verified | Not Yet Verified | Qualified with dimming and non-dimming driver options |  | 4286 | 105 | 41 |  | 0.9 | 4000 | 70
P00000WR8 | Infinilux Corporation | Infinilux CFSG Series | CFSGXX36 - 02 (4000K)-C01 | Outdoor Luminaires | Low Output | Parking Garage Luminaires | Standard | FALSE | [9 empty] | 6/5/2013 12:00:00 AM | Not Yet Verified | Not Yet Verified | Not Yet Verified | Qualified with dimming and non-dimming driver options |  | 4286 | 105 | 41 |  | 0.9 | 4000 | 70
P00000WR9 | Infinilux Corporation | Infinilux CFSG Series | CFSGXX36 - 02 (4000K)-C02 | Outdoor Luminaires | Low Output | Parking Garage Luminaires | Standard | FALSE | [9 empty] | 6/5/2013 12:00:00 AM | Not Yet Verified | Not Yet Verified | Not Yet Verified | Qualified with dimming and non-dimming driver options |  | 4286 | 105 | 41 |  | 0.9 | 4000 | 70
P00000WR5 | Infinilux Corporation | Infinilux CLSG Series | CLSGXX36 - 02 (4000K)-C01 | Outdoor Luminaires | Low Output | Parking Garage Luminaires | Standard | FALSE | [9 empty] | 6/5/2013 12:00:00 AM | Not Yet Verified | Not Yet Verified | Not Yet Verified | Qualified with dimming and non-dimming driver options |  | 4286 | 105 | 41 |  | 0.9 | 4000 | 70
P00000WR6 | Infinilux Corporation | Infinilux CLSG Series | CLSGXX36 - 02 (4000K)-C02 | Outdoor Luminaires | Low Output | Parking Garage Luminaires | Standard | FALSE | [9 empty] | 6/5/2013 12:00:00 AM | Not Yet Verified | Not Yet Verified | Not Yet Verified | Qualified with dimming and non-dimming driver options |  | 4286 | 105 | 41 |  | 0.9 | 4000 | 70
P75KE3GD | Infinilux Corporation | Infinilux CLSG Series | CRSGXX36 - 02 (4000K)-C01 | Outdoor Luminaires | Low Output | Parking Garage Luminaires | Standard | FALSE | [9 empty] | 11/11/2014 12:00:00 AM | Not Yet Verified | Not Yet Verified | Not Yet Verified | Qualified with dimming and non-dimming driver options |  | 4286 | 105 | 41 |  | 0.9 | 4000 | 70
P00000WQJ | Infinilux Corporation | Infinilux CLSG Series | CLSGXX48 - 02 (4000K) | Outdoor Luminaires | Mid Output | Parking Garage Luminaires | Standard | TRUE | 5394 | 99.73 | 54.08 | 13.8 | 0.9092 | 4015 | 78 | 5 | 190000 | 3/19/2013 12:00:00 AM | Not Yet Verified | Not Yet Verified | Not Yet Verified | Qualified with dimming and non-dimming driver options | 1.7 | 5394 | 100 | 54 |  | 0.9 | 4000 | 70
P00000WRH | Infinilux Corporation | Infinilux CFSG Series | CFSGXX48 - 02 (4000K) | Outdoor Luminaires | Mid Output | Parking Garage Luminaires | Standard | FALSE | [9 empty] | 6/5/2013 12:00:00 AM | Not Yet Verified | Not Yet Verified | Not Yet Verified | Qualified with dimming and non-dimming driver options |  | 5394 | 100 | 54 |  | 0.9 | 4000 | 70
P00000WRJ | Infinilux Corporation | Infinilux CFSG Series | CFSGXX48 - 02 (4000K)-C02 | Outdoor Luminaires | Mid Output | Parking Garage Luminaires | Standard | FALSE | [9 empty] | 6/5/2013 12:00:00 AM | Not Yet Verified | Not Yet Verified | Not Yet Verified | Qualified with dimming and non-dimming driver options |  | 5394 | 100 | 54 |  | 0.9 | 4000 | 70
P00000WRI | Infinilux Corporation | Infinilux CFSG Series | CFSGXX48 - 02 (4000K)-C01 | Outdoor Luminaires | Mid Output | Parking Garage Luminaires | Standard | FALSE | [9 empty] | 6/5/2013 12:00:00 AM | Not Yet Verified | Not Yet Verified | Not Yet Verified | Qualified with dimming and non-dimming driver options |  | 5394 | 100 | 54 |  | 0.9 | 4000 | 70
P00000WRG | Infinilux Corporation | Infinilux CLSG Series | CLSGXX48 - 02 (4000K)-C02 | Outdoor Luminaires | Mid Output | Parking Garage Luminaires | Standard | FALSE | [9 empty] | 6/5/2013 12:00:00 AM | Not Yet Verified | Not Yet Verified | Not Yet Verified | Qualified with dimming and non-dimming driver options |  | 5394 | 100 | 54 |  | 0.9 | 4000 | 70
P00000WRF | Infinilux Corporation | Infinilux CLSG Series | CLSGXX48 - 02 (4000K)-C01 | Outdoor Luminaires | Mid Output | Parking Garage Luminaires | Standard | FALSE | [9 empty] | 6/5/2013 12:00:00 AM | Not Yet Verified | Not Yet Verified | Not Yet Verified | Qualified with dimming and non-dimming driver options |  | 5394 | 100 | 54 |  | 0.9 | 4000 | 70
P8S8E12S | Infinilux Corporation | Infinilux CLSG Series | CRSGXX48 - 02 (4000K)-C01 | Outdoor Luminaires | Mid Output | Parking Garage Luminaires | Standard | FALSE | [9 empty] | 11/11/2014 12:00:00 AM | Not Yet Verified | Not Yet Verified | Not Yet Verified | Qualified with dimming and non-dimming driver options |  | 5394 | 100 | 54 |  | 0.9 | 4000 | 70
P00000WRZ | Infinilux Corporation | Infinilux CTSG Series | CTSGXX18-01 (5000K) | Outdoor Luminaires | Low Output | Parking Garage Luminaires | Standard | FALSE | [9 empty] | 10/21/2013 12:00:00 AM | Not Yet Verified | Not Yet Verified | Not Yet Verified |  |  | 1907 | 92 | 20
P00000WRR | Infinilux Corporation | Infinilux CLSG Series XBD | CLSGXX18-01 (5000K) | Outdoor Luminaires | Low Output | Parking Garage Luminaires | Standard | TRUE | 1907.13 | 92 | 20.83 | 14 | 0.89 | 4718 | 74 | 5 | 100000 | 9/23/2013 12:00:00 AM | Not Yet Verified | Not Yet Verified | Not Yet Verified |  | 2 | 1907 | 92 |  |  |  | 4500
P6TFX9EE | Infinilux Corporation | Infinilux CLSG Series XBD | CRSGXX18-01 (5000K)-C01 | Outdoor Luminaires | Low Output | Parking Garage Luminaires | Standard | FALSE | [9 empty] | 11/11/2014 12:00:00 AM | Not Yet Verified | Not Yet Verified | Not Yet Verified |  |  | 1907 | 92 |  |  |  | 4500
PFXH793A | Infinilux Corporation | Infinilux CLSG Series XBD | CLRGXX18-01 (5000K) | Outdoor Luminaires | Low Output | Parking Garage Luminaires | Standard | FALSE | [9 empty] | 2/11/2015 12:00:00 AM | Not Yet Verified | Not Yet Verified | Not Yet Verified |  |  | 1907 | 92 |  |  |  | 4500
P00000WS5 | Infinilux Corporation | Infinilux CFSG Series | CFSGXX64-02 (4000K) | Outdoor Luminaires | Mid Output | Parking Garage Luminaires | Standard | TRUE | 7393.42 | 105 | 70.68 | 10 | 0.92 | 4132 | 77 | 5 | 190000 | 11/19/2013 12:00:00 AM | Not Yet Verified | Not Yet Verified | Not Yet Verified |  | 2.1 | 7393 | 104 | 71 |  |  | 4000
P00000WS6 | Infinilux Corporation | Infinilux CFSG Series | CFSGXX64-02 (5000K) | Outdoor Luminaires | Mid Output | Parking Garage Luminaires | Standard | FALSE | [9 empty] | 11/19/2013 12:00:00 AM | Not Yet Verified | Not Yet Verified | Not Yet Verified |  |  | 8266 | 115 | 72 |  |  | 5000
P00000WS7 | Infinilux Corporation | Infinilux CFSG Series | CFSGXX20-02 (4000K) | Outdoor Luminaires | Low Output | Parking Garage Luminaires | Standard | TRUE | 2318.82 | 101 | 22.95 | 13 | 0.91 | 4119 | 77 | 5 | 190000 | 11/19/2013 12:00:00 AM | Not Yet Verified | Not Yet Verified | Not Yet Verified |  | 2.1 | 2369 | 103 | 23 |  |  | 4000
P00000WS8 | Infinilux Corporation | Infinilux CFSG Series | CFSGXX20-02 (5000K) | Outdoor Luminaires | Low Output | Parking Garage Luminaires | Standard | FALSE | [9 empty] | 11/19/2013 12:00:00 AM | Not Yet Verified | Not Yet Verified | Not Yet Verified |  |  | 2605 | 118 | 22 |  |  | 5000
P00000WU4 | Infinilux Corporation | Infinilux CLSP Series XBD | CLSGXX64-01 (5000K) | Outdoor Luminaires | Mid Output | Parking Garage Luminaires | Standard | TRUE | 7249.99 | 100 | 72.15 | 10 | 0.93 | 4660 | 72 | 5 | 100000 | 3/5/2014 12:00:00 AM | Not Yet Verified | Not Yet Verified | Not Yet Verified |  | 2.1 | 7250 | 100 | 72
P00000WU6 | Infinilux Corporation | Infinilux | CTSGXX64-01 (5000K) | Outdoor Luminaires | Mid Output | Parking Garage Luminaires | Standard | FALSE | [9 empty] | 4/11/2014 12:00:00 AM | Not Yet Verified | Not Yet Verified | Not Yet Verified |  |  | 7250 | 100 | 72
P1S481DE | Infinilux Corporation | Infinilux CLSP Series XBD | CLRGXX64-01 (5000K) | Outdoor Luminaires | Mid Output | Parking Garage Luminaires | Standard | FALSE | [9 empty] | 2/11/2015 12:00:00 AM | Not Yet Verified | Not Yet Verified | Not Yet Verified |  |  | 7250 | 100 | 72
PS9Y8VWM | Infinilux Corporation | Infinilux CLSP Series XBD | CRSGXX64-01 (5000K)-C01 | Outdoor Luminaires | Mid Output | Parking Garage Luminaires | Standard | FALSE | [9 empty] | 11/11/2014 12:00:00 AM | Not Yet Verified | Not Yet Verified | Not Yet Verified |  |  | 7250 | 100 | 72
PU6PZE22 | Infinilux Corporation | Infinilux CLSG Series | CLSGXX24-01 (5000K) | Outdoor Luminaires | Low Output | Parking Garage Luminaires | Standard | TRUE | 2817 | 101.37 | 27.79 | 13.7 | 0.9089 | 4599 | 73 | 5 | 100000 | 1/7/2015 12:00:00 AM | Not Yet Verified | Not Yet Verified | Not Yet Verified | Qualified with dimming and non-dimming driver options | 1.7 | 2817 | 101 | 28 |  | 0.9 | 5000 | 70
P3JB6GTB | Infinilux Corporation | Infinilux CLSG Series | CLRGXX24-01 (5000K) | Outdoor Luminaires | Low Output | Parking Garage Luminaires | Standard | FALSE | [9 empty] | 2/11/2015 12:00:00 AM | Not Yet Verified | Not Yet Verified | Not Yet Verified | Qualified with dimming and non-dimming driver options |  | 2817 | 101 | 28 |  | 0.9 | 5000 | 70
PN9MDRZD | Infinilux Corporation | Infinilux CRSG Series | CRSGXX24-01 (5000K) | Outdoor Luminaires | Low Output | Parking Garage Luminaires | Standard | FALSE | [7 empty] | 5 |  | 1/7/2015 12:00:00 AM | Not Yet Verified | Not Yet Verified | Not Yet Verified | Qualified with dimming and non-dimming driver options | 1.7 | 2817 | 101 | 28 |  | 0.9 | 5000 | 70
PA5J58EXV | Infinilux Corporation | Infinilux CLSG Series | CLSGXX64-02 (4000K) | Outdoor Luminaires | Mid Output | Parking Garage Luminaires | Standard | TRUE | 7387.55 | 102 | 72.09 | 14 | 0.92 | 4089 | 74 | 5 | 190000 | 1/15/2015 12:00:00 AM | Dimmable | Continuous Below 10 | Not Yet Verified |  | 2.1 | 7388 | 102 | 72 |  |  | 4000
PXMKRR1SA | Infinilux Corporation | Infinilux CLSG Series | CLSGXX64-02 (5000K) | Outdoor Luminaires | Mid Output | Parking Garage Luminaires | Standard | FALSE | [9 empty] | 1/15/2015 12:00:00 AM | Dimmable | Continuous Below 10 | Not Yet Verified |  |  | 8126 | 112 | 72 |  |  | 5000
PGDSZGPM | Infinilux Corporation | Infinilux CLSG Series | CRSGXX64-02 (5000K) -C01 | Outdoor Luminaires | Mid Output | Parking Garage Luminaires | Standard | FALSE | [9 empty] | 1/15/2015 12:00:00 AM | Dimmable | Continuous Below 10 | Not Yet Verified |  |  | 8126 | 112 | 72 |  |  | 5000
PWYAKX97 | Infinilux Corporation | Infinilux CLSG Series | CRSGXX64-02 (4000K)-C01 | Outdoor Luminaires | Mid Output | Parking Garage Luminaires | Standard | FALSE | [9 empty] | 1/15/2015 12:00:00 AM | Dimmable | Continuous Below 10 | Not Yet Verified |  |  | 7388 | 102 | 72 |  |  | 4000
P3SQ597F1 | Infinilux Corporation | Infinilux CLSG Series | CLSGXX20-02 (4000K) | Outdoor Luminaires | Low Output | Parking Garage Luminaires | Standard | TRUE | 2380.96 | 104 | 22.96 | 13 | 0.9 | 4082 | 74 | 5 | 190000 | 1/15/2015 12:00:00 AM | Dimmable | Continuous Below 10 | Not Yet Verified |  | 2.1 | 2380 | 104 | 23 |  |  | 4000
PD54HZP49 | Infinilux Corporation | Infinilux CLSG Series | CLSGXX20-02 (5000K) | Outdoor Luminaires | Low Output | Parking Garage Luminaires | Standard | FALSE | [9 empty] | 1/15/2015 12:00:00 AM | Dimmable | Continuous Below 10 | Not Yet Verified |  |  | 2618 | 113 | 23 |  |  | 5000
PJVVJMYZ | Infinilux Corporation | Infinilux CLSG Series | CRSGXX20-02 (4000K)-C01 | Outdoor Luminaires | Low Output | Parking Garage Luminaires | Standard | FALSE | [9 empty] | 1/15/2015 12:00:00 AM | Dimmable | Continuous Below 10 | Not Yet Verified |  |  | 2380 | 104 | 23 |  |  | 4000
PJE74766 | Infinilux Corporation | Infinilux CLSG Series | CRSGXX20-02 (5000K)-C01 | Outdoor Luminaires | Low Output | Parking Garage Luminaires | Standard | FALSE | [9 empty] | 1/15/2015 12:00:00 AM | Dimmable | Continuous Below 10 | Not Yet Verified |  |  | 2618 | 113 | 23 |  |  | 5000
P00000WSB | Infinilux Corporation | Infinilux | CFSGXX20-02 (4000K) C01 | Outdoor Luminaires | Low Output | Parking Garage Luminaires | Standard | TRUE | 2318.85 | 100 | 22.95 | 13 | 0.91 | 4027 | 77 | 5 | 50000 | 12/27/2013 12:00:00 AM | Not Yet Verified | Not Yet Verified | Not Yet Verified |  | 2.1 | 2318.85 | 100 | 20 | 13 | 0.91 | 4000
P00000WSG | Infinilux Corporation | Infinilux | CFSGXX20-02 (4000K) C02 | Outdoor Luminaires | Low Output | Parking Garage Luminaires | Standard | FALSE | [9 empty] | 12/27/2013 12:00:00 AM | Not Yet Verified | Not Yet Verified | Not Yet Verified |  |  | 2634.87 | 100 | 26.27 | 24 | 0.96 | 4000
P00000WSP | Infinilux Corporation | Infinilux | CFSGXX20-02 (5000K) - Y - C01 | Outdoor Luminaires | Low Output | Parking Garage Luminaires | Standard | FALSE | [9 empty] | 12/27/2013 12:00:00 AM | Not Yet Verified | Not Yet Verified | Not Yet Verified |  |  | 2634.87 | 100 | 26.27 | 24 | 0.96 | 5000
P00000WSW | Infinilux Corporation | Infinilux | CFSGXX36-02 (4000K) - Y | Outdoor Luminaires | Low Output | Parking Garage Luminaires | Standard | FALSE | [9 empty] | 12/27/2013 12:00:00 AM | Not Yet Verified | Not Yet Verified | Not Yet Verified |  |  | 4296.46 | 95 | 45.01 | 16 | 0.98 | 4000
P00000WT1 | Infinilux Corporation | Infinilux | CFSGXX36-02 (5000K) - Y - C01 | Outdoor Luminaires | Low Output | Parking Garage Luminaires | Standard | FALSE | [9 empty] | 12/27/2013 12:00:00 AM | Not Yet Verified | Not Yet Verified | Not Yet Verified |  |  | 4296.46 | 95 | 45.01 | 16 | 0.98 | 5000
P00000WT4 | Infinilux Corporation | Infinilux | CFSGXX36-02 (4000K) - Y - C02 | Outdoor Luminaires | Low Output | Parking Garage Luminaires | Standard | FALSE | [9 empty] | 12/27/2013 12:00:00 AM | Not Yet Verified | Not Yet Verified | Not Yet Verified |  |  | 4296.46 | 95 | 45.01 | 16 | 0.98 | 4000
P00000WSJ | Infinilux Corporation | Infinilux | CFSGXX64-02 (5000K) C02 | Outdoor Luminaires | Mid Output | Parking Garage Luminaires | Standard | FALSE | [9 empty] | 12/27/2013 12:00:00 AM | Not Yet Verified | Not Yet Verified | Not Yet Verified |  |  | 7698.02 | 106 | 72.37 | 14 | 0.95 | 5000
P00000WSQ | Infinilux Corporation | Infinilux | CFSGXX64-02 (4000K) - Y - C01 | Outdoor Luminaires | Mid Output | Parking Garage Luminaires | Standard | FALSE | [9 empty] | 12/27/2013 12:00:00 AM | Not Yet Verified | Not Yet Verified | Not Yet Verified |  |  | 7206.17 | 93 | 77.12 | 14 | 0.95 | 4000
P00000WSR | Infinilux Corporation | Infinilux | CFSGXX64-02 (5000K) - Y - C01 | Outdoor Luminaires | Mid Output | Parking Garage Luminaires | Standard | FALSE | [9 empty] | 12/27/2013 12:00:00 AM | Not Yet Verified | Not Yet Verified | Not Yet Verified |  |  | 7698.02 | 106 | 72.37 | 14 | 0.95 | 5000
P00000WSY | Infinilux Corporation | Infinilux | CFSGXX48-02 (4000K) - Y | Outdoor Luminaires | Mid Output | Parking Garage Luminaires | Standard | FALSE | [9 empty] | 12/27/2013 12:00:00 AM | Not Yet Verified | Not Yet Verified | Not Yet Verified |  |  | 6241.86 | 102 | 61.01 | 17 | 0.92 | 4000
P00000WT3 | Infinilux Corporation | Infinilux | CFSGXX48-02 (5000K) - Y - C01 | Outdoor Luminaires | Mid Output | Parking Garage Luminaires | Standard | FALSE | [9 empty] | 12/27/2013 12:00:00 AM | Not Yet Verified | Not Yet Verified | Not Yet Verified |  |  | 6241.86 | 102 | 61.01 | 17 | 0.92 | 5000
P00000WT6 | Infinilux Corporation | Infinilux | CFSGXX48-02 (4000K) - Y - C02 | Outdoor Luminaires | Mid Output | Parking Garage Luminaires | Standard | FALSE | [9 empty] | 12/27/2013 12:00:00 AM | Not Yet Verified | Not Yet Verified | Not Yet Verified |  |  | 6241.86 | 102 | 61.01 | 17 | 0.92 | 4000
P00000WSD | Infinilux Corporation | Infinilux | CFSGXX20-02 (5000K) C01 | Outdoor Luminaires | Low Output | Parking Garage Luminaires | Standard | FALSE | [9 empty] | 12/27/2013 12:00:00 AM | Not Yet Verified | Not Yet Verified | Not Yet Verified |  |  | 2634.87 | 100 | 26.27 | 24 | 0.96 | 5000
P00000WSI | Infinilux Corporation | Infinilux | CFSGXX64-02 (4000K) C02 | Outdoor Luminaires | Mid Output | Parking Garage Luminaires | Standard | FALSE | [9 empty] | 12/27/2013 12:00:00 AM | Not Yet Verified | Not Yet Verified | Not Yet Verified |  |  | 7206.17 | 93 | 77.12 | 14 | 0.95 | 4000
P00000WSV | Infinilux Corporation | Infinilux | CFSGXX64-02 (5000K) - Y - C02 | Outdoor Luminaires | Mid Output | Parking Garage Luminaires | Standard | FALSE | [9 empty] | 12/27/2013 12:00:00 AM | Not Yet Verified | Not Yet Verified | Not Yet Verified |  |  | 7698.02 | 106 | 72.37 | 14 | 0.95 | 5000
P00000WSF | Infinilux Corporation | Infinilux | CFSGXX64-02 (5000K) C01 | Outdoor Luminaires | Mid Output | Parking Garage Luminaires | Standard | FALSE | [9 empty] | 12/27/2013 12:00:00 AM | Not Yet Verified | Not Yet Verified | Not Yet Verified |  |  | 7698.02 | 106 | 72.37 | 14 | 0.95 | 5000
P00000WT7 | Infinilux Corporation | Infinilux | CFSGXX48-02 (5000K) - Y - C02 | Outdoor Luminaires | Mid Output | Parking Garage Luminaires | Standard | FALSE | [9 empty] | 12/27/2013 12:00:00 AM | Not Yet Verified | Not Yet Verified | Not Yet Verified |  |  | 6241.86 | 102 | 61.01 | 17 | 0.92 | 5000
P00000WT5 | Infinilux Corporation | Infinilux | CFSGXX36-02 (5000K) - Y - C02 | Outdoor Luminaires | Low Output | Parking Garage Luminaires | Standard | FALSE | [9 empty] | 12/27/2013 12:00:00 AM | Not Yet Verified | Not Yet Verified | Not Yet Verified |  |  | 4296.46 | 95 | 45.01 | 16 | 0.98 | 5000
P00000WSM | Infinilux Corporation | Infinilux | CFSGXX64-02 (4000K) - Y | Outdoor Luminaires | Mid Output | Parking Garage Luminaires | Standard | FALSE | [9 empty] | 12/27/2013 12:00:00 AM | Not Yet Verified | Not Yet Verified | Not Yet Verified |  |  | 7206.17 | 93 | 77.12 | 14 | 0.95 | 4000
P00000WT2 | Infinilux Corporation | Infinilux | CFSGXX48-02 (4000K) - Y - C01 | Outdoor Luminaires | Mid Output | Parking Garage Luminaires | Standard | FALSE | [9 empty] | 12/27/2013 12:00:00 AM | Not Yet Verified | Not Yet Verified | Not Yet Verified |  |  | 6241.86 | 102 | 61.01 | 17 | 0.92 | 4000
P00000WSL | Infinilux Corporation | Infinilux | CFSGXX20-02 (5000K) - Y | Outdoor Luminaires | Low Output | Parking Garage Luminaires | Standard | FALSE | [9 empty] | 12/27/2013 12:00:00 AM | Not Yet Verified | Not Yet Verified | Not Yet Verified |  |  | 2634.87 | 100 | 26.27 | 24 | 0.96 | 5000
P00000WSH | Infinilux Corporation | Infinilux | CFSGXX20-02 (5000K) C02 | Outdoor Luminaires | Low Output | Parking Garage Luminaires | Standard | FALSE | [9 empty] | 12/27/2013 12:00:00 AM | Not Yet Verified | Not Yet Verified | Not Yet Verified |  |  | 2634.87 | 100 | 26.27 | 24 | 0.96 | 5000
P00000WSU | Infinilux Corporation | Infinilux | CFSGXX64-02 (4000K) - Y - C02 | Outdoor Luminaires | Mid Output | Parking Garage Luminaires | Standard | FALSE | [9 empty] | 12/27/2013 12:00:00 AM | Not Yet Verified | Not Yet Verified | Not Yet Verified |  |  | 7206.17 | 93 | 77.12 | 14 | 0.95 | 4000
P00000WSS | Infinilux Corporation | Infinilux | CFSGXX20-02 (4000K) - Y - C02 | Outdoor Luminaires | Low Output | Parking Garage Luminaires | Standard | FALSE | [9 empty] | 12/27/2013 12:00:00 AM | Not Yet Verified | Not Yet Verified | Not Yet Verified |  |  | 2634.87 | 100 | 26.27 | 24 | 0.96 | 4000
P00000WST | Infinilux Corporation | Infinilux | CFSGXX20-02 (5000K) - Y - C02 | Outdoor Luminaires | Low Output | Parking Garage Luminaires | Standard | FALSE | [9 empty] | 12/27/2013 12:00:00 AM | Not Yet Verified | Not Yet Verified | Not Yet Verified |  |  | 2634.87 | 100 | 26.27 | 24 | 0.96 | 5000
P00000WSX | Infinilux Corporation | Infinilux | CFSGXX36-02 (5000K) - Y | Outdoor Luminaires | Low Output | Parking Garage Luminaires | Standard | FALSE | [9 empty] | 12/27/2013 12:00:00 AM | Not Yet Verified | Not Yet Verified | Not Yet Verified |  |  | 4296.46 | 95 | 45.01 | 16 | 0.98 | 5000
P00000WSE | Infinilux Corporation | Infinilux | CFSGXX64-02 (4000K) C01 | Outdoor Luminaires | Mid Output | Parking Garage Luminaires | Standard | FALSE | [9 empty] | 12/27/2013 12:00:00 AM | Not Yet Verified | Not Yet Verified | Not Yet Verified |  |  | 7206.17 | 93 | 77.12 | 14 | 0.95 | 4000
P00000WSN | Infinilux Corporation | Infinilux | CFSGXX64-02 (5000K) - Y | Outdoor Luminaires | Mid Output | Parking Garage Luminaires | Standard | FALSE | [9 empty] | 12/27/2013 12:00:00 AM | Not Yet Verified | Not Yet Verified | Not Yet Verified |  |  | 7698.02 | 106 | 72.37 | 14 | 0.95 | 5000
P00000WSZ | Infinilux Corporation | Infinilux | CFSGXX48-02 (5000K) - Y | Outdoor Luminaires | Mid Output | Parking Garage Luminaires | Standard | FALSE | [9 empty] | 12/27/2013 12:00:00 AM | Not Yet Verified | Not Yet Verified | Not Yet Verified |  |  | 6241.86 | 102 | 61.01 | 17 | 0.92 | 5000
P00000WSK | Infinilux Corporation | Infinilux | CFSGXX20-02 (4000K) - Y | Outdoor Luminaires | Low Output | Parking Garage Luminaires | Standard | FALSE | [9 empty] | 12/27/2013 12:00:00 AM | Not Yet Verified | Not Yet Verified | Not Yet Verified |  |  | 2634.87 | 100 | 26.27 | 24 | 0.96 | 4000
P00000WSO | Infinilux Corporation | Infinilux | CFSGXX20-02 (4000K) - Y - C01 | Outdoor Luminaires | Low Output | Parking Garage Luminaires | Standard | FALSE | [9 empty] | 12/27/2013 12:00:00 AM | Not Yet Verified | Not Yet Verified | Not Yet Verified |  |  | 2634.87 | 100 | 26.27 | 24 | 0.96 | 4000
P00000WT0 | Infinilux Corporation | Infinilux | CFSGXX36-02 (4000K) - Y - C01 | Outdoor Luminaires | Low Output | Parking Garage Luminaires | Standard | FALSE | [9 empty] | 12/27/2013 12:00:00 AM | Not Yet Verified | Not Yet Verified | Not Yet Verified |  |  | 4296.46 | 95 | 45.01 | 16 | 0.98 | 4000
PKWYHU4R | Infinilux Corporation | Infinilux SBSG Series | SBSGSV56-03 (5000K) | Outdoor Luminaires | Mid Output | Parking Garage Luminaires | Standard | TRUE | 5566.55 | 88 | 64.38 | 16 | 0.92 | 4805 | 73 | 5 | 190000 | 5/20/2015 12:00:00 AM | Dimmable | Continuous Below 10 | Not Yet Verified |  | 2.1 | 5567 | 88 | 63 |  | 0.9 | 5000 | 70
PKKNQ1CV | InLine Electrical Resources | IER | IER-RK-80W(4000K) | Outdoor Luminaires | Mid Output | Parking Garage Luminaires | Standard | TRUE | 5950.2 | 75.22 | 79.1 | 9.7 | 0.914 | 4127 | 74.8 | 5 | 50000 | 12/30/2014 12:00:00 AM | Not Dimmable | Not Dimmable | Not Yet Verified |  | 2.1 | 5950.2 | 75.22 | 79.1 | 9.7 | 0.9136 | 4000 | 74.8
PPB357BS | InLine Electrical Resources | IER | IER-RK-80W(5700K) | Outdoor Luminaires | Mid Output | Parking Garage Luminaires | Standard | FALSE | [9 empty] | 12/30/2014 12:00:00 AM | Not Dimmable | Not Dimmable | Not Yet Verified |  |  | 6884 | 87.47 | 78.7 | 9.73 | 0.9228 | 5700 | 71.8
PN6WY266 | InLine Electrical Resources | IER | IER-RK-80W(4500K) | Outdoor Luminaires | Mid Output | Parking Garage Luminaires | Standard | FALSE | [9 empty] | 12/30/2014 12:00:00 AM | Not Dimmable | Not Dimmable | Not Yet Verified |  |  | 5950.2 | 75.22 | 79.1 | 9.7 | 0.9136 | 4500 | 74.8
PQXK86YQ | InLine Electrical Resources | IER | IER-RK-80W(5000K) | Outdoor Luminaires | Mid Output | Parking Garage Luminaires | Standard | FALSE | [9 empty] | 12/30/2014 12:00:00 AM | Not Dimmable | Not Dimmable | Not Yet Verified |  |  | 5950.2 | 75.22 | 79.1 | 9.7 | 0.9136 | 5000 | 74.8
P7SRJFFQ | InLine Electrical Resources | IER | IER-RK-120W(4000K) | Outdoor Luminaires | Mid Output | Parking Garage Luminaires | Standard | TRUE | 8932.8 | 75.38 | 118.5 | 10.6 | 0.911 | 4163 | 74.8 | 5 | 50000 | 12/30/2014 12:00:00 AM | Not Dimmable | Not Dimmable | Not Yet Verified |  | 2.1 | 8932.8 | 75.38 | 118.5 | 10.6 | 0.9112 | 4000 | 74.8
PM97E2UF | InLine Electrical Resources | IER | IER-RK-120W(4500K) | Outdoor Luminaires | Mid Output | Parking Garage Luminaires | Standard | FALSE | [9 empty] | 12/30/2014 12:00:00 AM | Not Dimmable | Not Dimmable | Not Yet Verified |  |  | 8932.8 | 75.38 | 118.5 | 10.6 | 0.9112 | 4500 | 74.8
PFMTPKD7 | InLine Electrical Resources | IER | IER-RK-120W(5700K) | Outdoor Luminaires | High Output | Parking Garage Luminaires | Standard | FALSE | [9 empty] | 12/30/2014 12:00:00 AM | Not Dimmable | Not Dimmable | Not Yet Verified |  |  | 10284 | 86.42 | 119 | 13.1 | 0.9231 | 5700 | 71.8
PKTAC9W4 | InLine Electrical Resources | IER | IER-RK-120W(5000K) | Outdoor Luminaires | Mid Output | Parking Garage Luminaires | Standard | FALSE | [9 empty] | 12/30/2014 12:00:00 AM | Not Dimmable | Not Dimmable | Not Yet Verified |  |  | 8932.8 | 75.38 | 118.5 | 10.6 | 0.9112 | 5000 | 74.8
PURF4QAB | inSync Lighting Innovations, LLC | inSync Lighting Innovations, LLC | ISVT 48 52 LED VS | Outdoor Luminaires | Low Output | Parking Garage Luminaires | Standard | TRUE | 4759.48 | 86.19 | 55.22 | 14 | 0.97 | 4248 | 85 | 5 | 50000 | 9/16/2015 12:00:00 AM | Dimmable | Continuous Below 10 | Yes |  | 2.1 | 4759 | 86 | 52 | 14 | 0.97 | 4248 | 85
P00000X2A | IntenCity Lighting | IntenCity Lighting | GL-40SV | Outdoor Luminaires | Low Output | Parking Garage Luminaires | Standard | TRUE | 4327.7 | 72.84 | 59.26 | 10.8 | 0.936 | 5041 | 67.7 | 5 | 100000 | 7/19/2013 12:00:00 AM | Not Yet Verified | Not Yet Verified | Not Yet Verified |  | 2 | 4400 | 75 | 59 |  | 0.95 | 5000 | 66
P2XJ5J6N | IntenCity Lighting | IntenCity | GL-40SV-43w-120-277v-4100k | Outdoor Luminaires | Low Output | Parking Garage Luminaires | Standard | TRUE | 4106.83 | 89.94 | 45.66 | 17 | 0.89 | 3827 | 73.5 | 5 | 100000 | 8/28/2015 12:00:00 AM | Not Dimmable | Not Dimmable | Not Yet Verified |  | 2.1 | 4106.83 | 89.94 | 45.66 | 17 | 0.89 | 3827 | 73.5
PBHNCJ86 | IntenCity Lighting | IntenCity | GL-40SV-43w-120-277v-5700k | Outdoor Luminaires | Low Output | Parking Garage Luminaires | Standard | FALSE | [9 empty] | 8/28/2015 12:00:00 AM | Not Dimmable | Not Dimmable | Not Yet Verified |  |  | 4123.21 | 91 | 45.31 | 6 | 0.99 | 5412 | 73
P00001J3G | J2 Light Inc. | iPARK LED | iPLBH5 (52W) | Outdoor Luminaires | Mid Output | Parking Garage Luminaires | Standard | TRUE | 5041 | 100.2 | 50.33 | 17.67 | 0.9423 | 5244 | 85.51 | 7 | 50000 | 3/18/2014 12:00:00 AM | Not Yet Verified | Not Yet Verified | Not Yet Verified |  | 2.1 | 5166 | 99 | 52.2 |  | 0.96 | 5000 | 80
P00001J3F | J2 Light Inc. | iPARK LED | iPLBL4 (38W) | Outdoor Luminaires | Low Output | Parking Garage Luminaires | Standard | TRUE | 3520 | 96.7 | 36.4 | 18.45 | 0.9615 | 3929 | 84.69 | 7 | 50000 | 3/18/2014 12:00:00 AM | Not Yet Verified | Not Yet Verified | Not Yet Verified |  | 2.1 | 3501 | 94 | 37.4 |  | 0.99 | 4000 | 80
P00001J3Z | J2 Light Inc. | iPARK LED | iPLDH5 (52W) | Outdoor Luminaires | Mid Output | Parking Garage Luminaires | Standard | FALSE | [9 empty] | 3/18/2014 12:00:00 AM | Not Yet Verified | Not Yet Verified | Not Yet Verified |  |  | 5166 | 99 | 52 | 16 | 0.96 | 5000 | 80
P00001J3Q | J2 Light Inc. | iPARK LED | iPLBL5 (37W) | Outdoor Luminaires | Low Output | Parking Garage Luminaires | Standard | FALSE | [9 empty] | 3/18/2014 12:00:00 AM | Not Yet Verified | Not Yet Verified | Not Yet Verified |  |  | 3572 | 97 | 37 | 17 | 0.94 | 5000 | 80
P00001J3W | J2 Light Inc. | iPARK LED | iPLDH4 (53W) | Outdoor Luminaires | Mid Output | Parking Garage Luminaires | Standard | FALSE | [9 empty] | 3/18/2014 12:00:00 AM | Not Yet Verified | Not Yet Verified | Not Yet Verified |  |  | 5076 | 96 | 53 | 11 | 0.99 | 4000 | 80
P00001J3X | J2 Light Inc. | iPARK LED | iPLDH5 (34W) | Outdoor Luminaires | Mid Output | Parking Garage Luminaires | Standard | FALSE | [9 empty] | 3/18/2014 12:00:00 AM | Not Yet Verified | Not Yet Verified | Not Yet Verified |  |  | 5153 | 99 | 35 | 16 | 0.96 | 5000 | 80
P00001J48 | J2 Light Inc. | iPARK LED | iPLDL5 (39W) | Outdoor Luminaires | Low Output | Parking Garage Luminaires | Standard | FALSE | [9 empty] | 3/18/2014 12:00:00 AM | Not Yet Verified | Not Yet Verified | Not Yet Verified |  |  | 3572 | 96 | 37.4 | 13 | 0.99 | 5000 | 80
P00001J3R | J2 Light Inc. | iPARK LED | iPLBL5 (38W) | Outdoor Luminaires | Low Output | Parking Garage Luminaires | Standard | FALSE | [9 empty] | 3/18/2014 12:00:00 AM | Not Yet Verified | Not Yet Verified | Not Yet Verified |  |  | 3564 | 95 | 37.4 | 13 | 0.99 | 5000 | 80
P00001J3S | J2 Light Inc. | iPARK LED | iPLBL5 (39W) | Outdoor Luminaires | Low Output | Parking Garage Luminaires | Standard | FALSE | [9 empty] | 3/18/2014 12:00:00 AM | Not Yet Verified | Not Yet Verified | Not Yet Verified |  |  | 3572 | 96 | 37.4 | 13 | 0.99 | 5000 | 80
P00001J43 | J2 Light Inc. | iPARK LED | iPLDL4 (38W) | Outdoor Luminaires | Low Output | Parking Garage Luminaires | Standard | FALSE | [9 empty] | 3/18/2014 12:00:00 AM | Not Yet Verified | Not Yet Verified | Not Yet Verified |  |  | 3501 | 94 | 37.4 | 13 | 0.99 | 4000 | 80
P00001J46 | J2 Light Inc. | iPARK LED | iPLDL5 (37W) | Outdoor Luminaires | Low Output | Parking Garage Luminaires | Standard | FALSE | [9 empty] | 3/18/2014 12:00:00 AM | Not Yet Verified | Not Yet Verified | Not Yet Verified |  |  | 3572 | 97 | 37 | 17 | 0.94 | 5000 | 80
P00001J47 | J2 Light Inc. | iPARK LED | iPLDL5 (38W) | Outdoor Luminaires | Low Output | Parking Garage Luminaires | Standard | FALSE | [9 empty] | 3/18/2014 12:00:00 AM | Not Yet Verified | Not Yet Verified | Not Yet Verified |  |  | 3564 | 95 | 37.4 | 13 | 0.99 | 5000 | 80
P00001J3L | J2 Light Inc. | iPARK LED | iPLBH5 (34W) | Outdoor Luminaires | Mid Output | Parking Garage Luminaires | Standard | FALSE | [9 empty] | 3/18/2014 12:00:00 AM | Not Yet Verified | Not Yet Verified | Not Yet Verified |  |  | 5153 | 99 | 34.8 | 16 | 0.96 | 5000 | 80
P00001J3M | J2 Light Inc. | iPARK LED | iPLBH5 (35W) | Outdoor Luminaires | Mid Output | Parking Garage Luminaires | Standard | FALSE | [9 empty] | 3/18/2014 12:00:00 AM | Not Yet Verified | Not Yet Verified | Not Yet Verified |  |  | 5153 | 98 | 35.2 | 11 | 0.99 | 5000 | 80
P00001J3U | J2 Light Inc. | iPARK LED | iPLDH4 (35W) | Outdoor Luminaires | Mid Output | Parking Garage Luminaires | Standard | FALSE | [9 empty] | 3/18/2014 12:00:00 AM | Not Yet Verified | Not Yet Verified | Not Yet Verified |  |  | 5065 | 96 | 35 | 11 | 0.99 | 4000 | 80
P00001J3V | J2 Light Inc. | iPARK LED | iPLDH4 (52W) | Outdoor Luminaires | Mid Output | Parking Garage Luminaires | Standard | FALSE | [9 empty] | 3/18/2014 12:00:00 AM | Not Yet Verified | Not Yet Verified | Not Yet Verified |  |  | 5076 | 97 | 52 | 16 | 0.96 | 4000 | 80
P00001J3O | J2 Light Inc. | iPARK LED | iPLBL4 (36W) | Outdoor Luminaires | Low Output | Parking Garage Luminaires | Standard | FALSE | [9 empty] | 3/18/2014 12:00:00 AM | Not Yet Verified | Not Yet Verified | Not Yet Verified |  |  | 3501 | 95 | 37 | 17 | 0.94 | 4000 | 80
P00001J3K | J2 Light Inc. | iPARK LED | iPLBH4 (53W) | Outdoor Luminaires | Mid Output | Parking Garage Luminaires | Standard | FALSE | [9 empty] | 3/18/2014 12:00:00 AM | Not Yet Verified | Not Yet Verified | Not Yet Verified |  |  | 5076 | 96 | 52.8 | 11 | 0.99 | 4000 | 80
P00001J3Y | J2 Light Inc. | iPARK LED | iPLDH5 (35W) | Outdoor Luminaires | Mid Output | Parking Garage Luminaires | Standard | FALSE | [9 empty] | 3/18/2014 12:00:00 AM | Not Yet Verified | Not Yet Verified | Not Yet Verified |  |  | 5153 | 98 | 35 | 11 | 0.99 | 5000 | 80
P00001J3I | J2 Light Inc. | iPARK LED | iPLBH4 (35W) | Outdoor Luminaires | Mid Output | Parking Garage Luminaires | Standard | FALSE | [9 empty] | 3/18/2014 12:00:00 AM | Not Yet Verified | Not Yet Verified | Not Yet Verified |  |  | 5065 | 96 | 35.2 | 11 | 0.99 | 4000 | 80
P00001J3P | J2 Light Inc. | iPARK LED | iPLBL5 (36W) | Outdoor Luminaires | Low Output | Parking Garage Luminaires | Standard | FALSE | [9 empty] | 3/18/2014 12:00:00 AM | Not Yet Verified | Not Yet Verified | Not Yet Verified |  |  | 3564 | 96 | 37 | 17 | 0.94 | 5000 | 80
P00001J3N | J2 Light Inc. | iPARK LED | iPLBH5 (53W) | Outdoor Luminaires | Mid Output | Parking Garage Luminaires | Standard | FALSE | [9 empty] | 3/18/2014 12:00:00 AM | Not Yet Verified | Not Yet Verified | Not Yet Verified |  |  | 5166 | 98 | 52.8 | 11 | 0.99 | 5000 | 80
P00001J3H | J2 Light Inc. | iPARK LED | iPLBH4 (34W) | Outdoor Luminaires | Mid Output | Parking Garage Luminaires | Standard | FALSE | [9 empty] | 3/18/2014 12:00:00 AM | Not Yet Verified | Not Yet Verified | Not Yet Verified |  |  | 5065 | 97 | 34.8 | 16 | 0.96 | 4000 | 80
P00001J3J | J2 Light Inc. | iPARK LED | iPLBH4 (52W) | Outdoor Luminaires | Mid Output | Parking Garage Luminaires | Standard | FALSE | [9 empty] | 3/18/2014 12:00:00 AM | Not Yet Verified | Not Yet Verified | Not Yet Verified |  |  | 5076 | 97 | 52.2 | 16 | 0.96 | 4000 | 80
P00001J3T | J2 Light Inc. | iPARK LED | iPLDH4 (34W) | Outdoor Luminaires | Mid Output | Parking Garage Luminaires | Standard | FALSE | [9 empty] | 3/18/2014 12:00:00 AM | Not Yet Verified | Not Yet Verified | Not Yet Verified |  |  | 5065 | 97 | 35 | 16 | 0.96 | 4000 | 80
P00001J40 | J2 Light Inc. | iPARK LED | iPLDH5 (53W) | Outdoor Luminaires | Mid Output | Parking Garage Luminaires | Standard | FALSE | [9 empty] | 3/18/2014 12:00:00 AM | Not Yet Verified | Not Yet Verified | Not Yet Verified |  |  | 5166 | 98 | 53 | 11 | 0.99 | 5000 | 80
P00001J41 | J2 Light Inc. | iPARK LED | iPLDL4 (36W) | Outdoor Luminaires | Low Output | Parking Garage Luminaires | Standard | FALSE | [9 empty] | 3/18/2014 12:00:00 AM | Not Yet Verified | Not Yet Verified | Not Yet Verified |  |  | 3501 | 95 | 37 | 17 | 0.94 | 4000 | 80
P00001J42 | J2 Light Inc. | iPARK LED | iPLDL4 (37W) | Outdoor Luminaires | Low Output | Parking Garage Luminaires | Standard | FALSE | [9 empty] | 3/18/2014 12:00:00 AM | Not Yet Verified | Not Yet Verified | Not Yet Verified |  |  | 3509 | 95 | 37 | 17 | 0.94 | 4000 | 80
P00001J44 | J2 Light Inc. | iPARK LED | iPLDL4 (39W) | Outdoor Luminaires | Low Output | Parking Garage Luminaires | Standard | FALSE | [9 empty] | 3/18/2014 12:00:00 AM | Not Yet Verified | Not Yet Verified | Not Yet Verified |  |  | 3509 | 94 | 37.4 | 13 | 0.99 | 4000 | 80
P00001J45 | J2 Light Inc. | iPARK LED | iPLDL5 (36W) | Outdoor Luminaires | Low Output | Parking Garage Luminaires | Standard | FALSE | [9 empty] | 3/18/2014 12:00:00 AM | Not Yet Verified | Not Yet Verified | Not Yet Verified |  |  | 3564 | 96 | 37 | 17 | 0.94 | 5000 | 80
P2SCK4HZR | J2 Light Inc. | PLATA-LED | PL5ACC | Outdoor Luminaires | Low Output | Parking Garage Luminaires | Standard | TRUE | 4486 | 104.2 | 43.06 | 12.46 | 0.969 | 5058 | 82.86 | 5 | 100000 | 2/5/2015 12:00:00 AM | Dimmable | Continuous Below 10 | Not Yet Verified |  | 2.1 | 4486 | 102 | 45.2 | 12 | 0.95 | 5000 | 80
PQYWW258J | J2 Light Inc. | PLATA-LED | PL5AC | Outdoor Luminaires | Low Output | Parking Garage Luminaires | Standard | FALSE | [9 empty] | 2/5/2015 12:00:00 AM | Dimmable | Continuous Below 10 | Not Yet Verified |  |  | 4486 | 108 | 42.6 | 6 | 0.99 | 5000 | 80
PQ42KTHY | J2 Light Inc. | iPARK-LED | iPLBL4 | Outdoor Luminaires | Low Output | Parking Garage Luminaires | Standard | TRUE | 3520 | 96.7 | 36.4 | 18.45 | 0.9615 | 3929 | 84.69 | 5 | 50000 | 3/19/2015 12:00:00 AM | Dimmable | Stepped | Not Yet Verified |  | 2.1 | 3500.87 | 93.61 | 37.4 |  | 0.99 | 4000 | 80
PERT9HME | J2 Light Inc. | iPARK-LED | IPLDL5_C [120-347V Only] | Outdoor Luminaires | Mid Output | Parking Garage Luminaires | Standard | TRUE | 7621 | 93.1 | 81.8 | 18.45 | 0.991 | 3929 | 84.69 | 5 | 50000 | 3/19/2015 12:00:00 AM | Dimmable | Continuous Below 10 | Not Yet Verified |  | 2.1 | 3806 | 90.62 | 42 |  | 0.98 | 5000 | 80
PJA6YVBA | J2 Light Inc. | iPARK-LED | iPLBM5 | Outdoor Luminaires | Mid Output | Parking Garage Luminaires | Standard | FALSE | [9 empty] | 3/19/2015 12:00:00 AM | Dimmable | Stepped | Not Yet Verified |  |  | 5152.66 | 97.55 | 52.82 |  | 0.99 | 5000 | 80
PYTMG25D | J2 Light Inc. | iPARK-LED | iPLDL4 | Outdoor Luminaires | Low Output | Parking Garage Luminaires | Standard | FALSE | [9 empty] | 3/19/2015 12:00:00 AM | Dimmable | Continuous Below 10 | Not Yet Verified |  |  | 3500.87 | 93.61 | 37.4 |  | 0.99 | 4000 | 80
PQYBWAPG | J2 Light Inc. | iPARK-LED | iPLDL5 | Outdoor Luminaires | Low Output | Parking Garage Luminaires | Standard | FALSE | [9 empty] | 3/19/2015 12:00:00 AM | Dimmable | Continuous Below 10 | Not Yet Verified |  |  | 3563.65 | 95.29 | 37.4 |  | 0.99 | 5000 | 80
PDE8QGQ8 | J2 Light Inc. | iPARK-LED | IPLDH5 | Outdoor Luminaires | Mid Output | Parking Garage Luminaires | Standard | FALSE | [9 empty] | 3/19/2015 12:00:00 AM | Dimmable | Continuous Below 10 | Not Yet Verified |  |  | 7612 | 95.15 | 80 |  | 0.99 | 5000 | 80
PE8X1891 | J2 Light Inc. | iPARK-LED | iPLBM4 | Outdoor Luminaires | Mid Output | Parking Garage Luminaires | Standard | FALSE | [9 empty] | 3/19/2015 12:00:00 AM | Dimmable | Stepped | Not Yet Verified |  |  | 5065.37 | 95.89 | 52.82 |  | 0.99 | 4000 | 80
PC3GTT9D | J2 Light Inc. | iPARK-LED | IPLDM5_C [120-347V Only] | Outdoor Luminaires | Mid Output | Parking Garage Luminaires | Standard | FALSE | [9 empty] | 3/19/2015 12:00:00 AM | Dimmable | Continuous Below 10 | Not Yet Verified |  |  | 5132 | 91.48 | 56.1 |  | 0.98 | 5000 | 80
PKGCCW36 | J2 Light Inc. | iPARK-LED | IPLDH5_C [120-347V Only] | Outdoor Luminaires | Mid Output | Parking Garage Luminaires | Standard | FALSE | [9 empty] | 3/19/2015 12:00:00 AM | Dimmable | Continuous Below 10 | Not Yet Verified |  |  | 7612 | 90.51 | 84.1 |  | 0.98 | 5000 | 80
PRP5U82P | J2 Light Inc. | iPARK-LED | iPLDM4 | Outdoor Luminaires | Mid Output | Parking Garage Luminaires | Standard | FALSE | [9 empty] | 3/19/2015 12:00:00 AM | Dimmable | Continuous Below 10 | Not Yet Verified |  |  | 5065.37 | 95.89 | 52.82 |  | 0.99 | 4000 | 80
PEZYS5SU | J2 Light Inc. | iPARK-LED | iPLDM5 | Outdoor Luminaires | Mid Output | Parking Garage Luminaires | Standard | FALSE | [9 empty] | 3/19/2015 12:00:00 AM | Dimmable | Continuous Below 10 | Not Yet Verified |  |  | 5152.66 | 97.55 | 52.82 |  | 0.99 | 5000 | 80
PHC3YPGF | J2 Light Inc. | iPARK-LED | iPLBL5 | Outdoor Luminaires | Low Output | Parking Garage Luminaires | Standard | FALSE | [9 empty] | 3/19/2015 12:00:00 AM | Dimmable | Stepped | Not Yet Verified |  |  | 3563.65 | 95.29 | 37.4 |  | 0.99 | 5000 | 80
P00000XSW | JayKal LED Solutions, Inc. | Jaykal LED Solutions, Inc. | JLS68103-G50-CACL | Outdoor Luminaires | Low Output | Parking Garage Luminaires | Standard | TRUE | 4058.031 | 83.861 | 48.39 | 16.3 | 0.952 | 5460 | 73.3 | 5 | 50000 | 4/15/2014 12:00:00 AM | Not Yet Verified | Not Yet Verified | Not Yet Verified |  | 2.1 | 4200 | 85 | 50 |  | 0.99 | 5000 | 70
P00001I2G | Jiangsu Yongjiong Electricity Lighting Co., Ltd | YJL | YJLED350-I-100W | Outdoor Luminaires | Mid Output | Parking Garage Luminaires | Standard | TRUE | 7556.6 | 78.99 | 95.66 | 8.1 | 0.91 | 4730 | 68.3 | 5 | 100000 | 1/7/2014 12:00:00 AM | Not Yet Verified | Not Yet Verified | Not Yet Verified |  | 2.1 |  |  | 100 | 20 | 0.9 | 4000 | 65
P00001I2J | Jiangsu Yongjiong Electricity Lighting Co., Ltd | YJL | YJLED350-II-100W-GK | Outdoor Luminaires | Mid Output | Parking Garage Luminaires | Standard | FALSE | [9 empty] | 1/7/2014 12:00:00 AM | Not Yet Verified | Not Yet Verified | Not Yet Verified |  |  | 7500 | 75 | 100 | 20 | 0.9 | 4000 | 65
P00001I2H | Jiangsu Yongjiong Electricity Lighting Co., Ltd | YJL | YJLED350-I-100W-GK | Outdoor Luminaires | Mid Output | Parking Garage Luminaires | Standard | FALSE | [9 empty] | 1/7/2014 12:00:00 AM | Not Yet Verified | Not Yet Verified | Not Yet Verified |  |  | 7500 | 75 | 100 | 20 | 0.9 | 4000 | 65
P00001I2I | Jiangsu Yongjiong Electricity Lighting Co., Ltd | YJL | YJLED350-II-100W | Outdoor Luminaires | Mid Output | Parking Garage Luminaires | Standard | FALSE | [9 empty] | 1/7/2014 12:00:00 AM | Not Yet Verified | Not Yet Verified | Not Yet Verified |  |  | 7500 | 75 | 100 | 20 | 0.9 | 4000 | 65
P00001I2K | Jiangsu Yongjiong Electricity Lighting Co., Ltd | YJL | YJLED350-I-80W | Outdoor Luminaires | Mid Output | Parking Garage Luminaires | Standard | TRUE | 6098 | 79.94 | 76.29 | 18.03 | 0.88 | 4681 | 68 | 5 | 100000 | 2/19/2014 12:00:00 AM | Not Yet Verified | Not Yet Verified | Not Yet Verified |  | 2.1 |  |  |  | 20 | 0.9 | 5000 | 70
P00001I2T | Jiangsu Yongjiong Electricity Lighting Co., Ltd | YJL | YJLED350-I-80W-GK | Outdoor Luminaires | Mid Output | Parking Garage Luminaires | Standard | FALSE | [9 empty] | 2/19/2014 12:00:00 AM | Not Yet Verified | Not Yet Verified | Not Yet Verified |  |  | 6000 | 75 | 80 | 20 | 0.9 | 5000 | 70
P00001I2U | Jiangsu Yongjiong Electricity Lighting Co., Ltd | YJL | YJLED350-II-80W | Outdoor Luminaires | Mid Output | Parking Garage Luminaires | Standard | FALSE | [9 empty] | 2/19/2014 12:00:00 AM | Not Yet Verified | Not Yet Verified | Not Yet Verified |  |  | 6000 | 75 | 80 | 20 | 0.9 | 5000 | 70
P00001I2V | Jiangsu Yongjiong Electricity Lighting Co., Ltd | YJL | YJLED350-II-80W-GK | Outdoor Luminaires | Mid Output | Parking Garage Luminaires | Standard | FALSE | [9 empty] | 2/19/2014 12:00:00 AM | Not Yet Verified | Not Yet Verified | Not Yet Verified |  |  | 6000 | 75 | 80 | 20 | 0.9 | 5000 | 70
PMQ7FEM5 | JK Lighting Systems | JK Lighting Systems | JKVN50I-G-55-U-5K-W | Outdoor Luminaires | Mid Output | Parking Garage Luminaires | Standard | TRUE | 6142 | 113.57 | 54.08 | 14.7 | 0.9046 | 4943 | 74 | 5 | 50000 | 5/15/2015 12:00:00 AM | Not Yet Verified | Not Yet Verified | Not Yet Verified |  | 1.7 | 6142 | 114 | 54 |  | 0.9 | 5000 | 75
PG8AFUN5 | JK Lighting Systems | JK Lighting Systems | JKVN51I-G-55-U-5K-W | Outdoor Luminaires | Mid Output | Parking Garage Luminaires | Standard | FALSE | [9 empty] | 5/15/2015 12:00:00 AM | Not Yet Verified | Not Yet Verified | Not Yet Verified |  |  | 6142 | 114 | 54 |  | 0.9 | 5000 | 75
P8DGXFW8 | JK Lighting Systems | JK Lighting Systems | JKVN50I-G-41-U-5K-W | Outdoor Luminaires | Low Output | Parking Garage Luminaires | Standard | TRUE | 4576 | 111.46 | 41.05 | 10.8 | 0.9599 | 4837 | 74 | 5 | 50000 | 5/15/2015 12:00:00 AM | Not Yet Verified | Not Yet Verified | Not Yet Verified |  | 1.7 | 4576 | 112 | 41 |  | 0.9 | 5000 | 75
P5KWTMUW | Jubilee International INC | Jubilee LED™ | CP-45W-27V-40K-YY-JLL | Outdoor Luminaires | Low Output | Parking Garage Luminaires | Standard | TRUE | 4005.121 | 91.722 | 43.666 | 13.77 | 0.9507 | 3991 | 83.5 | 5 | 50000 | 4/1/2016 12:00:00 AM | Not Dimmable | Not Dimmable | Not Yet Verified |  | 2.1 | 4005.121 | 91.722 | 43.666 | 13.77 | 0.987 | 3991 | 83.5
PNBCHS5N | Jubilee International INC | Jubilee LED™ | CP-45W-27V-50K-YY-JLL | Outdoor Luminaires | Low Output | Parking Garage Luminaires | Standard | FALSE | [9 empty] | 4/1/2016 12:00:00 AM | Not Dimmable | Not Dimmable | Not Yet Verified |  |  | 4149.603 | 95.022 | 43.67 | 13.77 | 0.993 | 5074 | 82.3
PCCTQE63 | Jubilee International INC | Jubilee LED™ | CP-70W-27V-40K-YY-JLL | Outdoor Luminaires | Mid Output | Parking Garage Luminaires | Standard | TRUE | 5703.348 | 79.834 | 71.44 | 21.55 | 0.9074 | 4108 | 85 | 5 | 50000 | 4/1/2016 12:00:00 AM | Not Dimmable | Not Dimmable | Not Yet Verified |  | 2.1 | 5703.348 | 79.834 | 71.44 | 21.55 | 0.983 | 4108 | 85
PQS1PRFT | Jubilee International INC | Jubilee LED™ | CP-70W-27V-50K-YY-JLL | Outdoor Luminaires | Mid Output | Parking Garage Luminaires | Standard | FALSE | [9 empty] | 4/1/2016 12:00:00 AM | Not Dimmable | Not Dimmable | Not Yet Verified |  |  | 5928.278 | 86.255 | 68.73 | 21.55 | 0.977 | 5286 | 77.1
P00000Y7U | Juno Lighting, LLC | AccuLite | PG1-A04-4K-UN-5-[All Options Except HS] | Outdoor Luminaires | Mid Output | Parking Garage Luminaires | Standard | TRUE | 5414 | 100.2 | 54.02 | 21.37 | 0.915 | 3906 | 82.5 | 5 | 50000 | 4/4/2014 12:00:00 AM | Not Yet Verified | Not Yet Verified | Not Yet Verified |  | 2.1 | 5414 | 100.2 | 54 |  |  | 4000 | 83
P00000Y7V | Juno Lighting, LLC | AccuLite | PG1-A04-4K-UN-5-[All Options Except HS]-PL | Outdoor Luminaires | Low Output | Parking Garage Luminaires | Standard | TRUE | 4537 | 84.28 | 58.83 | 21.55 | 0.915 | 3919 | 83.4 | 5 | 50000 | 4/4/2014 12:00:00 AM | Not Yet Verified | Not Yet Verified | Not Yet Verified |  | 2.1 | 4537 | 84 | 58.83 |  |  | 4000 | 83.4
P00000Y7W | Juno Lighting, LLC | AccuLite | PG2-A08-4K-UN-5-[All Options Except HS] | Outdoor Luminaires | Mid Output | Parking Garage Luminaires | Standard | TRUE | 8135 | 97.27 | 83.63 | 12.05 | 0.925 | 3926 | 82.6 | 5 | 50000 | 4/4/2014 12:00:00 AM | Not Yet Verified | Not Yet Verified | Not Yet Verified |  | 2.1 | 8135 | 97.27 | 83.63 |  |  | 4000 | 82.6
P00000Y7X | Juno Lighting, LLC | AccuLite | PG2-A08-4K-UN-5-[All Options Except HS]-PL | Outdoor Luminaires | Mid Output | Parking Garage Luminaires | Standard | TRUE | 6815 | 81.68 | 83.44 | 12.11 | 0.925 | 3926 | 83.5 | 5 | 50000 | 4/4/2014 12:00:00 AM | Not Yet Verified | Not Yet Verified | Not Yet Verified |  | 2.1 | 6815 | 81.68 | 83.44 |  |  | 4000 | 83.5
P00000Y7Y | Juno Lighting, LLC | AccuLite | PG2-A08-4K-UH-5-[All Options Except HS] | Outdoor Luminaires | Mid Output | Parking Garage Luminaires | Standard | TRUE | 8077 | 95.59 | 84.5 | 13.7 | 0.954 | 3906 | 82.4 | 5 | 50000 | 4/4/2014 12:00:00 AM | Not Yet Verified | Not Yet Verified | Not Yet Verified |  | 2.1 | 8077 | 95.59 | 84.5 |  |  | 4000 | 82.4
P00000Y7Z | Juno Lighting, LLC | AccuLite | PG2-A08-4K-UH-5-[All Options Except HS]-PL | Outdoor Luminaires | Mid Output | Parking Garage Luminaires | Standard | TRUE | 6763 | 80.1 | 84.43 | 13.77 | 0.954 | 3913 | 83.4 | 5 | 50000 | 4/4/2014 12:00:00 AM | Not Yet Verified | Not Yet Verified | Not Yet Verified |  | 2.1 | 6763 | 80.1 | 85 |  |  | 4000 | 83
P00000YDH | Juno Lighting, LLC | Acculite | PG2-A04-4K-UH-5-XX | Outdoor Luminaires | Mid Output | Parking Garage Luminaires | Standard | TRUE | 5928 | 100 | 59.2 | 17.5 | 0.919 | 3946 | 81.49 | 5 | 50000 | 7/11/2014 12:00:00 AM | Not Yet Verified | Not Yet Verified | Not Yet Verified |  | 2.1 | 5500 | 101 | 54 | 12 | 0.984 | 4000 | 80
P00000YDI | Juno Lighting, LLC | Acculite | PG2-A04-4K-UH-5-XX-PL | Outdoor Luminaires | Low Output | Parking Garage Luminaires | Standard | TRUE | 4790 | 80.9 | 59.2 | 17.5 | 0.919 | 3986 | 82.84 | 5 | 50000 | 7/11/2014 12:00:00 AM | Not Yet Verified | Not Yet Verified | Not Yet Verified |  | 2.1 |  | 97 | 84 | 12.1 | 0.925 | 4000
PWQQ5Y31 | K-B Lighting Mfg.Co., Inc | CIT-2-LED | CIT2-2-LED-2X2200LM-UNV-30K | Outdoor Luminaires | Low Output | Parking Garage Luminaires | Standard | TRUE | 3068 | 73.44 | 41.77 | 18.91 | 0.92 | 3070 | 84.06 | 5 | 50000 | 8/4/2015 12:00:00 AM | Not Yet Verified | Not Yet Verified | Not Yet Verified |  | 2.1 | 3067.8 | 73.6 | 41.7 | 18.91 | 0.921 | 3000 | 84.06
PSA59KGC | K-B Lighting Mfg.Co., Inc | CIT-2-LED | CIT2-2-LED-2X2200LM-UNV-35K | Outdoor Luminaires | Low Output | Parking Garage Luminaires | Standard | FALSE | [9 empty] | 8/4/2015 12:00:00 AM | Not Yet Verified | Not Yet Verified | Not Yet Verified |  |  | 3067.8 | 73.6 |  | 18.91 | 0.921 | 3500
PFG48R9V | K-B Lighting Mfg.Co., Inc | CIT-2-LED | CIT2-2-LED-2X2200LM-UNV-40K | Outdoor Luminaires | Low Output | Parking Garage Luminaires | Standard | FALSE | [9 empty] | 8/4/2015 12:00:00 AM | Not Yet Verified | Not Yet Verified | Not Yet Verified |  |  | 3067.8 | 73.6 |  | 18.91 | 0.921 | 4000
P8HDNQQF | K-B Lighting Mfg.Co., Inc | CIT-2-LED | CIT2-2-LED-2X2200LM-UNV-50K | Outdoor Luminaires | Low Output | Parking Garage Luminaires | Standard | FALSE | [9 empty] | 8/4/2015 12:00:00 AM | Not Yet Verified | Not Yet Verified | Not Yet Verified |  |  | 3546 | 73.6 | 42.143 | 18.91 | 0.921 | 5000 | 88.85
PWNTGWEE | K-B Lighting Mfg.Co., Inc |  | SENTRY-2-LED | Outdoor Luminaires | Low Output | Parking Garage Luminaires | Standard | TRUE | 3485.5 | 98.13 | 35.52 | 19.56 | 0.919 | 4243 | 83.6 | 5 |  | 6/9/2016 12:00:00 AM | Dimmable | Continuous Below 10 | Not Yet Verified |  | 2.1
PAF9JHBN | K-B Lighting Mfg.Co., Inc |  | SENTRY-GARAGE-4-LED | Outdoor Luminaires | Mid Output | Parking Garage Luminaires | Standard | TRUE | 5602 | 108.35 | 51.7 | 14.84 | 0.93 | 4233 | 83.5 | 5 | 50000 | 6/9/2016 12:00:00 AM | Dimmable | Continuous Below 10 | Not Yet Verified |  | 2.1
P00000YEW | Kenall Lighting | TekDek LED | TD17-xxx-5S-TP-xx-50L40K-DV | Outdoor Luminaires | Mid Output | Parking Garage Luminaires | Standard | TRUE | 5697 | 98.4 | 57.9 | 19.91 | 0.911 | 3960 | 68 | 5 |  | 10/7/2011 12:00:00 AM | Not Yet Verified | Not Yet Verified | Not Yet Verified |  | 2 |  |  | 50 |  |  | 4000 | 65
P00000YF2 | Kenall Lighting | TekDek LED | TD17-xxx-5S-TP-xx-108L57K-DV | Outdoor Luminaires | Mid Output | Parking Garage Luminaires | Standard | TRUE | 9211 | 84.8 | 108.7 | 19.91 | 0.911 | 5475 | 75.1 | 5 |  | 10/7/2011 12:00:00 AM | Not Yet Verified | Not Yet Verified | Not Yet Verified |  | 2 |  |  | 108 |  |  | 5700 | 70
P00000YF0 | Kenall Lighting | TekDek LED | TD17-xxx-5S-TP-xx-108L40K-DV | Outdoor Luminaires | Mid Output | Parking Garage Luminaires | Standard | TRUE | 9153 | 81.7 | 112 | 19.91 | 0.911 | 3973 | 68.1 | 5 |  | 10/7/2011 12:00:00 AM | Not Yet Verified | Not Yet Verified | Not Yet Verified |  | 2 |  |  | 108 |  |  | 4000 | 65
P00000YF8 | Kenall Lighting | TekDek LED | TD17-xxx-5S-TA-xx-50L50K-DV | Outdoor Luminaires | Mid Output | Parking Garage Luminaires | Standard | TRUE | 5720 | 104 | 54.91 | 21 | 0.909 | 4972 | 72.9 | 5 |  | 12/20/2011 12:00:00 AM | Not Yet Verified | Not Yet Verified | Not Yet Verified |  | 1.6 |  |  | 50 |  |  | 5000 | 65
PGVPFD11 | Kenall Lighting | TekDek LED | TD17B-vv-5S-TP-ww-52L-40K7-DCC-DV-xx-yy-zz | Outdoor Luminaires | Mid Output | Parking Garage Luminaires | Standard | TRUE | 5689.88 | 96.53 | 58.93 | 15.769 | 0.92 | 3835 | 75.2 | 10 |  | 5/1/2015 12:00:00 AM | Dimmable | Continuous Below 10 | Not Yet Verified |  | 2.1 | 5689.88 | 96.55 | 58.93 | 15.77 | 0.92 | 3835 | 75
P943422P | Kenall Lighting | TekDek LED | TD17B-vv-5S-TA-ww-52L-50K7-DCC-DV-xx-yy-zz | Outdoor Luminaires | Mid Output | Parking Garage Luminaires | Standard | FALSE | [9 empty] | 5/1/2015 12:00:00 AM | Dimmable | Continuous Below 10 | Not Yet Verified |  |  | 5809.9 | 98.39 | 59.05 | 15.77 | 0.92 | 5108 | 75
PYHQXW85 | Kenall Lighting | TekDek LED | TD17B-vv-5S-TP-ww-52L-50K7-DCC-DV-xx-yy-zz | Outdoor Luminaires | Mid Output | Parking Garage Luminaires | Standard | FALSE | [9 empty] | 5/1/2015 12:00:00 AM | Dimmable | Continuous Below 10 | Not Yet Verified |  |  | 5799.15 | 98.28 | 59.05 | 15.77 | 0.92 | 5108 | 75
PCCVRKN7 | Kenall Lighting | TekDek LED | TD17B-vv-5S-TA-ww-52L-40K7-DCC-DV-xx-yy-zz | Outdoor Luminaires | Mid Output | Parking Garage Luminaires | Standard | FALSE | [9 empty] | 5/1/2015 12:00:00 AM | Dimmable | Continuous Below 10 | Not Yet Verified |  |  | 5809.9 | 98.59 | 58.93 | 15.77 | 0.92 | 3835 | 75
PXCV1T5H | Kenall Lighting | Kenall Lighting | TD17B-vv-5S-TP-ww-112L-40K7-DCC-DV-xx-yy-zz | Outdoor Luminaires | Mid Output | Parking Garage Luminaires | Standard | TRUE | 9322.834 | 75.574 | 121.75 | 16.209 | 0.937 | 3919 | 74.8 | 10 |  | 4/21/2015 12:00:00 AM | Dimmable | Continuous Below 10 | Not Yet Verified |  | 2.1 | 9322.83 | 76.57 | 121.75 | 16.209 | 0.937 | 3919 | 75
PDAZZE82 | Kenall Lighting | Kenall Lighting | TD17B-vv-5S-TA-ww-112L-50K7-DCC-DV-xx-yy-zz | Outdoor Luminaires | Mid Output | Parking Garage Luminaires | Standard | FALSE | [9 empty] | 4/21/2015 12:00:00 AM | Dimmable | Continuous Below 10 | Not Yet Verified |  |  | 9519.24 | 77.63 | 122.62 | 16.209 | 0.937 | 5272 | 76
PA9XXK4R | Kenall Lighting | Kenall Lighting | TD17B-vv-5S-TA-ww-112L-40K7-DCC-DV-xx-yy-zz | Outdoor Luminaires | Mid Output | Parking Garage Luminaires | Standard | FALSE | [9 empty] | 4/21/2015 12:00:00 AM | Dimmable | Continuous Below 10 | Not Yet Verified |  |  | 9519.24 | 78.19 | 121.75 | 16.209 | 0.937 | 3919 | 75
PEV71PPT | Kenall Lighting | Kenall Lighting | TD17B-vv-5S-TP-ww-112L-50K7-DCC-DV-xx-yy-zz | Outdoor Luminaires | Mid Output | Parking Garage Luminaires | Standard | FALSE | [9 empty] | 4/21/2015 12:00:00 AM | Dimmable | Continuous Below 10 | Not Yet Verified |  |  | 9457.41 | 77.13 | 122.62 | 16.209 | 0.937 | 5272 | 76
PU1PZYCY | Kenall Lighting | Kenall Lighting | TD17B-vv-5S-TP-ww-79L-40K7-DCC-DV-xx-yy-zz | Outdoor Luminaires | Mid Output | Parking Garage Luminaires | Standard | TRUE | 8025.843 | 87.66 | 91.55 | 22.78 | 0.906 | 3875 | 75.4 | 10 | 60000 | 5/1/2015 12:00:00 AM | Dimmable | Continuous Below 10 | Not Yet Verified |  | 2.1 | 8025.84 | 87.666 | 91.55 | 22.78 | 0.906 | 3875 | 75
PJKSB6CA | Kenall Lighting | Kenall Lighting | TD17B-vv-5S-TP-ww-79L-50K7-DCC-DV-xx-yy-zz | Outdoor Luminaires | Mid Output | Parking Garage Luminaires | Standard | TRUE | 8123.139 | 88.739 | 91.54 | 22.78 | 0.906 | 5166 | 75.3 | 10 | 60000 | 5/1/2015 12:00:00 AM | Dimmable | Continuous Below 10 | Not Yet Verified |  | 2.1 | 8123.14 | 88.74 | 91.54 | 22.78 | 0.906 | 5166 | 75
P2BBMFGF | Kenall Lighting | Kenall Lighting | TD17B-vv-5S-TA-ww-79L-50K7-DCC-DV-xx-yy-zz | Outdoor Luminaires | Mid Output | Parking Garage Luminaires | Standard | FALSE | [9 empty] | 5/1/2015 12:00:00 AM | Dimmable | Continuous Below 10 | Not Yet Verified |  |  | 8311.16 | 90.79 | 91.54 | 22.78 | 0.906 | 5166 | 75
PH82QX1K | Kenall Lighting | Kenall Lighting | TD17B-vv-5S-TA-ww-79L-40K7-DCC-DV-xx-yy-zz | Outdoor Luminaires | Mid Output | Parking Garage Luminaires | Standard | FALSE | [9 empty] | 5/1/2015 12:00:00 AM | Dimmable | Continuous Below 10 | Not Yet Verified |  |  | 8311.16 | 90.78 | 91.55 | 22.78 | 0.906 | 3875 | 75
PXKXXBGA | Kenall Lighting | Kenall Lighting | TD17-rr-5S-TP-uu-49L-30K8-DCC-DV-zz | Outdoor Luminaires | Mid Output | Parking Garage Luminaires | Standard | TRUE | 5507.61 | 100.93 | 54.57 | 21.32 | 0.898 | 3004 | 83.9 | 5 | 50000 | 1/12/2015 12:00:00 AM | Dimmable | Continuous Below 10 | Not Yet Verified |  | 2.1 | 5507.61 | 100.93 | 54.57 | 21.32 | 0.898 | 3000 | 84
PMJJ85Q8 | Kenall Lighting | Kenall Lighting | TD17-rr-5S-TP-uu-104L-30K8-DCC-DV-zz | Outdoor Luminaires | Mid Output | Parking Garage Luminaires | Standard | TRUE | 8800.57 | 81.074 | 108.55 | 21.32 | 0.898 | 3050 | 82.9 | 5 | 50000 | 1/12/2015 12:00:00 AM | Dimmable | Continuous Below 10 | Not Yet Verified |  | 2.1 | 8800.57 | 81.07 | 108.55 | 21.32 | 0.898 | 3000 | 83
PM3WMJTF | Kenall Lighting | Kenall Lighting | TD17-rr-5S-TP-uu-104L-35K8-DCC-DV-zz | Outdoor Luminaires | Mid Output | Parking Garage Luminaires | Standard | FALSE | [9 empty] | 1/12/2015 12:00:00 AM | Dimmable | Continuous Below 10 | Not Yet Verified |  |  | 8800.57 | 81.07 | 108.55 | 21.32 | 0.898 | 3500 | 80
PDJ6YCGZ | Kenall Lighting | Kenall Lighting | TD17-rr-5S-TA-uu-49L-35K8-DCC-DV-zz | Outdoor Luminaires | Mid Output | Parking Garage Luminaires | Standard | FALSE | [9 empty] | 1/12/2015 12:00:00 AM | Dimmable | Continuous Below 10 | Not Yet Verified |  |  | 5624 | 103.06 | 54.57 | 21.32 | 0.898 | 3500 | 80
PA2889KP | Kenall Lighting | Kenall Lighting | TD17-rr-5S-TP-uu-49L-50K7-DCC-DV-zz | Outdoor Luminaires | Mid Output | Parking Garage Luminaires | Standard | FALSE | [9 empty] | 1/12/2015 12:00:00 AM | Dimmable | Continuous Below 10 | Not Yet Verified |  |  | 6520.13 | 116.97 | 55.74 | 21.32 | 0.898 | 5000 | 76
PMYTZGSC | Kenall Lighting | Kenall Lighting | TD17-rr-5S-TA-uu-75L-30K8-DCC-DV-zz | Outdoor Luminaires | Mid Output | Parking Garage Luminaires | Standard | FALSE | [9 empty] | 1/12/2015 12:00:00 AM | Dimmable | Continuous Below 10 | Not Yet Verified |  |  | 7547 | 93.28 | 80.91 | 21.32 | 0.898 | 3000 | 84
PXTYH49D | Kenall Lighting | Kenall Lighting | TD17-rr-5S-TP-uu-75L-35K8-DCC-DV-zz | Outdoor Luminaires | Mid Output | Parking Garage Luminaires | Standard | FALSE | [9 empty] | 1/12/2015 12:00:00 AM | Dimmable | Continuous Below 10 | Not Yet Verified |  |  | 7931.42 | 98.03 | 80.91 | 21.32 | 0.898 | 3500 | 80
PB58W23H | Kenall Lighting | Kenall Lighting | TD17-rr-5S-TA-uu-75L-35K8-DCC-DV-zz | Outdoor Luminaires | Mid Output | Parking Garage Luminaires | Standard | FALSE | [9 empty] | 1/12/2015 12:00:00 AM | Dimmable | Continuous Below 10 | Not Yet Verified |  |  | 7547 | 93.28 | 80.91 | 21.32 | 0.898 | 3500 | 80
PXRNVYZT | Kenall Lighting | Kenall Lighting | TD17-rr-5S-TP-uu-75L-40K8-DCC-DV-zz | Outdoor Luminaires | Mid Output | Parking Garage Luminaires | Standard | FALSE | [9 empty] | 1/12/2015 12:00:00 AM | Dimmable | Continuous Below 10 | Not Yet Verified |  |  | 7780 | 96.16 | 80.91 | 21.32 | 0.898 | 4000 | 83
P2FP96DZ | Kenall Lighting | Kenall Lighting | TD17-rr-5S-TA-uu-75L-40K8-DCC-DV-zz | Outdoor Luminaires | Mid Output | Parking Garage Luminaires | Standard | FALSE | [9 empty] | 1/12/2015 12:00:00 AM | Dimmable | Continuous Below 10 | Not Yet Verified |  |  | 7945 | 98.2 | 80.91 | 21.32 | 0.898 | 4000 | 83
P28YTU5P | Kenall Lighting | Kenall Lighting | TD17-rr-5S-TP-uu-49L-57K7-DCC-DV-zz | Outdoor Luminaires | Mid Output | Parking Garage Luminaires | Standard | FALSE | [9 empty] | 9/21/2016 12:00:00 AM | Dimmable | Continuous Below 10 | Not Yet Verified |  |  | 6593.83 | 118.29 | 55.74 | 21.32 | 0.898 | 5336 | 76
PRX683RU | Kenall Lighting | Kenall Lighting | TD17-rr-5S-TA-uu-49L-57K7-DCC-DV-zz | Outdoor Luminaires | Mid Output | Parking Garage Luminaires | Standard | FALSE | [9 empty] | 9/21/2016 12:00:00 AM | Dimmable | Continuous Below 10 | Not Yet Verified |  |  | 6733.26 | 120.79 | 55.74 | 21.32 | 0.898 | 5336 | 76
P2SRRYD8 | Kenall Lighting | Kenall Lighting | TD17-rr-5S-TA-uu-75L-57K7-DCC-DV-zz | Outdoor Luminaires | Mid Output | Parking Garage Luminaires | Standard | FALSE | [9 empty] | 9/21/2016 12:00:00 AM | Dimmable | Continuous Below 10 | Not Yet Verified |  |  | 9036 | 111.3 | 81.2 | 21.32 | 0.898 | 5336 | 76
PHFEU2V6 | Kenall Lighting | Kenall Lighting | TD17-rr-5S-TA-uu-75L-50K7-DCC-DV-zz | Outdoor Luminaires | Mid Output | Parking Garage Luminaires | Standard | FALSE | [9 empty] | 1/12/2015 12:00:00 AM | Dimmable | Continuous Below 10 | Not Yet Verified |  |  | 8935 | 110.43 | 80.91 | 21.32 | 0.898 | 5000 | 76
PXUJU336 | Kenall Lighting | Kenall Lighting | TD17-rr-5S-TP-uu-104L-40K7-DCC-DV-zz | Outdoor Luminaires | High Output | Parking Garage Luminaires | Standard | FALSE | [9 empty] | 1/12/2015 12:00:00 AM | Dimmable | Continuous Below 10 | Not Yet Verified |  |  | 10418 | 95.97 | 108.55 | 21.32 | 0.898 | 4000 | 75
PPUGTB1R | Kenall Lighting | Kenall Lighting | TD17-rr-5S-TA-uu-104L-40K7-DCC-DV-zz | Outdoor Luminaires | High Output | Parking Garage Luminaires | Standard | FALSE | [9 empty] | 1/12/2015 12:00:00 AM | Dimmable | Continuous Below 10 | Not Yet Verified |  |  | 10638 | 98 | 108.55 | 21.32 | 0.898 | 4000 | 75
PVMNGAGY | Kenall Lighting | Kenall Lighting | TD17-rr-5S-TP-uu-75L-50K7-DCC-DV-zz | Outdoor Luminaires | Mid Output | Parking Garage Luminaires | Standard | FALSE | [9 empty] | 1/12/2015 12:00:00 AM | Dimmable | Continuous Below 10 | Not Yet Verified |  |  | 8750 | 108.14 | 80.91 | 21.32 | 0.898 | 5000 | 76
P5KASABF | Kenall Lighting | Kenall Lighting | TD17-rr-5S-TA-uu-104L-40K8-DCC-DV-zz | Outdoor Luminaires | Mid Output | Parking Garage Luminaires | Standard | FALSE | [9 empty] | 1/12/2015 12:00:00 AM | Dimmable | Continuous Below 10 | Not Yet Verified |  |  | 9459 | 87.14 | 108.55 | 21.32 | 0.898 | 4000 | 83
PUGAJ2MN | Kenall Lighting | Kenall Lighting | TD17-rr-5S-TP-uu-104L-57K7-DCC-DV-zz | Outdoor Luminaires | High Output | Parking Garage Luminaires | Standard | FALSE | [9 empty] | 9/21/2016 12:00:00 AM | Dimmable | Continuous Below 10 | Not Yet Verified |  |  | 10535.76 | 97.059 | 108.55 | 21.32 | 0.898 | 5336 | 76
PBRJ894Q | Kenall Lighting | Kenall Lighting | TD17-rr-5S-TP-uu-75L-30K8-DCC-DV-zz | Outdoor Luminaires | Mid Output | Parking Garage Luminaires | Standard | FALSE | [9 empty] | 1/12/2015 12:00:00 AM | Dimmable | Continuous Below 10 | Not Yet Verified |  |  | 7391.42 | 91.35 | 80.91 | 21.32 | 0.898 | 3000 | 84
PQZ37SP6 | Kenall Lighting | Kenall Lighting | TD17-rr-5S-TA-uu-104L-30K8-DCC-DV-zz | Outdoor Luminaires | Mid Output | Parking Garage Luminaires | Standard | FALSE | [9 empty] | 1/12/2015 12:00:00 AM | Dimmable | Continuous Below 10 | Not Yet Verified |  |  | 8986 | 82.78 | 108.55 | 21.32 | 0.898 | 3000 | 83
PE447WBG | Kenall Lighting | Kenall Lighting | TD17-rr-5S-TA-uu-49L-40K8-DCC-DV-zz | Outdoor Luminaires | Mid Output | Parking Garage Luminaires | Standard | FALSE | [9 empty] | 1/12/2015 12:00:00 AM | Dimmable | Continuous Below 10 | Not Yet Verified |  |  | 5920 | 108.48 | 54.57 | 21.32 | 0.898 | 4000 | 83
PCRH34K4 | Kenall Lighting | Kenall Lighting | TD17-rr-5S-TP-uu-75L-40K7-DCC-DV-zz | Outdoor Luminaires | Mid Output | Parking Garage Luminaires | Standard | FALSE | [9 empty] | 1/12/2015 12:00:00 AM | Dimmable | Continuous Below 10 | Not Yet Verified |  |  | 8750 | 108.14 | 80.91 | 21.32 | 0.898 | 4000 | 75
P2DV9MQA | Kenall Lighting | Kenall Lighting | TD17-rr-5S-TA-uu-75L-40K7-DCC-DV-zz | Outdoor Luminaires | Mid Output | Parking Garage Luminaires | Standard | FALSE | [9 empty] | 1/12/2015 12:00:00 AM | Dimmable | Continuous Below 10 | Not Yet Verified |  |  | 8935 | 110.43 | 80.91 | 21.32 | 0.898 | 4000 | 75
PCMG39M4 | Kenall Lighting | Kenall Lighting | TD17-rr-5S-TA-uu-49L-30K8-DCC-DV-zz | Outdoor Luminaires | Mid Output | Parking Garage Luminaires | Standard | FALSE | [9 empty] | 1/12/2015 12:00:00 AM | Dimmable | Continuous Below 10 | Not Yet Verified |  |  | 5624 | 103.06 | 54.57 | 21.32 | 0.898 | 3000 | 84
PX6JFUBA | Kenall Lighting | Kenall Lighting | TD17-rr-5S-TP-uu-49L-35K8-DCC-DV-zz | Outdoor Luminaires | Mid Output | Parking Garage Luminaires | Standard | FALSE | [9 empty] | 1/12/2015 12:00:00 AM | Dimmable | Continuous Below 10 | Not Yet Verified |  |  | 5507.61 | 100.93 | 54.57 | 21.32 | 0.898 | 3500 | 80
PY58AFUT | Kenall Lighting | Kenall Lighting | TD17-rr-5S-TP-uu-49L-40K8-DCC-DV-zz | Outdoor Luminaires | Mid Output | Parking Garage Luminaires | Standard | FALSE | [9 empty] | 1/12/2015 12:00:00 AM | Dimmable | Continuous Below 10 | Not Yet Verified |  |  | 5797 | 106.23 | 54.57 | 21.32 | 0.898 | 4000 | 83
PZ7GEP9H | Kenall Lighting | Kenall Lighting | TD17-rr-5S-TP-uu-49L-40K7-DCC-DV-zz | Outdoor Luminaires | Mid Output | Parking Garage Luminaires | Standard | FALSE | [9 empty] | 1/12/2015 12:00:00 AM | Dimmable | Continuous Below 10 | Not Yet Verified |  |  | 6520.13 | 116.97 | 55.74 | 21.32 | 0.898 | 4000 | 75
PSJ233MT | Kenall Lighting | Kenall Lighting | TD17-rr-5S-TA-uu-49L-50K7-DCC-DV-zz | Outdoor Luminaires | Mid Output | Parking Garage Luminaires | Standard | FALSE | [9 empty] | 1/12/2015 12:00:00 AM | Dimmable | Continuous Below 10 | Not Yet Verified |  |  | 6658 | 119.45 | 55.74 | 21.32 | 0.898 | 5000 | 76
P5B257A5 | Kenall Lighting | Kenall Lighting | TD17-rr-5S-TA-uu-104L-35K8-DCC-DV-zz | Outdoor Luminaires | Mid Output | Parking Garage Luminaires | Standard | FALSE | [9 empty] | 1/12/2015 12:00:00 AM | Dimmable | Continuous Below 10 | Not Yet Verified |  |  | 8986 | 82.78 | 108.55 | 21.32 | 0.898 | 3500 | 80
PGTC8PDE | Kenall Lighting | Kenall Lighting | TD17-rr-5S-TP-uu-104L-50K7-DCC-DV-zz | Outdoor Luminaires | High Output | Parking Garage Luminaires | Standard | FALSE | [9 empty] | 1/12/2015 12:00:00 AM | Dimmable | Continuous Below 10 | Not Yet Verified |  |  | 10418 | 95.97 | 108.55 | 21.32 | 0.898 | 5000 | 76
PVU62RQS | Kenall Lighting | Kenall Lighting | TD17-rr-5S-TA-uu-104L-50K7-DCC-DV-zz | Outdoor Luminaires | High Output | Parking Garage Luminaires | Standard | FALSE | [9 empty] | 1/12/2015 12:00:00 AM | Dimmable | Continuous Below 10 | Not Yet Verified |  |  | 10638 | 98 | 108.55 | 21.32 | 0.898 | 5000 | 76
P79FQU1Z | Kenall Lighting | Kenall Lighting | TD17-rr-5S-TP-uu-75L-57K7-DCC-DV-zz | Outdoor Luminaires | Mid Output | Parking Garage Luminaires | Standard | FALSE | [9 empty] | 9/21/2016 12:00:00 AM | Dimmable | Continuous Below 10 | Not Yet Verified |  |  | 8848.9 | 108.97 | 81.2 | 21.32 | 0.898 | 5336 | 76
PFTQ5V2K | Kenall Lighting | Kenall Lighting | TD17-rr-5S-TA-uu-104L-57K7-DCC-DV-zz | Outdoor Luminaires | High Output | Parking Garage Luminaires | Standard | FALSE | [9 empty] | 9/21/2016 12:00:00 AM | Dimmable | Continuous Below 10 | Not Yet Verified |  |  | 10758.25 | 99.1 | 108.55 | 21.32 | 0.898 | 5336 | 76
PVGRN8ZU | Kenall Lighting | Kenall Lighting | TD17-rr-5S-TA-uu-49L-40K7-DCC-DV-zz | Outdoor Luminaires | Mid Output | Parking Garage Luminaires | Standard | FALSE | [9 empty] | 1/12/2015 12:00:00 AM | Dimmable | Continuous Below 10 | Not Yet Verified |  |  | 6658 | 119.45 | 55.74 | 21.32 | 0.898 | 4000 | 75
PJDJB18R | Kenall Lighting | Kenall Lighting | TD17-rr-5S-TP-uu-104L-40K8-DCC-DV-zz | Outdoor Luminaires | Mid Output | Parking Garage Luminaires | Standard | FALSE | [9 empty] | 1/12/2015 12:00:00 AM | Dimmable | Continuous Below 10 | Not Yet Verified |  |  | 9263 | 85.33 | 108.55 | 21.32 | 0.898 | 4000 | 83
PSV5JR9H | Kenall Lighting | Kenall Lighting | TD17HO-rr-5S-TP-uu-47L-30K8-DCC-DV-zz | Outdoor Luminaires | Mid Output | Parking Garage Luminaires | Standard | TRUE | 6106.45 | 113.63 | 53.74 | 21.38 | 0.898 | 3000 | 84.8 | 5 | 50000 | 1/12/2015 12:00:00 AM | Dimmable | Continuous Below 10 | Not Yet Verified |  | 2.1 | 6106.44 | 113.63 | 53.74 | 21.38 | 0.898 | 3000 | 85
PZPGYG7Q | Kenall Lighting | Kenall Lighting | TD17HO-rr-5S-TP-uu-94L-30K8-DCC-DV-zz | Outdoor Luminaires | High Output | Parking Garage Luminaires | Standard | TRUE | 10928.75 | 103.17 | 105.93 | 21.38 | 0.898 | 3014 | 83.9 | 5 | 50000 | 1/12/2015 12:00:00 AM | Dimmable | Continuous Below 10 | Not Yet Verified |  | 2.1 | 10928.75 | 103.17 | 105.93 | 21.38 | 0.898 | 3000 | 84
PH1MWMJJ | Kenall Lighting | Kenall Lighting | TD17HO-rr-5S-TA-uu-94L-40K8-DCC-DV-zz | Outdoor Luminaires | High Output | Parking Garage Luminaires | Standard | FALSE | [9 empty] | 1/12/2015 12:00:00 AM | Dimmable | Continuous Below 10 | Not Yet Verified |  |  | 11745 | 110.88 | 105.93 | 21.38 | 0.898 | 4000 | 83
PUE4S9VG | Kenall Lighting | Kenall Lighting | TD17HO-rr-5S-TP-uu-94L-40K7-DCC-DV-zz | Outdoor Luminaires | High Output | Parking Garage Luminaires | Standard | FALSE | [9 empty] | 1/12/2015 12:00:00 AM | Dimmable | Continuous Below 10 | Not Yet Verified |  |  | 12986 | 122.59 | 105.93 | 21.38 | 0.898 | 4000 | 75
PVBUYG9X | Kenall Lighting | Kenall Lighting | TD17HO-rr-5S-TP-uu-47L-35K8-DCC-DV-zz | Outdoor Luminaires | Mid Output | Parking Garage Luminaires | Standard | FALSE | [9 empty] | 1/12/2015 12:00:00 AM | Dimmable | Continuous Below 10 | Not Yet Verified |  |  | 6106 | 113.62 | 53.74 | 21.38 | 0.898 | 3500 | 80
P9P3NNQ6 | Kenall Lighting | Kenall Lighting | TD17HO-rr-5S-TP-uu-47L-40K8-DCC-DV-zz | Outdoor Luminaires | Mid Output | Parking Garage Luminaires | Standard | FALSE | [9 empty] | 1/12/2015 12:00:00 AM | Dimmable | Continuous Below 10 | Not Yet Verified |  |  | 6428 | 119.61 | 53.74 | 21.38 | 0.898 | 4000 | 83
PSNCHR41 | Kenall Lighting | Kenall Lighting | TD17HO-rr-5S-TA-uu-47L-40K7-DCC-DV-zz | Outdoor Luminaires | Mid Output | Parking Garage Luminaires | Standard | FALSE | [9 empty] | 1/12/2015 12:00:00 AM | Dimmable | Continuous Below 10 | Not Yet Verified |  |  | 7408 | 137.85 | 53.74 | 21.38 | 0.898 | 4000 | 75
PDU25V9W | Kenall Lighting | Kenall Lighting | TD17HO-rr-5S-TA-uu-47L-50K7-DCC-DV-zz | Outdoor Luminaires | Mid Output | Parking Garage Luminaires | Standard | FALSE | [9 empty] | 1/12/2015 12:00:00 AM | Dimmable | Continuous Below 10 | Not Yet Verified |  |  | 7408 | 137.31 | 53.95 | 21.38 | 0.898 | 5000 | 75
PAWD2BG7 | Kenall Lighting | Kenall Lighting | TD17HO-rr-5S-TA-uu-72L-35K8-DCC-DV-zz | Outdoor Luminaires | Mid Output | Parking Garage Luminaires | Standard | FALSE | [9 empty] | 1/12/2015 12:00:00 AM | Dimmable | Continuous Below 10 | Not Yet Verified |  |  | 8776 | 111.91 | 78.42 | 21.38 | 0.898 | 3500 | 80
PWGYFF9C | Kenall Lighting | Kenall Lighting | TD17HO-rr-5S-TP-uu-72L-40K7-DCC-DV-zz | Outdoor Luminaires | High Output | Parking Garage Luminaires | Standard | FALSE | [9 empty] | 1/12/2015 12:00:00 AM | Dimmable | Continuous Below 10 | Not Yet Verified |  |  | 10215 | 130.26 | 78.42 | 21.38 | 0.898 | 4000 | 75
PY91ZZ48 | Kenall Lighting | Kenall Lighting | TD17HO-rr-5S-TP-uu-72L-50K7-DCC-DV-zz | Outdoor Luminaires | High Output | Parking Garage Luminaires | Standard | FALSE | [9 empty] | 1/12/2015 12:00:00 AM | Dimmable | Continuous Below 10 | Not Yet Verified |  |  | 10215 | 130.26 | 78.42 | 21.38 | 0.898 | 5000 | 75
P28UW8BB | Kenall Lighting | Kenall Lighting | TD17HO-rr-5S-TA-uu-47L-35K8-DCC-DV-zz | Outdoor Luminaires | Mid Output | Parking Garage Luminaires | Standard | FALSE | [9 empty] | 1/12/2015 12:00:00 AM | Dimmable | Continuous Below 10 | Not Yet Verified |  |  | 6234 | 116 | 53.74 | 21.38 | 0.898 | 3500 | 80
PDPYVJDE | Kenall Lighting | Kenall Lighting | TD17HO-rr-5S-TP-uu-94L-40K8-DCC-DV-zz | Outdoor Luminaires | High Output | Parking Garage Luminaires | Standard | FALSE | [9 empty] | 1/12/2015 12:00:00 AM | Dimmable | Continuous Below 10 | Not Yet Verified |  |  | 11504 | 108.6 | 105.93 | 21.38 | 0.898 | 4000 | 83
PA24GDJA | Kenall Lighting | Kenall Lighting | TD17HO-rr-5S-TP-uu-47L-40K7-DCC-DV-zz | Outdoor Luminaires | Mid Output | Parking Garage Luminaires | Standard | FALSE | [9 empty] | 1/12/2015 12:00:00 AM | Dimmable | Continuous Below 10 | Not Yet Verified |  |  | 7256 | 135.02 | 53.74 | 21.38 | 0.898 | 4000 | 75
PHCMUJQ2 | Kenall Lighting | Kenall Lighting | TD17HO-rr-5S-TP-uu-72L-40K8-DCC-DV-zz | Outdoor Luminaires | Mid Output | Parking Garage Luminaires | Standard | FALSE | [9 empty] | 1/12/2015 12:00:00 AM | Dimmable | Continuous Below 10 | Not Yet Verified |  |  | 9049 | 115.39 | 78.42 | 21.38 | 0.898 | 4000 | 83
P4X794JZ | Kenall Lighting | Kenall Lighting | TD17HO-rr-5S-TA-uu-72L-40K7-DCC-DV-zz | Outdoor Luminaires | High Output | Parking Garage Luminaires | Standard | FALSE | [9 empty] | 1/12/2015 12:00:00 AM | Dimmable | Continuous Below 10 | Not Yet Verified |  |  | 10428 | 132.98 | 78.42 | 21.38 | 0.898 | 4000 | 75
P8MHW1HZ | Kenall Lighting | Kenall Lighting | TD17HO-rr-5S-TA-uu-47L-40K8-DCC-DV-zz | Outdoor Luminaires | Mid Output | Parking Garage Luminaires | Standard | FALSE | [9 empty] | 1/12/2015 12:00:00 AM | Dimmable | Continuous Below 10 | Not Yet Verified |  |  | 6562 | 122.11 | 53.74 | 21.38 | 0.898 | 4000 | 83
PWMXT8GS | Kenall Lighting | Kenall Lighting | TD17HO-rr-5S-TP-uu-47L-50K7-DCC-DV-zz | Outdoor Luminaires | Mid Output | Parking Garage Luminaires | Standard | FALSE | [9 empty] | 1/12/2015 12:00:00 AM | Dimmable | Continuous Below 10 | Not Yet Verified |  |  | 7255.91 | 134.49 | 53.95 | 21.38 | 0.898 | 5000 | 75
PXCJTW18 | Kenall Lighting | Kenall Lighting | TD17HO-rr-5S-TA-uu-72L-50K7-DCC-DV-zz | Outdoor Luminaires | High Output | Parking Garage Luminaires | Standard | FALSE | [9 empty] | 1/12/2015 12:00:00 AM | Dimmable | Continuous Below 10 | Not Yet Verified |  |  | 10428 | 132.98 | 78.42 | 21.38 | 0.898 | 5000 | 75
PY1BQXVX | Kenall Lighting | Kenall Lighting | TD17HO-rr-5S-TA-uu-94L-40K7-DCC-DV-zz | Outdoor Luminaires | High Output | Parking Garage Luminaires | Standard | FALSE | [9 empty] | 1/12/2015 12:00:00 AM | Dimmable | Continuous Below 10 | Not Yet Verified |  |  | 13258 | 125.16 | 105.93 | 21.38 | 0.898 | 4000 | 75
PGZQ42AT | Kenall Lighting | Kenall Lighting | TD17HO-rr-5S-TA-uu-72L-30K8-DCC-DV-zz | Outdoor Luminaires | Mid Output | Parking Garage Luminaires | Standard | FALSE | [9 empty] | 1/12/2015 12:00:00 AM | Dimmable | Continuous Below 10 | Not Yet Verified |  |  | 8776 | 111.91 | 78.42 | 21.38 | 0.898 | 3000 | 85
PCA1Z79Q | Kenall Lighting | Kenall Lighting | TD17HO-rr-5S-TA-uu-72L-40K8-DCC-DV-zz | Outdoor Luminaires | Mid Output | Parking Garage Luminaires | Standard | FALSE | [9 empty] | 1/12/2015 12:00:00 AM | Dimmable | Continuous Below 10 | Not Yet Verified |  |  | 9238 | 117.8 | 78.42 | 21.38 | 0.898 | 4000 | 83
PPGRBRSK | Kenall Lighting | Kenall Lighting | TD17HO-rr-5S-TP-uu-94L-50K7-DCC-DV-zz | Outdoor Luminaires | High Output | Parking Garage Luminaires | Standard | FALSE | [9 empty] | 1/12/2015 12:00:00 AM | Dimmable | Continuous Below 10 | Not Yet Verified |  |  | 12986 | 122.59 | 105.93 | 21.38 | 0.898 | 5000 | 75
PSSMDG96 | Kenall Lighting | Kenall Lighting | TD17HO-rr-5S-TA-uu-47L-30K8-DCC-DV-zz | Outdoor Luminaires | Mid Output | Parking Garage Luminaires | Standard | FALSE | [9 empty] | 1/12/2015 12:00:00 AM | Dimmable | Continuous Below 10 | Not Yet Verified |  |  | 6234 | 116 | 53.74 | 21.38 | 0.898 | 3000 | 85
PZKCS171 | Kenall Lighting | Kenall Lighting | TD17HO-rr-5S-TP-uu-72L-30K8-DCC-DV-zz | Outdoor Luminaires | Mid Output | Parking Garage Luminaires | Standard | FALSE | [9 empty] | 1/12/2015 12:00:00 AM | Dimmable | Continuous Below 10 | Not Yet Verified |  |  | 8596 | 109.61 | 78.42 | 21.38 | 0.898 | 3000 | 85
PAZE7VFN | Kenall Lighting | Kenall Lighting | TD17HO-rr-5S-TP-uu-72L-35K8-DCC-DV-zz | Outdoor Luminaires | Mid Output | Parking Garage Luminaires | Standard | FALSE | [9 empty] | 1/12/2015 12:00:00 AM | Dimmable | Continuous Below 10 | Not Yet Verified |  |  | 8596 | 109.61 | 78.42 | 21.38 | 0.898 | 3500 | 80
PQQV5H5P | Kenall Lighting | Kenall Lighting | TD17HO-rr-5S-TA-uu-94L-30K8-DCC-DV-zz | Outdoor Luminaires | High Output | Parking Garage Luminaires | Standard | FALSE | [9 empty] | 1/12/2015 12:00:00 AM | Dimmable | Continuous Below 10 | Not Yet Verified |  |  | 11157 | 105.32 | 105.93 | 21.38 | 0.898 | 3000 | 84
PRQURFCP | Kenall Lighting | Kenall Lighting | TD17HO-rr-5S-TP-uu-94L-35K8-DCC-DV-zz | Outdoor Luminaires | High Output | Parking Garage Luminaires | Standard | FALSE | [9 empty] | 1/12/2015 12:00:00 AM | Dimmable | Continuous Below 10 | Not Yet Verified |  |  | 10929 | 103.17 | 105.93 | 21.38 | 0.898 | 3500 | 80
PBA9GES8 | Kenall Lighting | Kenall Lighting | TD17HO-rr-5S-TA-uu-94L-35K8-DCC-DV-zz | Outdoor Luminaires | High Output | Parking Garage Luminaires | Standard | FALSE | [9 empty] | 1/12/2015 12:00:00 AM | Dimmable | Continuous Below 10 | Not Yet Verified |  |  | 11157 | 105.32 | 105.93 | 21.38 | 0.898 | 3500 | 80
PB6K81JG | Kenall Lighting | Kenall Lighting | TD17HO-rr-5S-TA-uu-94L-50K7-DCC-DV-zz | Outdoor Luminaires | High Output | Parking Garage Luminaires | Standard | FALSE | [9 empty] | 1/12/2015 12:00:00 AM | Dimmable | Continuous Below 10 | Not Yet Verified |  |  | 13258 | 125.16 | 105.93 | 21.38 | 0.898 | 5000 | 75
P89BHJY3 | KOMEE USA | KOMEE | KMHM-60(3000K) | Outdoor Luminaires | Mid Output | Parking Garage Luminaires | Standard | TRUE | 6180.5 | 106.62 | 57.97 | 15.99 | 0.9051 | 3035 | 83.3 | 5 | 50000 | 8/25/2016 12:00:00 AM | Not Dimmable | Not Dimmable | No |  | 3.1 | 6348.1 | 108.22 | 58.66 | 15.99 | 0.9051 | 3000 | 83.3
PSPKCGJW | KOMEE USA | KOMEE | KMHM-60(4000K) | Outdoor Luminaires | Mid Output | Parking Garage Luminaires | Standard | FALSE | [9 empty] | 8/25/2016 12:00:00 AM | Not Dimmable | Not Dimmable | No |  |  | 6440.1 | 110.01 | 58.54 | 15.99 | 0.9051 | 4000 | 83.3
P00000YOI | Lamar Lighting | DVLED | DVL48MFD-40-R95W | Outdoor Luminaires | Mid Output | Parking Garage Luminaires | Standard | TRUE | 7648 | 91.36 | 83.717 | 19.26 | 0.9167 | 4118 | 82.82 | 5 | 50000 | 9/4/2013 12:00:00 AM | Not Yet Verified | Not Yet Verified | Not Yet Verified |  | 2 | 7600 | 90 | 84 |  | 0.9 | 4000 | 82
P00000YOJ | Lamar Lighting | DVLED | DVL48LFD-40-R95W | Outdoor Luminaires | Mid Output | Parking Garage Luminaires | Standard | TRUE | 5014 | 98.09 | 51.115 | 18.03 | 0.9368 | 4082 | 82.77 | 5 | 50000 | 9/4/2013 12:00:00 AM | Not Yet Verified | Not Yet Verified | Not Yet Verified |  | 2 | 5000 | 98 | 51 |  | 0.9 | 4000 | 82
P00001LG6 | Leader Electronics Inc. | Leader Electronics | PS14-80-50-T5-UNV-BZ | Outdoor Luminaires | Mid Output | Parking Garage Luminaires | Standard | TRUE | 6353 | 86.2 | 73.69 | 15.7 | 0.902 | 5091 | 71.9 | 5 | 70000 | 8/14/2014 12:00:00 AM | Not Yet Verified | Not Yet Verified | Not Yet Verified |  | 2.1 | 6615 | 89.7 | 73.72 | 6.25 | 0.995 | 5091 | 71.9
P00000YQ6 | Leco Lighting | Leco Lighting | L100P1-30W | Outdoor Luminaires | Low Output | Parking Garage Luminaires | Standard | TRUE | 2258 | 72.8 | 31.04 | 17.19 | 0.907 | 4686 | 72 | 5 | 133000 | 7/9/2013 12:00:00 AM | Not Yet Verified | Not Yet Verified | Not Yet Verified |  | 2 | 2400 | 80 | 30 |  | 0.9 | 5000
P00000YQ7 | Leco Lighting | Leco Lighting | L120-80W | Outdoor Luminaires | Mid Output | Parking Garage Luminaires | Standard | TRUE | 6443 | 73.9 | 87.6 | 13.6 | 0.901 | 3924 | 65 | 5 | 131000 | 8/19/2013 12:00:00 AM | Not Yet Verified | Not Yet Verified | Not Yet Verified |  | 2 | 6400 | 80 | 80 |  | 0.9 | 5000
P000016WE | LED Illumination II, LLC, dba PRUF LED | PRUF LED | 332-02 | Outdoor Luminaires | Low Output | Parking Garage Luminaires | Standard | TRUE | 3162 | 85.92 | 36.8 | 10.94 | 0.991 | 5397 | 74.9 | 5 | 50000 | 4/10/2013 12:00:00 AM | Not Yet Verified | Not Yet Verified | Not Yet Verified |  | 1.7 | 3500 | 109 | 32 |  |  | 3200
PJNA4KB2 | LED LAND CORPORATION | LED LAND | LLCP42UNV4KYY | Outdoor Luminaires | Low Output | Parking Garage Luminaires | Standard | TRUE | 4005.121 | 91.722 | 43.666 | 13.77 | 0.9507 | 3991 | 83.5 | 5 | 50000 | 9/15/2016 12:00:00 AM | Not Dimmable | Not Dimmable | Not Yet Verified |  | 2.1 | 4005.121 | 91.722 | 43.666 | 13.77 | 0.987 | 3991 | 83.5
PBD6PVFY | LED LAND CORPORATION | LED LAND | LLCP42UNV5KYY | Outdoor Luminaires | Low Output | Parking Garage Luminaires | Standard | FALSE | [9 empty] | 9/15/2016 12:00:00 AM | Not Dimmable | Not Dimmable | Not Yet Verified |  |  | 4149.603 | 95.022 | 43.67 | 13.77 | 0.993 | 5074 | 82.3
P1Z7177A | LED LAND CORPORATION | LED LAND | LLCP65 UNV4KYY | Outdoor Luminaires | Mid Output | Parking Garage Luminaires | Standard | TRUE | 5703.348 | 79.834 | 71.44 | 21.55 | 0.9074 | 4108 | 85 | 5 | 50000 | 9/15/2016 12:00:00 AM | Not Dimmable | Not Dimmable | Not Yet Verified |  | 2.1 | 5703.348 | 79.834 | 71.44 | 21.55 | 0.983 | 4108 | 85
PWU7MSZ5 | LED LAND CORPORATION | LED LAND | LLCP65 UNV5KYY | Outdoor Luminaires | Mid Output | Parking Garage Luminaires | Standard | FALSE | [9 empty] | 9/15/2016 12:00:00 AM | Not Dimmable | Not Dimmable | Not Yet Verified |  |  | 5928.278 | 86.255 | 68.73 | 21.55 | 0.977 | 5286 | 77.1
P00000YTE | LED Living Technology | LED Living Technology | DRA-34-4-40K-DF-XX-WD-XX-XX-XX-XX-XX | Outdoor Luminaires | Low Output | Parking Garage Luminaires | Standard | TRUE | 2798 | 84 | 33.32 | 18.4 | 0.909 | 3956 | 82.3 | 5 | 60000 | 7/31/2013 12:00:00 AM | Not Yet Verified | Not Yet Verified | Not Yet Verified |  | 2 |  |  | 34 |  |  | 4000
P7WD3A5U | LED Living Technology | LED Living Technology | G3DRA-24-4-35K-DF-XX-WD-XX-XX-XX-XX | Outdoor Luminaires | Low Output | Parking Garage Luminaires | Standard | TRUE | 2780 | 112 | 24.84 | 15.6 | 0.924 | 3569 | 85.4 | 10 | 50000 | 2/23/2015 12:00:00 AM | Dimmable | Continuous Below 10 | Not Yet Verified |  | 2.1 | 2772.65 | 112.12 | 24.73 |  |  | 3500
PGARBCPD | LED Living Technology | LED Living Technology | G3DRA-45-4-35K-DF-XX-WD-XX-XX-XX-XX | Outdoor Luminaires | Low Output | Parking Garage Luminaires | Standard | TRUE | 4836 | 105 | 46.26 | 15.6 | 0.924 | 3590 | 85.5 | 10 | 50000 | 2/23/2015 12:00:00 AM | Dimmable | Continuous Below 10 | Not Yet Verified |  | 2.1 | 4834.09 | 103.76 | 46.59 |  |  | 3500
PK7CMTCG | LED Living Technology | LED Living Technology | G3DRA-30-4-40K-DF-XX-WD-XX-XX-XX-XX | Outdoor Luminaires | Low Output | Parking Garage Luminaires | Standard | FALSE | [9 empty] | 2/23/2015 12:00:00 AM | Dimmable | Continuous Below 10 | Not Yet Verified |  |  | 3600.34 | 117.5 | 30.64 |  |  | 4000
PBXUD953 | LED Living Technology | LED Living Technology | G3DRA-45-8-50K-DF-XX-WD-XX-XX-XX-XX | Outdoor Luminaires | Mid Output | Parking Garage Luminaires | Standard | FALSE | [9 empty] | 2/23/2015 12:00:00 AM | Dimmable | Continuous Below 10 | Not Yet Verified |  |  | 5727.41 | 128.47 | 44.58 |  |  | 5000
PJJGBMKW | LED Living Technology | LED Living Technology | G3DRA-68-8-35K-DF-XX-WD-XX-XX-XX-XX | Outdoor Luminaires | Mid Output | Parking Garage Luminaires | Standard | FALSE | [9 empty] | 2/23/2015 12:00:00 AM | Dimmable | Continuous Below 10 | Not Yet Verified |  |  | 7527.17 | 109.65 | 68.65 |  |  | 3500
PTX4DR16 | LED Living Technology | LED Living Technology | G3DRA-45-4-40K-DF-XX-WD-XX-XX-XX-XX | Outdoor Luminaires | Mid Output | Parking Garage Luminaires | Standard | FALSE | [9 empty] | 2/23/2015 12:00:00 AM | Dimmable | Continuous Below 10 | Not Yet Verified |  |  | 5096.59 | 109.39 | 46.59 |  |  | 4000
PUAG5RWN | LED Living Technology | LED Living Technology | G3DRA-45-4-50K-DF-XX-WD-XX-XX-XX-XX | Outdoor Luminaires | Mid Output | Parking Garage Luminaires | Standard | FALSE | [9 empty] | 2/23/2015 12:00:00 AM | Dimmable | Continuous Below 10 | Not Yet Verified |  |  | 5356.63 | 114.97 | 46.59 |  |  | 5000
PACCWFP8 | LED Living Technology | LED Living Technology | G3DRA-30-4-35K-DF-XX-WD-XX-XX-XX-XX | Outdoor Luminaires | Low Output | Parking Garage Luminaires | Standard | FALSE | [9 empty] | 2/23/2015 12:00:00 AM | Dimmable | Continuous Below 10 | Not Yet Verified |  |  | 3469.91 | 113.25 | 30.64 |  |  | 3500
PGK9RKUW | LED Living Technology | LED Living Technology | G3DRA-24-4-50K-DF-XX-WD-XX-XX-XX-XX | Outdoor Luminaires | Low Output | Parking Garage Luminaires | Standard | FALSE | [9 empty] | 2/23/2015 12:00:00 AM | Dimmable | Continuous Below 10 | Not Yet Verified |  |  | 3036.79 | 122.8 | 24.73 |  |  | 5000
PEMUUKAJ | LED Living Technology | LED Living Technology | G3DRA-30-4-50K-DF-XX-WD-XX-XX-XX-XX | Outdoor Luminaires | Low Output | Parking Garage Luminaires | Standard | FALSE | [9 empty] | 2/23/2015 12:00:00 AM | Dimmable | Continuous Below 10 | Not Yet Verified |  |  | 3799.68 | 124.01 | 30.64 |  |  | 5000
P2MMUVDC | LED Living Technology | LED Living Technology | G3DRA-45-8-35K-DF-XX-WD-XX-XX-XX-XX | Outdoor Luminaires | Mid Output | Parking Garage Luminaires | Standard | FALSE | [9 empty] | 2/23/2015 12:00:00 AM | Dimmable | Continuous Below 10 | Not Yet Verified |  |  | 5269.67 | 118.21 | 44.58 |  |  | 3500
P9Q69UM4 | LED Living Technology | LED Living Technology | G3DRA-45-8-40K-DF-XX-WD-XX-XX-XX-XX | Outdoor Luminaires | Mid Output | Parking Garage Luminaires | Standard | FALSE | [9 empty] | 2/23/2015 12:00:00 AM | Dimmable | Continuous Below 10 | Not Yet Verified |  |  | 5510.84 | 123.62 | 44.58 |  |  | 4000
PZDTSKBT | LED Living Technology | LED Living Technology | G3DRA-68-8-50K-DF-XX-WD-XX-XX-XX-XX | Outdoor Luminaires | Mid Output | Parking Garage Luminaires | Standard | FALSE | [9 empty] | 2/23/2015 12:00:00 AM | Dimmable | Continuous Below 10 | Not Yet Verified |  |  | 8353.22 | 121.68 | 68.65 |  |  | 5000
PXYQYBXM | LED Living Technology | LED Living Technology | G3DRA-24-4-40K-DF-XX-WD-XX-XX-XX-XX | Outdoor Luminaires | Low Output | Parking Garage Luminaires | Standard | FALSE | [9 empty] | 2/23/2015 12:00:00 AM | Dimmable | Continuous Below 10 | Not Yet Verified |  |  | 2922.77 | 118.19 | 24.73 |  |  | 4000
PKNY4Q7Q | LED Living Technology | LED Living Technology | G3DRA-68-8-40K-DF-XX-WD-XX-XX-XX-XX | Outdoor Luminaires | Mid Output | Parking Garage Luminaires | Standard | FALSE | [9 empty] | 2/23/2015 12:00:00 AM | Dimmable | Continuous Below 10 | Not Yet Verified |  |  | 7938.14 | 115.63 | 68.65 |  |  | 4000
P00000YU1 | LED North America | Manhattan | LEDNA LB1-100277[only qualified at 277V]-90-5 | Outdoor Luminaires | Mid Output | Parking Garage Luminaires | Standard | TRUE | 6896 | 85.53 | 80.63 | 10.85 | 0.871 | 5295 | 78 | 5 |  | 3/8/2013 12:00:00 AM | Not Yet Verified | Not Yet Verified | Not Yet Verified |  | 1.7 | 6896 | 85.53 | 81
P00000ZB6 | LED Trail | LED Trail | 4700 | Outdoor Luminaires | Low Output | Parking Garage Luminaires | Standard | TRUE | 4571 | 81.17 | 56.31 | 13.56 | 0.935 | 5563 | 75 | 5 | 50000 | 6/12/2013 12:00:00 AM | Not Yet Verified | Not Yet Verified | Not Yet Verified |  | 1.7 | 4900 | 83 | 60 |  | 0.98 | 4300 | 75
P00000ZBJ | LED Trail | LED Trail | 4710 | Outdoor Luminaires | Mid Output | Parking Garage Luminaires | Standard | TRUE | 9024 | 76.78 | 117.5 | 12.2 | 0.945 | 5408 | 74 | 5 | 50000 | 8/9/2013 12:00:00 AM | Not Yet Verified | Not Yet Verified | Not Yet Verified |  | 1.7 | 10080 | 84 | 120 |  | 0.98 | 5300 | 75
P00000ZBI | LED Trail | LED Trail | 4740 | Outdoor Luminaires | Mid Output | Parking Garage Luminaires | Standard | TRUE | 8905 | 76.24 | 116.8 | 11.65 | 0.942 | 5272 | 75 | 5 | 50000 | 8/9/2013 12:00:00 AM | Not Yet Verified | Not Yet Verified | Not Yet Verified |  | 1.7 | 10080 | 84 | 120 |  | 0.98 | 5300 | 75
PDAEZ6DU | LED Trail | LED Trail | 4731 | Outdoor Luminaires | Low Output | Parking Garage Luminaires | Standard | TRUE | 3333 | 78.54 | 42.54 | 18.5 | 0.894 | 4816 | 73 | 5 |  | 10/29/2014 12:00:00 AM | Not Yet Verified | Not Yet Verified | Not Yet Verified |  | 2 | 3333 | 78 | 42.54 |  | 0.98 | 4816 | 75
P00000ZBO | LED Trail | LED Trail | 4730 | Outdoor Luminaires | Mid Output | Parking Garage Luminaires | Standard | TRUE | 5356 | 86.59 | 61.85 | 10.2 | 0.922 | 4929 | 74 | 5 | 50000 | 1/14/2014 12:00:00 AM | Not Yet Verified | Not Yet Verified | Not Yet Verified |  | 2 | 5356 | 86 | 61.85 |  | 0.98 | 4929 | 75
P77DB41W | LEDone Distribution, Inc. | LED One | LOD-LN-50(GL) | Outdoor Luminaires | Mid Output | Parking Garage Luminaires | Standard | TRUE | 5448.28 | 107.46 | 50.7 | 17.4 | 0.9 | 4990 | 82.5 | 5 | 50000 | 6/16/2015 12:00:00 AM | Not Dimmable | Not Dimmable | Not Yet Verified |  | 2.1 | 5448.28 | 107.46 | 50.7 | 5.3 | 0.994 | 4990 | 82.5
P44YH3J6 | LEDone Distribution, Inc. | LEDone | LOD-MA-40WSADXXK | Outdoor Luminaires | Low Output | Parking Garage Luminaires | Standard | TRUE | 3409.182 | 78.861 | 43.23 | 18.04 | 0.9 | 5338 | 86 | 5 | 50000 | 3/10/2016 12:00:00 AM | Not Dimmable | Not Dimmable | Not Yet Verified |  | 2.1 | 3409.182 | 78.861 | 43.23 | 18 | 0.992 | 5338 | 86
P00001K0X | LEDone Distribution, Inc. | LEDone | CPSM45HU50K | Outdoor Luminaires | Low Output | Parking Garage Luminaires | Standard | TRUE | 3333 | 78.54 | 42.54 | 18.5 | 0.894 | 4816 | 73 | 5 | 50000 | 7/8/2014 12:00:00 AM | Not Yet Verified | Not Yet Verified | Not Yet Verified |  | 2.1 | 3330 | 79 | 40 | 20 | 0.9 | 5000 | 70
P00001K0Y | LEDone Distribution, Inc. | LEDone | CPSM60HU50K | Outdoor Luminaires | Mid Output | Parking Garage Luminaires | Standard | TRUE | 5356 | 86.59 | 61.85 | 10.2 | 0.922 | 4929 | 74 | 5 | 50000 | 7/8/2014 12:00:00 AM | Not Yet Verified | Not Yet Verified | Not Yet Verified |  | 2.1 | 5400 | 87 | 61 | 20 | 0.9 | 5000 | 75
PP7CXFTC | LEDone Distribution, Inc. | LEDone | LOD-MASQ-40WSAD40K-HL | Outdoor Luminaires | Low Output | Parking Garage Luminaires | Standard | TRUE | 4333.148 | 103.049 | 42.049 | 17.19 | 0.906 | 4074 | 83.3 | 5 | 50000 | 5/31/2016 12:00:00 AM | Not Dimmable | Not Dimmable | No |  | 3.1 | 4333.148 | 103.05 | 42.05 | 17.19 | 0.995 | 4074 | 83.3
P92MYP5C | LEDone Distribution, Inc. | LEDone | LOD-MASQ-40WSAD50K-HL | Outdoor Luminaires | Low Output | Parking Garage Luminaires | Standard | FALSE | [9 empty] | 5/31/2016 12:00:00 AM | Not Dimmable | Not Dimmable | No |  |  | 4374.603 | 104.11 | 42.02 | 17.19 | 0.996 | 4997 | 83.6
PCBW6Y8Z | LEDone Distribution, Inc. | LEDone | LOD-MASQ-40WSAD40K-HL-CTN | Outdoor Luminaires | Low Output | Parking Garage Luminaires | Standard | FALSE | [9 empty] | 5/31/2016 12:00:00 AM | Dimmable | Continuous Below 10 | No |  |  | 4333.148 | 103.05 | 42.05 | 17.19 | 0.995 | 4074 | 83.3
PZFTUNNP | LEDone Distribution, Inc. | LEDone | LOD-MASQ-40WSAD50K-HL-STP | Outdoor Luminaires | Low Output | Parking Garage Luminaires | Standard | FALSE | [9 empty] | 5/31/2016 12:00:00 AM | Dimmable | Stepped | No |  |  | 4374.603 | 104.11 | 42.02 | 17.19 | 0.996 | 4997 | 83.6
P4MS1Z4M | LEDone Distribution, Inc. | LEDone | LOD-MASQ-40WSAD40K-HL-STP | Outdoor Luminaires | Low Output | Parking Garage Luminaires | Standard | FALSE | [9 empty] | 5/31/2016 12:00:00 AM | Dimmable | Stepped | No |  |  | 4333.148 | 103.05 | 42.05 | 17.19 | 0.995 | 4074 | 83.3
PKS73PFF | LEDone Distribution, Inc. | LEDone | LOD-MASQ-40WSAD50K-HL-CTN | Outdoor Luminaires | Low Output | Parking Garage Luminaires | Standard | FALSE | [9 empty] | 5/31/2016 12:00:00 AM | Dimmable | Continuous Below 10 | No |  |  | 4374.603 | 104.11 | 42.02 | 17.19 | 0.996 | 4997 | 83.6
P62M9ZKA | LEDone Distribution, Inc. | LEDone | LOD-MASQ-60WSAD40K-HL | Outdoor Luminaires | Mid Output | Parking Garage Luminaires | Standard | TRUE | 5913.102 | 98.32 | 60.14 | 20.78 | 0.9329 | 4077 | 83.3 | 5 | 50000 | 5/31/2016 12:00:00 AM | Not Dimmable | Not Dimmable | No |  | 3.1 | 5913.102 | 98.322 | 60.14 | 20.78 | 0.995 | 4077 | 83.3
PE282Y9E | LEDone Distribution, Inc. | LEDone | LOD-MASQ-60WSAD40K-HL-CTN | Outdoor Luminaires | Mid Output | Parking Garage Luminaires | Standard | FALSE | [9 empty] | 5/31/2016 12:00:00 AM | Dimmable | Continuous Below 10 | No |  |  | 5913.102 | 98.322 | 60.14 | 20.78 | 0.995 | 4077 | 83.3
PE9GMR73 | LEDone Distribution, Inc. | LEDone | LOD-MASQ-60WSAD50K-HL | Outdoor Luminaires | Mid Output | Parking Garage Luminaires | Standard | FALSE | [9 empty] | 5/31/2016 12:00:00 AM | Not Dimmable | Not Dimmable | No |  |  | 6058.938 | 100.965 | 60.01 | 20.78 | 0.995 | 5010 | 83.4
PPWBXC6Q | LEDone Distribution, Inc. | LEDone | LOD-MASQ-60WSAD40K-HL-STP | Outdoor Luminaires | Mid Output | Parking Garage Luminaires | Standard | FALSE | [9 empty] | 5/31/2016 12:00:00 AM | Dimmable | Stepped | No |  |  | 5913.102 | 98.322 | 60.14 | 20.78 | 0.995 | 4077 | 83.3
PVZCJ3TD | LEDone Distribution, Inc. | LEDone | LOD-MASQ-60WSAD50K-HL-STP | Outdoor Luminaires | Mid Output | Parking Garage Luminaires | Standard | FALSE | [9 empty] | 5/31/2016 12:00:00 AM | Dimmable | Stepped | No |  |  | 6058.938 | 100.965 | 60.01 | 20.78 | 0.995 | 5010 | 83.4
PA9ZZUCK | LEDone Distribution, Inc. | LEDone | LOD-MASQ-60WSAD50K-HL-CTN | Outdoor Luminaires | Mid Output | Parking Garage Luminaires | Standard | FALSE | [9 empty] | 5/31/2016 12:00:00 AM | Dimmable | Continuous Below 10 | No |  |  | 6058.938 | 100.965 | 60.01 | 20.78 | 0.995 | 5010 | 83.4
PVHYTCPD | LEDone Distribution, Inc. | LEDone | LOD-MARO-60WSAD40K-HL | Outdoor Luminaires | Low Output | Parking Garage Luminaires | Standard | TRUE | 4751.672 | 84.619 | 56.154 | 14.11 | 0.8978 | 4139 | 82.6 | 5 | 50000 | 6/17/2016 12:00:00 AM | Not Dimmable | Not Dimmable | No |  | 3.1 | 4751.672 | 84.619 | 56.154 | 14.11 | 0.996 | 4139 | 82.6
PSQNJRPK | LEDone Distribution, Inc. | LEDone | LOD-MARO-60WSAD40K-HL-CTN | Outdoor Luminaires | Low Output | Parking Garage Luminaires | Standard | FALSE | [9 empty] | 6/17/2016 12:00:00 AM | Dimmable | Continuous Below 10 | No |  |  | 4751.672 | 84.619 | 56.154 | 14.11 | 0.996 | 4139 | 82.6
PQJKZ7YN | LEDone Distribution, Inc. | LEDone | LOD-MARO-60WSAD50K-HL-CTN | Outdoor Luminaires | Low Output | Parking Garage Luminaires | Standard | FALSE | [9 empty] | 6/17/2016 12:00:00 AM | Dimmable | Continuous Below 10 | No |  |  | 4923.477 | 87.81 | 56.07 | 14.11 | 0.996 | 5082 | 84.2
PE8C8UD8 | LEDone Distribution, Inc. | LEDone | LOD-MARO-60WSAD50K-HL | Outdoor Luminaires | Low Output | Parking Garage Luminaires | Standard | FALSE | [9 empty] | 6/17/2016 12:00:00 AM | Not Dimmable | Not Dimmable | No |  |  | 4923.477 | 87.81 | 56.07 | 14.11 | 0.996 | 5082 | 84.2
PHM8XKHJ | LEDone Distribution, Inc. | LEDone | LOD-MARO-60WSAD40K-HL-STP | Outdoor Luminaires | Low Output | Parking Garage Luminaires | Standard | FALSE | [9 empty] | 6/17/2016 12:00:00 AM | Dimmable | Stepped | No |  |  | 4751.672 | 84.619 | 56.154 | 14.11 | 0.996 | 4139 | 82.6
PARZ1QNW | LEDone Distribution, Inc. | LEDone | LOD-MARO-60WSAD50K-HL-STP | Outdoor Luminaires | Low Output | Parking Garage Luminaires | Standard | FALSE | [9 empty] | 6/17/2016 12:00:00 AM | Dimmable | Stepped | No |  |  | 4923.477 | 87.81 | 56.07 | 14.11 | 0.996 | 5082 | 84.2
P1BQ7Z9M | LEDone Distribution, Inc. | LEDone | LOD-MARO-40WSAD40K-HL | Outdoor Luminaires | Low Output | Parking Garage Luminaires | Standard | TRUE | 5317.83 | 95.22 | 55.85 | 18.76 | 0.896 | 4083 | 82.8 | 5 | 50000 | 5/16/2016 12:00:00 AM | Not Dimmable | Not Dimmable | No |  | 3.1 | 3756.375 | 85.72 | 43.82 | 18.46 | 0.992 | 4078 | 83.3
PGMNJUXU | LEDone Distribution, Inc. | LEDone | LOD-MARO-40WSAD40K-HL-CTN | Outdoor Luminaires | Low Output | Parking Garage Luminaires | Standard | FALSE | [9 empty] | 5/16/2016 12:00:00 AM | Dimmable | Continuous Below 10 | No |  |  | 3756.375 | 85.72 | 43.82 | 18.46 | 0.992 | 4078 | 83.3
PD3GJB9K | LEDone Distribution, Inc. | LEDone | LOD-MARO-40WSAD40K-HL-STP | Outdoor Luminaires | Low Output | Parking Garage Luminaires | Standard | FALSE | [9 empty] | 5/16/2016 12:00:00 AM | Dimmable | Stepped | No |  |  | 3756.375 | 85.72 | 43.82 | 18.46 | 0.992 | 4078 | 83.3
PPE1RT5Z | LEDone Distribution, Inc. | LEDone | LOD-MARO-40WSAD50K-HL | Outdoor Luminaires | Low Output | Parking Garage Luminaires | Standard | FALSE | [9 empty] | 5/16/2016 12:00:00 AM | Not Dimmable | Not Dimmable | No |  |  | 3867.152 | 88.96 | 43.47 | 18.46 | 0.995 | 5026 | 83.4
PZG3VWBS | LEDone Distribution, Inc. | LEDone | LOD-MARO-40WSAD50K-HL-STP | Outdoor Luminaires | Low Output | Parking Garage Luminaires | Standard | FALSE | [9 empty] | 5/16/2016 12:00:00 AM | Dimmable | Stepped | No |  |  | 3867.152 | 88.96 | 43.47 | 18.46 | 0.995 | 5026 | 83.4
PCTCBUD4 | LEDone Distribution, Inc. | LEDone | LOD-MARO-40WSAD50K-HL-CTN | Outdoor Luminaires | Low Output | Parking Garage Luminaires | Standard | FALSE | [9 empty] | 5/16/2016 12:00:00 AM | Dimmable | Continuous Below 10 | No |  |  | 3867.152 | 88.96 | 43.47 | 18.46 | 0.995 | 5026 | 83.4
PEFXWTRA | Ledreit Manufacturing Co., Ltd | LEDREIT | CNP-75W(3000K) | Outdoor Luminaires | Mid Output | Parking Garage Luminaires | Standard | TRUE | 7667.8 | 100.11 | 76.59 | 12.74 | 0.9502 | 3098 | 71.8 | 5 | 50000 | 9/16/2016 12:00:00 AM | Dimmable | Continuous Below 10 | Yes |  | 4 | 7859.8 | 102.29 | 76.84 | 12.74 | 0.9502 | 3000 | 71.8
PZN6RXVD | Ledreit Manufacturing Co., Ltd | LEDREIT | CNP-75W(4000K) | Outdoor Luminaires | Mid Output | Parking Garage Luminaires | Standard | FALSE | [9 empty] | 9/16/2016 12:00:00 AM | Dimmable | Continuous Below 10 | Yes |  |  | 7859.8 | 102.29 | 76.84 | 12.74 | 0.9502 | 4100 | 71.8
PWKVP6JB | Ledreit Manufacturing Co., Ltd | LEDREIT | CNP-75W(5000K) | Outdoor Luminaires | Mid Output | Parking Garage Luminaires | Standard | FALSE | [9 empty] | 9/16/2016 12:00:00 AM | Dimmable | Continuous Below 10 | Yes |  |  | 8037 | 104.25 | 77.09 | 12.67 | 0.9489 | 5000 | 72.5
PSQRA8R8 | Ledreit Manufacturing Co., Ltd | LEDREIT | CNP-50W(3000K) | Outdoor Luminaires | Low Output | Parking Garage Luminaires | Standard | TRUE | 4681.3 | 100.26 | 46.69 | 16.07 | 0.9032 | 3086 | 71.4 | 5 | 50000 | 9/16/2016 12:00:00 AM | Not Dimmable | Not Dimmable | No |  | 4 | 4681.3 | 100.26 | 46.69 | 16.07 | 0.9032 | 3000 | 71.4
PHF3VKZC | Ledreit Manufacturing Co., Ltd | LEDREIT | CNP-50W(4000K) | Outdoor Luminaires | Low Output | Parking Garage Luminaires | Standard | FALSE | [9 empty] | 9/16/2016 12:00:00 AM | Not Dimmable | Not Dimmable | No |  |  | 4681.3 | 100.26 | 46.69 | 16.07 | 0.9032 | 4000 | 71.4
PFWEHHVU | Ledreit Manufacturing Co., Ltd | LEDREIT | CNP-50W(5000K) | Outdoor Luminaires | Low Output | Parking Garage Luminaires | Standard | FALSE | [9 empty] | 9/16/2016 12:00:00 AM | Not Dimmable | Not Dimmable | No |  |  | 4812 | 102.32 | 47.03 | 15.95 | 0.9038 | 5000 | 72.4
PRCZ54GK | LEDrock | LEDrock | Top50W | Outdoor Luminaires | Mid Output | Parking Garage Luminaires | Standard | TRUE | 5448.28 | 107.46 | 50.7 | 17.4 | 0.9 | 4990 | 82.5 | 5 | 50000 | 6/16/2015 12:00:00 AM | Not Dimmable | Not Dimmable | Not Yet Verified |  | 2.1 | 5448.28 | 107.46 | 50.7 | 5.3 | 0.994 | 4990 | 82.5
P00001GDY | Ledsion Lighting Technology Co.,Ltd | LEDSION | LS-CP100W | Outdoor Luminaires | Mid Output | Parking Garage Luminaires | Standard | TRUE | 7576.32 | 76.823 | 98.62 | 14.4 | 0.912 | 5166 | 75.2 | 5 | 50000 | 7/18/2014 12:00:00 AM | Not Yet Verified | Not Yet Verified | Not Yet Verified |  | 2.1 | 7576.32 | 76.82 | 100 | 14 | 0.9 | 5000 | 75
P00001GDZ | Ledsion Lighting Technology Co.,Ltd | LEDSION | LS-CP120W | Outdoor Luminaires | Mid Output | Parking Garage Luminaires | Standard | TRUE | 8843.85 | 73.77 | 119.89 | 14.9 | 0.911 | 5218 | 74.8 | 5 | 50000 | 7/18/2014 12:00:00 AM | Not Yet Verified | Not Yet Verified | Not Yet Verified |  | 2.1 | 8843.85 | 73.77 | 120 | 14 | 0.9 | 5000 | 75
P35VB9CG | Ledsion Lighting Technology Co.,Ltd | LEDSION | LSWP48W(3000K) | Outdoor Luminaires | Low Output | Parking Garage Luminaires | Standard | TRUE | 4470.1 | 94.33 | 47.39 | 19.54 | 0.909 | 3117 | 74.2 | 5 | 50000 | 10/22/2015 12:00:00 AM | Not Dimmable | Not Dimmable | Not Yet Verified |  | 2.1 | 4470.1 | 94.33 | 47.39 | 19.54 | 0.909 | 3000 | 74.2
PEYT8G1G | Ledsion Lighting Technology Co.,Ltd | LEDSION | LSWP48W(4500K) | Outdoor Luminaires | Low Output | Parking Garage Luminaires | Standard | FALSE | [9 empty] | 10/22/2015 12:00:00 AM | Not Dimmable | Not Dimmable | Not Yet Verified |  |  | 4470.1 | 94.33 | 47.39 | 19.54 | 0.9085 | 4500 | 74.2
PUD24Z2C | Ledsion Lighting Technology Co.,Ltd | LEDSION | LSWP48W(3500K) | Outdoor Luminaires | Low Output | Parking Garage Luminaires | Standard | FALSE | [9 empty] | 10/22/2015 12:00:00 AM | Not Dimmable | Not Dimmable | Not Yet Verified |  |  | 4470.1 | 94.33 | 47.39 | 19.54 | 0.9085 | 3500 | 74.2
P4A6F414 | Ledsion Lighting Technology Co.,Ltd | LEDSION | LSWP48W(5000K) | Outdoor Luminaires | Low Output | Parking Garage Luminaires | Standard | FALSE | [9 empty] | 10/22/2015 12:00:00 AM | Not Dimmable | Not Dimmable | Not Yet Verified |  |  | 5006 | 103.75 | 48.25 | 19.23 | 0.9048 | 5000 | 74.9
PYATZWKW | Ledsion Lighting Technology Co.,Ltd | LEDSION | LSWP48W(4000K) | Outdoor Luminaires | Low Output | Parking Garage Luminaires | Standard | FALSE | [9 empty] | 10/22/2015 12:00:00 AM | Not Dimmable | Not Dimmable | Not Yet Verified |  |  | 4470.1 | 94.33 | 47.39 | 19.54 | 0.9085 | 4000 | 74.2
PGHY1YK7 | Ledsion Lighting Technology Co.,Ltd | LEDSION | LSPSB100W(3000K) | Outdoor Luminaires | Mid Output | Parking Garage Luminaires | Standard | TRUE | 9315.1 | 95.44 | 97.6 | 13.62 | 0.93 | 3115 | 74.4 | 5 | 50000 | 10/22/2015 12:00:00 AM | Not Dimmable | Not Dimmable | Not Yet Verified |  | 2.1 | 9315.1 | 95.44 | 97.6 | 13.62 | 0.93 | 3000 | 74.4
PRXRPDE7 | Ledsion Lighting Technology Co.,Ltd | LEDSION | LSPSB100W(4000K) | Outdoor Luminaires | Mid Output | Parking Garage Luminaires | Standard | FALSE | [9 empty] | 10/22/2015 12:00:00 AM | Not Dimmable | Not Dimmable | Not Yet Verified |  |  | 9315.1 | 95.44 | 97.6 | 13.62 | 0.93 | 4000 | 74.4
PP3WDBQZ | Ledsion Lighting Technology Co.,Ltd | LEDSION | LSPSB100W(3500K) | Outdoor Luminaires | Mid Output | Parking Garage Luminaires | Standard | FALSE | [9 empty] | 10/22/2015 12:00:00 AM | Not Dimmable | Not Dimmable | Not Yet Verified |  |  | 9315.1 | 95.44 | 97.6 | 13.62 | 0.93 | 3500 | 74.4
PPCRCQJ7 | Ledsion Lighting Technology Co.,Ltd | LEDSION | LSPSB100W(5000K) | Outdoor Luminaires | Mid Output | Parking Garage Luminaires | Standard | FALSE | [9 empty] | 10/22/2015 12:00:00 AM | Not Dimmable | Not Dimmable | Not Yet Verified |  |  | 9780 | 100.28 | 97.53 | 13.24 | 0.924 | 5000 | 75
PZFJUXWE | Ledsion Lighting Technology Co.,Ltd | LEDSION | LSPSB100W(4500K) | Outdoor Luminaires | Mid Output | Parking Garage Luminaires | Standard | FALSE | [9 empty] | 10/22/2015 12:00:00 AM | Not Dimmable | Not Dimmable | Not Yet Verified |  |  | 9315.1 | 95.44 | 97.6 | 13.62 | 0.93 | 4500 | 74.4
P15FZTCP | Ledsion Lighting Technology Co.,Ltd | LEDSION | LSPSB300W(3000K) | Outdoor Luminaires | High Output | Parking Garage Luminaires | Standard | TRUE | 27360 | 93.51 | 292.6 | 10.84 | 0.951 | 3124 | 74.4 | 5 | 50000 | 10/22/2015 12:00:00 AM | Not Dimmable | Not Dimmable | Not Yet Verified |  | 2.1 | 27360 | 93.51 | 292.6 | 11 | 0.95 | 3000 | 74.4
P9VXK7AD | Ledsion Lighting Technology Co.,Ltd | LEDSION | LSPSB300W(5000K) | Outdoor Luminaires | High Output | Parking Garage Luminaires | Standard | FALSE | [9 empty] | 10/22/2015 12:00:00 AM | Not Dimmable | Not Dimmable | Not Yet Verified |  |  | 29002 | 98.85 | 293.4 | 10 | 0.93 | 5000 | 71.9
PF6MUM47 | Ledsion Lighting Technology Co.,Ltd | LEDSION | LSPSB300W(4000K) | Outdoor Luminaires | High Output | Parking Garage Luminaires | Standard | FALSE | [9 empty] | 10/22/2015 12:00:00 AM | Not Dimmable | Not Dimmable | Not Yet Verified |  |  | 27360 | 93.51 | 292.6 | 11 | 0.95 | 4000 | 74.4
P48ADM35 | Ledsion Lighting Technology Co.,Ltd | LEDSION | LSPSB300W(3500K) | Outdoor Luminaires | High Output | Parking Garage Luminaires | Standard | FALSE | [9 empty] | 10/22/2015 12:00:00 AM | Not Dimmable | Not Dimmable | Not Yet Verified |  |  | 27360 | 93.51 | 292.6 | 11 | 0.95 | 3500 | 74.4
PY8DRK4K | Ledsion Lighting Technology Co.,Ltd | LEDSION | LSPSB300W(4500K) | Outdoor Luminaires | High Output | Parking Garage Luminaires | Standard | FALSE | [9 empty] | 10/22/2015 12:00:00 AM | Not Dimmable | Not Dimmable | Not Yet Verified |  |  | 27360 | 93.51 | 292.6 | 11 | 0.95 | 4500 | 74.4
PPBJAUCR | LEDtronics, Inc. | LEDtronics | SBX000-048W-XIW-105A-X | Outdoor Luminaires | Low Output | Parking Garage Luminaires | Standard | TRUE | 4470.1 | 94.33 | 47.39 | 19.54 | 0.909 | 3117 | 74.2 | 5 | 50000 | 8/7/2015 12:00:00 AM | Not Dimmable | Not Dimmable | Not Yet Verified |  | 2.1 | 4470.1 | 94.33 | 47.39 | 19.54 | 0.909 | 3000 | 74.2
PYN9DRZ7 | LEDtronics, Inc. | LEDtronics | SBX000-048W-XNW-105A-X | Outdoor Luminaires | Low Output | Parking Garage Luminaires | Standard | FALSE | [9 empty] | 8/7/2015 12:00:00 AM | Not Dimmable | Not Dimmable | Not Yet Verified |  |  | 4470.1 | 94.33 | 47.39 | 19.54 | 0.9085 | 4000 | 74.2
PXXSCKW8 | LEDtronics, Inc. | LEDtronics | SBX000-048W-XPW-105A-X | Outdoor Luminaires | Low Output | Parking Garage Luminaires | Standard | FALSE | [9 empty] | 8/7/2015 12:00:00 AM | Not Dimmable | Not Dimmable | Not Yet Verified |  |  | 5006 | 103.75 | 48.25 | 19.23 | 0.9048 | 5000 | 74.9
PCU26CAE | LEDtronics, Inc. | LEDtronics | SBX001-100W-XIW-105A-X | Outdoor Luminaires | Mid Output | Parking Garage Luminaires | Standard | TRUE | 9315.1 | 95.44 | 97.6 | 13.62 | 0.93 | 3115 | 74.4 | 5 | 50000 | 8/7/2015 12:00:00 AM | Not Dimmable | Not Dimmable | Not Yet Verified |  | 2.1 | 9315.1 | 95.44 | 97.6 | 13.62 | 0.93 | 3000 | 74.4
P3SEJF6B | LEDtronics, Inc. | LEDtronics | SBX001-100W-XPW-105A-X | Outdoor Luminaires | Mid Output | Parking Garage Luminaires | Standard | FALSE | [9 empty] | 8/7/2015 12:00:00 AM | Not Dimmable | Not Dimmable | Not Yet Verified |  |  | 9780 | 100.28 | 97.53 | 13.24 | 0.924 | 5000 | 75
P1ZUC4CE | LEDtronics, Inc. | LEDtronics | SBX001-100W-XNW-105A-X | Outdoor Luminaires | Mid Output | Parking Garage Luminaires | Standard | FALSE | [9 empty] | 8/7/2015 12:00:00 AM | Not Dimmable | Not Dimmable | Not Yet Verified |  |  | 9315.1 | 95.44 | 97.6 | 13.62 | 0.93 | 4000 | 74.4
P8MDKE9D | LEDtronics, Inc. | LEDtronics | SBX002-300W-XIW-105A-X | Outdoor Luminaires | High Output | Parking Garage Luminaires | Standard | TRUE | 27360 | 93.51 | 292.6 | 10.84 | 0.951 | 3124 | 74.4 | 5 | 50000 | 8/7/2015 12:00:00 AM | Not Dimmable | Not Dimmable | Not Yet Verified |  | 2.1 | 27360 | 93.51 | 292.6 | 11 | 0.95 | 3000 | 74.4
PSEBJSFX | LEDtronics, Inc. | LEDtronics | SBX002-300W-XNW-105A-X | Outdoor Luminaires | High Output | Parking Garage Luminaires | Standard | FALSE | [9 empty] | 8/7/2015 12:00:00 AM | Not Dimmable | Not Dimmable | Not Yet Verified |  |  | 27360 | 93.51 | 292.6 | 11 | 0.95 | 4000 | 74.4
P8QPBWQ4 | LEDtronics, Inc. | LEDtronics | SBX002-300W-XPW-105A-X | Outdoor Luminaires | High Output | Parking Garage Luminaires | Standard | FALSE | [9 empty] | 8/7/2015 12:00:00 AM | Not Dimmable | Not Dimmable | Not Yet Verified |  |  | 29002 | 98.85 | 293.4 | 10 | 0.93 | 5000 | 71.9
P00001FSH | Lighting Group of America | Lighting Group of America | GL-365L40M | Outdoor Luminaires | Mid Output | Parking Garage Luminaires | Standard | TRUE | 8178.22 | 78 | 105 | 21 | 0.88 | 4952 | 70 | 5 |  | 8/4/2014 12:00:00 AM | Not Yet Verified | Not Yet Verified | Not Yet Verified |  | 2.1 | 8178 | 77.9 | 105 | 21 | 0.9 | 5000 | 70
P00001FSI | Lighting Group of America | Lighting Group of America | GL-365L60M | Outdoor Luminaires | High Output | Parking Garage Luminaires | Standard | FALSE | [9 empty] | 8/4/2014 12:00:00 AM | Not Yet Verified | Not Yet Verified | Not Yet Verified |  |  | 12267 | 78.6 | 156 | 15 | 0.94 | 5000 | 70
PYRSADE6 | Lighting Group of America | Lighting Group of America | GL-366 | Outdoor Luminaires | Low Output | Parking Garage Luminaires | Standard | TRUE | 4309.79 | 78 | 55.14 | 16 | 0.96 | 5100 | 67.2 | 5 |  | 10/8/2014 12:00:00 AM | Not Yet Verified | Not Yet Verified | Not Yet Verified | Only qualified at 20° setting | 2.1 | 4000 | 74 | 54 |  |  | 5000 | 70
P00000ZWJ | Lighting Science Group, Corp. | C2D | C2DLB NW P1 R5 MVOLT CLR XXX XX | Outdoor Luminaires | Mid Output | Parking Garage Luminaires | Standard | TRUE | 5056 | 75.24 | 67.2 | 24.28 | 0.919 | 4079 | 71.5 | 5 | 60000 | 7/10/2014 12:00:00 AM | Not Yet Verified | Not Yet Verified | Not Yet Verified |  | 2.1 | 5302 | 75 | 71 | 20 | 0.9 | 4000 | 70
P00000ZWK | Lighting Science Group, Corp. | C2D | C2DLB CW P1 R5 MVOLT CLR XXX XX | Outdoor Luminaires | Mid Output | Parking Garage Luminaires | Standard | FALSE | [9 empty] | 7/10/2014 12:00:00 AM | Not Yet Verified | Not Yet Verified | Not Yet Verified |  |  | 5696 | 78 | 71 | 20 | 0.9 | 5000 | 70
P69M9RNQ | Lighting Solutions LLC... | Lighting Solutions LLC | ASPBL4(38W) | Outdoor Luminaires | Low Output | Parking Garage Luminaires | Standard | TRUE | 3520 | 96.7 | 36.4 | 18.45 | 0.9615 | 3929 | 84.69 | 7 | 50000 | 9/27/2014 12:00:00 AM | Not Yet Verified | Not Yet Verified | Not Yet Verified |  | 2.1 | 3501 | 94 | 37.4 |  | 0.99 | 4000 | 80
PGG4YHAP | Lighting Solutions LLC... | Lighting Solutions LLC | ASPBL5(38W) | Outdoor Luminaires | Low Output | Parking Garage Luminaires | Standard | FALSE | [9 empty] | 9/27/2014 12:00:00 AM | Not Yet Verified | Not Yet Verified | Not Yet Verified |  |  | 3564 | 95 | 37.4 | 13 | 0.99 | 5000 | 80
P53NC94Z | Lighting Solutions LLC... | Lighting Solutions LLC | ASPBH5(53W) | Outdoor Luminaires | Mid Output | Parking Garage Luminaires | Standard | FALSE | [9 empty] | 9/27/2014 12:00:00 AM | Not Yet Verified | Not Yet Verified | Not Yet Verified |  |  | 5166 | 98 | 52.8 | 11 | 0.99 | 5000 | 80
P3FVDPDN | Lighting Solutions LLC... | Lighting Solutions LLC | ASPDH5(53W) | Outdoor Luminaires | Mid Output | Parking Garage Luminaires | Standard | FALSE | [9 empty] | 9/27/2014 12:00:00 AM | Not Yet Verified | Not Yet Verified | Not Yet Verified |  |  | 5166 | 98 | 53 | 11 | 0.99 | 5000 | 80
PW3A24QJ | Lighting Solutions LLC... | Lighting Solutions LLC | ASPDL5(38W) | Outdoor Luminaires | Low Output | Parking Garage Luminaires | Standard | FALSE | [9 empty] | 9/27/2014 12:00:00 AM | Not Yet Verified | Not Yet Verified | Not Yet Verified |  |  | 3564 | 95 | 37.4 | 13 | 0.99 | 5000 | 80
P0000103N | Lighting Technologies, Inc. | Lighting Technologies | LTLB-702B-NNX-1 - 120V | Outdoor Luminaires | Mid Output | Parking Garage Luminaires | Standard | TRUE | 5077 | 76.8 | 66.09 | 13.6 | 0.984 | 3970 | 66 | 5 |  | 3/7/2013 12:00:00 AM | Not Yet Verified | Not Yet Verified | Not Yet Verified |  | 1.7 | 5100 | 77 | 66 |  | 0.98 | 4000 | 65
P0000103O | Lighting Technologies, Inc. | Lighting Technologies | LTLB-703B-NNX-1 - 120V | Outdoor Luminaires | Mid Output | Parking Garage Luminaires | Standard | TRUE | 7312 | 76.2 | 95.9 | 9.28 | 0.994 | 4008 | 66 | 5 |  | 3/7/2013 12:00:00 AM | Not Yet Verified | Not Yet Verified | Not Yet Verified |  | 1.7 | 7300 | 76 | 96 |  | 0.98 | 4000 | 65
PXC59C9G | Living Well Industrial Co., LTD | Living Well | CP60SP277, 5000K | Outdoor Luminaires | Mid Output | Parking Garage Luminaires | Standard | TRUE | 5356 | 86.59 | 61.85 | 10.2 | 0.922 | 4929 | 74 | 5 | 50000 | 2/3/2015 12:00:00 AM | Not Dimmable | Not Dimmable | Not Yet Verified |  | 2 | 5356 | 86 | 61.85 |  | 0.98 | 4929 | 75
P62WAUBU | Living Well Industrial Co., LTD | Living Well | CP40SP277, 5000K | Outdoor Luminaires | Low Output | Parking Garage Luminaires | Standard | TRUE | 3333 | 78.54 | 42.54 | 18.5 | 0.894 | 4816 | 73 | 5 | 50000 | 2/3/2015 12:00:00 AM | Not Dimmable | Not Dimmable | Not Yet Verified |  | 2 | 3333 | 78 | 42.54 |  | 0.98 | 4816 | 75
PGBVJTWT | Louvers International Inc | LouversLED | RZR24-XXXXL-40K-XHC-N-X [120-277V ONLY] | Outdoor Luminaires | Low Output | Parking Garage Luminaires | Standard | TRUE | 2107.4 | 112.9 | 18.66 | 22.1 | 0.904 | 4040 | 84 | 5 | 178000 | 1/20/2016 12:00:00 AM | Dimmable | Continuous Above 10 | Not Yet Verified |  | 2.1 | 2200 |  | 18.7 |  |  | 4000 | 84
P2GY4GAG | Louvers International Inc | LouversLED | RZR36-XXXXL-40K-XHC-N-X [120-277V ONLY] | Outdoor Luminaires | Low Output | Parking Garage Luminaires | Standard | TRUE | 4125 | 111.22 | 37.09 | 17.53 | 0.899 | 3990 | 84 | 5 | 178000 | 1/20/2016 12:00:00 AM | Dimmable | Continuous Above 10 | Not Yet Verified |  | 2.1 | 4200 | 111 | 37.5 |  |  | 4000 | 84
PNHNFG12 | Louvers International Inc | LouversLED | RZR36-XXXXL-50K-XHC-N-X [120-277V ONLY] | Outdoor Luminaires | Low Output | Parking Garage Luminaires | Standard | FALSE | [9 empty] | 1/20/2016 12:00:00 AM | Dimmable | Continuous Above 10 | Not Yet Verified |  |  | 4200 | 111 | 37.5 |  |  | 5000 | 84
PHAPWQJG | Louvers International Inc | LouversLED | RZR55-XXXXL-50K-XHC-N-X [120-277V ONLY] | Outdoor Luminaires | Mid Output | Parking Garage Luminaires | Standard | FALSE | [9 empty] | 1/20/2016 12:00:00 AM | Dimmable | Continuous Above 10 | Not Yet Verified |  |  | 8800 | 115.7 | 76 |  |  | 5000 | 84
PSJWJK6H | Louvers International Inc | LouversLED | RZR55-XXXXL-40K-XHC-N-X [120-277V ONLY] | Outdoor Luminaires | Mid Output | Parking Garage Luminaires | Standard | FALSE | [9 empty] | 1/20/2016 12:00:00 AM | Dimmable | Continuous Above 10 | Not Yet Verified |  |  | 8800 | 111 | 76 |  |  | 4000 | 84
P3F3KM8S | Louvers International Inc | LouversLED | RZR48-XXXXL-40K-XHC-X-X [120-277V ONLY] | Outdoor Luminaires | Mid Output | Parking Garage Luminaires | Standard | TRUE | 6538.3 | 112.34 | 58.2 | 11.33 | 0.983 | 4040 | 84 | 5 | 178000 | 1/20/2016 12:00:00 AM | Dimmable | Continuous Above 10 | Not Yet Verified |  | 2.1 | 6700 | 111 | 58 |  |  | 4000 | 84
PCDDC545 | Louvers International Inc | LouversLED | RZR48-XXXXL-50K-XHC-X-X [120-277V ONLY] | Outdoor Luminaires | Mid Output | Parking Garage Luminaires | Standard | FALSE | [9 empty] | 1/20/2016 12:00:00 AM | Dimmable | Continuous Above 10 | Not Yet Verified |  |  | 6700 | 111 | 58 |  |  | 5000 | 84
P000010D7 | LSI Industries | Parking Garage | XPG3D 5 68 450 CW UE CLR | Outdoor Luminaires | Mid Output | Parking Garage Luminaires | Standard | TRUE | 7242 | 74 | 98.4 | 9.2 | 0.9901 | 5450 | 67 | 5 | 60000 | 10/3/2011 12:00:00 AM | Not Yet Verified | Not Yet Verified | Not Yet Verified |  | 1.6
P000010FH | LSI Industries | Parking Garage | XLPG LED VHO NW UE | Outdoor Luminaires | Mid Output | Parking Garage Luminaires | Standard | TRUE | 7721 | 89 | 87.2 | 7.15 | 0.916 | 3950 | 83 | 5 | 50000 | 9/16/2013 12:00:00 AM | Not Yet Verified | Not Yet Verified | Not Yet Verified |  | 2 | 7721 | 87 | 89 |  |  | 4100
P000010FJ | LSI Industries | Parking Garage | XLPG LED VHO CW UE | Outdoor Luminaires | Mid Output | Parking Garage Luminaires | Standard | FALSE | [9 empty] | 9/16/2013 12:00:00 AM | Not Yet Verified | Not Yet Verified | Not Yet Verified |  |  | 9200 | 103 | 89
P000010FK | LSI Industries | Parking Garage | XLPG LED VHO NW CLR UE | Outdoor Luminaires | Mid Output | Parking Garage Luminaires | Standard | FALSE | [9 empty] | 9/16/2013 12:00:00 AM | Not Yet Verified | Not Yet Verified | Not Yet Verified |  |  | 8293 | 93 | 89 |  |  | 4100
P000010FM | LSI Industries | Parking Garage | XLPG LED VHO CW CLR UE | Outdoor Luminaires | Mid Output | Parking Garage Luminaires | Standard | FALSE | [9 empty] | 9/16/2013 12:00:00 AM | Not Yet Verified | Not Yet Verified | Not Yet Verified |  |  | 9761 | 110 | 89
P000010FI | LSI Industries | Parking Garage | XLPG LED VHO WW UE | Outdoor Luminaires | Mid Output | Parking Garage Luminaires | Standard | FALSE | [9 empty] | 9/16/2013 12:00:00 AM | Not Yet Verified | Not Yet Verified | Not Yet Verified |  |  | 8515 | 96 | 89 |  |  | 3500
P000010FL | LSI Industries | Parking Garage | XLPG LED VHO WW CLR UE | Outdoor Luminaires | Mid Output | Parking Garage Luminaires | Standard | FALSE | [9 empty] | 9/16/2013 12:00:00 AM | Not Yet Verified | Not Yet Verified | Not Yet Verified |  |  | 9045 | 102 | 89 |  |  | 3500
PRUWBES3 | LSI Industries | Exterior | XNPG[D,P] 5W LED HO NW [UE, 347-480v][All Finishes] DFL | Outdoor Luminaires | Mid Output | Parking Garage Luminaires | Standard | TRUE | 5730 | 75 | 76 | 14.9 | 0.897 | 4140 | 85 | 5 | 60000 | 7/31/2015 12:00:00 AM | Not Dimmable | Not Dimmable | Not Yet Verified |  | 2.1 | 5730 | 75 | 76 | 7.11 | 0.997 | 4114 | 86
PXR31RU6 | LSI Industries | Exterior | XNPG[D,P] 5W LED HO CW [UE, 347-480v][All Finishes] | Outdoor Luminaires | Mid Output | Parking Garage Luminaires | Standard | TRUE | 7330 | 93 | 78.7 | 14.9 | 0.897 | 5211 | 66 | 5 | 60000 | 7/31/2015 12:00:00 AM | Not Dimmable | Not Dimmable | Not Yet Verified |  | 2.1 | 7330 | 93 | 78.7 | 7.52 | 0.993 | 5211 | 66
PP9JEPPQ | LSI Industries | Exterior | XNPG[D,P] 5W LED HO CW [UE, 347-480v][All Finishes] DFL BLS | Outdoor Luminaires | Mid Output | Parking Garage Luminaires | Standard | FALSE | [9 empty] | 7/31/2015 12:00:00 AM | Dimmable | Stepped | Not Yet Verified |  |  | 6459 | 82 | 78.5 | 7.52 | 0.993 | 5211 | 66
P8ZVDPHJ | LSI Industries | Exterior | XNPG[D,P] 5W LED HO NW [UE, 347-480v][All Finishes] BLS | Outdoor Luminaires | Mid Output | Parking Garage Luminaires | Standard | FALSE | [9 empty] | 7/31/2015 12:00:00 AM | Dimmable | Stepped | Not Yet Verified |  |  | 6532 | 83 | 78.9 | 7.11 | 0.997 | 4114 | 86
PXZJH4PM | LSI Industries | Exterior | XNPG[D,P] 5W LED HO NW [UE, 347-480v][All Finishes] DFL BLS | Outdoor Luminaires | Mid Output | Parking Garage Luminaires | Standard | FALSE | [9 empty] | 7/31/2015 12:00:00 AM | Dimmable | Stepped | Not Yet Verified |  |  | 5730 | 75 | 76 | 7.11 | 0.997 | 4114 | 86
PQ1J9NMR | LSI Industries | Exterior | XNPG[D,P] 5N LED HO CW [UE, 347-480v][All Finishes] DFL DIM | Outdoor Luminaires | Mid Output | Parking Garage Luminaires | Standard | FALSE | [9 empty] | 7/31/2015 12:00:00 AM | Dimmable | Continuous Below 10 | Not Yet Verified |  |  | 6740 | 85 | 79.1 | 7.52 | 0.993 | 5211 | 66
PZBJKBSD | LSI Industries | Exterior | XNPG[D,P] 5N LED HO CW [UE, 347-480v][All Finishes] DIM | Outdoor Luminaires | Mid Output | Parking Garage Luminaires | Standard | FALSE | [9 empty] | 7/31/2015 12:00:00 AM | Dimmable | Continuous Below 10 | Not Yet Verified |  |  | 7633 | 97 | 78.6 | 7.52 | 0.993 | 5211 | 66
PP263Y77 | LSI Industries | Exterior | XNPG[D,P] 5N LED HO NW [UE, 347-480v][All Finishes] | Outdoor Luminaires | Mid Output | Parking Garage Luminaires | Standard | FALSE | [9 empty] | 7/31/2015 12:00:00 AM | Not Dimmable | Not Dimmable | Not Yet Verified |  |  | 6813 | 87 | 78.5 | 7.11 | 0.996 | 4140 | 85
P9C4FX57 | LSI Industries | Exterior | XNPG[D,P] 5N LED HO NW [UE, 347-480v][All Finishes] BLS | Outdoor Luminaires | Mid Output | Parking Garage Luminaires | Standard | FALSE | [9 empty] | 7/31/2015 12:00:00 AM | Dimmable | Stepped | Not Yet Verified |  |  | 6813 | 87 | 78.5 | 7.11 | 0.996 | 4140 | 85
PQ9EUYPR | LSI Industries | Exterior | XNPG[D,P] 5N LED HO NW [UE, 347-480v][All Finishes] DIM | Outdoor Luminaires | Mid Output | Parking Garage Luminaires | Standard | FALSE | [9 empty] | 7/31/2015 12:00:00 AM | Dimmable | Continuous Below 10 | Not Yet Verified |  |  | 6813 | 87 | 78.5 | 7.11 | 0.996 | 4140 | 85
P7F67GVM | LSI Industries | Exterior | XNPG[D,P] 5N LED HO CW [UE, 347-480v][All Finishes] DFL BLS | Outdoor Luminaires | Mid Output | Parking Garage Luminaires | Standard | FALSE | [9 empty] | 7/31/2015 12:00:00 AM | Dimmable | Stepped | Not Yet Verified |  |  | 6740 | 85 | 79.1 | 7.52 | 0.993 | 5211 | 66
P1Z47SST | LSI Industries | Exterior | XNPG[D,P] 5N LED HO NW [UE, 347-480v][All Finishes] DFL DIM | Outdoor Luminaires | Mid Output | Parking Garage Luminaires | Standard | FALSE | [9 empty] | 7/31/2015 12:00:00 AM | Dimmable | Continuous Below 10 | Not Yet Verified |  |  | 6031 | 76 | 78.9 | 7.11 | 0.996 | 4140 | 85
P931ZA6B | LSI Industries | Exterior | XNPG[D,P] 5W LED HO NW [UE, 347-480v][All Finishes] DFL DIM | Outdoor Luminaires | Mid Output | Parking Garage Luminaires | Standard | FALSE | [9 empty] | 7/31/2015 12:00:00 AM | Dimmable | Continuous Below 10 | Not Yet Verified |  |  | 5730 | 75 | 76 | 7.11 | 0.997 | 4114 | 86
PQNHME1B | LSI Industries | Exterior | XNPG[D,P] 5W LED HO CW [UE, 347-480v][All Finishes] BLS | Outdoor Luminaires | Mid Output | Parking Garage Luminaires | Standard | FALSE | [9 empty] | 7/31/2015 12:00:00 AM | Dimmable | Stepped | Not Yet Verified |  |  | 7330 | 93 | 78.7 | 7.52 | 0.993 | 5211 | 66
P4BR9UAH | LSI Industries | Exterior | XNPG[D,P] 5W LED HO CW [UE, 347-480v][All Finishes] DFL | Outdoor Luminaires | Mid Output | Parking Garage Luminaires | Standard | FALSE | [9 empty] | 7/31/2015 12:00:00 AM | Not Dimmable | Not Dimmable | Not Yet Verified |  |  | 6459 | 82 | 78.5 | 7.52 | 0.993 | 5211 | 66
PMWWM1SV | LSI Industries | Exterior | XNPG[D,P] 5W LED HO NW [UE, 347-480v][All Finishes] | Outdoor Luminaires | Mid Output | Parking Garage Luminaires | Standard | FALSE | [9 empty] | 7/31/2015 12:00:00 AM | Not Dimmable | Not Dimmable | Not Yet Verified |  |  | 6532 | 83 | 78.9 | 7.11 | 0.997 | 4114 | 86
PPY3Y74Y | LSI Industries | Exterior | XNPG[D,P] 5W LED HO NW [UE, 347-480v][All Finishes] DIM | Outdoor Luminaires | Mid Output | Parking Garage Luminaires | Standard | FALSE | [9 empty] | 7/31/2015 12:00:00 AM | Dimmable | Continuous Below 10 | Not Yet Verified |  |  | 6532 | 83 | 78.9 | 7.11 | 0.997 | 4114 | 86
P49T3JKX | LSI Industries | Exterior | XNPG[D,P] 5N LED HO CW [UE, 347-480v][All Finishes] | Outdoor Luminaires | Mid Output | Parking Garage Luminaires | Standard | FALSE | [9 empty] | 7/31/2015 12:00:00 AM | Not Dimmable | Not Dimmable | Not Yet Verified |  |  | 7633 | 97 | 78.6 | 7.52 | 0.993 | 5211 | 66
P3BG4ZA5 | LSI Industries | Exterior | XNPG[D,P] 5N LED HO CW [UE, 347-480v][All Finishes] BLS | Outdoor Luminaires | Mid Output | Parking Garage Luminaires | Standard | FALSE | [9 empty] | 7/31/2015 12:00:00 AM | Dimmable | Stepped | Not Yet Verified |  |  | 7633 | 97 | 78.6 | 7.52 | 0.993 | 5211 | 66
PW28D88W | LSI Industries | Exterior | XNPG[D,P] 5N LED HO CW [UE, 347-480v][All Finishes] DFL | Outdoor Luminaires | Mid Output | Parking Garage Luminaires | Standard | FALSE | [9 empty] | 7/31/2015 12:00:00 AM | Not Dimmable | Not Dimmable | Not Yet Verified |  |  | 6740 | 85 | 79.1 | 7.52 | 0.993 | 5211 | 66
PM85NZP6 | LSI Industries | Exterior | XNPG[D,P] 5N LED HO NW [UE, 347-480v][All Finishes] DFL BLS | Outdoor Luminaires | Mid Output | Parking Garage Luminaires | Standard | FALSE | [9 empty] | 7/31/2015 12:00:00 AM | Dimmable | Stepped | Not Yet Verified |  |  | 6031 | 76 | 78.9 | 7.11 | 0.996 | 4140 | 85
PW1TB77Y | LSI Industries | Exterior | XNPG[D,P] 5W LED HO CW [UE, 347-480v][All Finishes] DFL DIM | Outdoor Luminaires | Mid Output | Parking Garage Luminaires | Standard | FALSE | [9 empty] | 7/31/2015 12:00:00 AM | Dimmable | Continuous Below 10 | Not Yet Verified |  |  | 6459 | 82 | 78.5 | 7.52 | 0.993 | 5211 | 66
PSBXH5AM | LSI Industries | Exterior | XNPG[D,P] 5W LED HO CW [UE, 347-480v][All Finishes] DIM | Outdoor Luminaires | Mid Output | Parking Garage Luminaires | Standard | FALSE | [9 empty] | 7/31/2015 12:00:00 AM | Dimmable | Continuous Below 10 | Not Yet Verified |  |  | 7330 | 93 | 78.7 | 7.52 | 0.993 | 5211 | 66
P4W6CZMN | LSI Industries | Exterior | XNPG[D,P] 5N LED HO NW [UE, 347-480v][All Finishes] DFL | Outdoor Luminaires | Mid Output | Parking Garage Luminaires | Standard | FALSE | [9 empty] | 7/31/2015 12:00:00 AM | Not Dimmable | Not Dimmable | Not Yet Verified |  |  | 6031 | 76 | 78.9 | 7.11 | 0.996 | 4140 | 85
P5F3HD83 | LSI Industries | Exterior | XNPG[D,P] 5W LED SS NW [UE, 347-480v][All Finishes] DFL | Outdoor Luminaires | Low Output | Parking Garage Luminaires | Standard | TRUE | 4110 | 80 | 51.2 | 21 | 0.903 | 4130 | 86 | 5 | 60000 | 7/31/2015 12:00:00 AM | Not Dimmable | Not Dimmable | Not Yet Verified |  | 2.1 | 4110 | 80 | 51.2 | 2.61 | 0.994 | 4130 | 86
PMYJ55TW | LSI Industries | Exterior | XNPG[D,P] 5W LED SS CW [UE, 347-480v][All Finishes] | Outdoor Luminaires | Mid Output | Parking Garage Luminaires | Standard | TRUE | 5232 | 102 | 51.5 | 21 | 0.903 | 5183 | 66 | 5 | 60000 | 7/31/2015 12:00:00 AM | Not Dimmable | Not Dimmable | Not Yet Verified |  | 2.1 | 5232 | 102 | 51.5 | 2.94 | 0.994 | 5183 | 66
P3S4ZMYA | LSI Industries | Exterior | XNPG[D,P] 5W LED SS CW [UE, 347-480v][All Finishes] BLS | Outdoor Luminaires | Mid Output | Parking Garage Luminaires | Standard | FALSE | [9 empty] | 7/31/2015 12:00:00 AM | Dimmable | Stepped | Not Yet Verified |  |  | 5232 | 102 | 51.5 | 2.94 | 0.994 | 5183 | 66
PS94R7X3 | LSI Industries | Exterior | XNPG[D,P] 5W LED SS CW [UE, 347-480v][All Finishes] DIM | Outdoor Luminaires | Mid Output | Parking Garage Luminaires | Standard | FALSE | [9 empty] | 7/31/2015 12:00:00 AM | Dimmable | Continuous Below 10 | Not Yet Verified |  |  | 5232 | 102 | 51.5 | 2.94 | 0.994 | 5183 | 66
P9HJTDED | LSI Industries | Exterior | XNPG[D,P] 5N LED SS CW [UE, 347-480v][All Finishes] DIM | Outdoor Luminaires | Mid Output | Parking Garage Luminaires | Standard | FALSE | [9 empty] | 7/31/2015 12:00:00 AM | Dimmable | Continuous Below 10 | Not Yet Verified |  |  | 5443 | 106 | 51.3 | 2.94 | 0.994 | 5183 | 66
PVXDANMK | LSI Industries | Exterior | XNPG[D,P] 5N LED SS NW [UE, 347-480v][All Finishes] DFL DIM | Outdoor Luminaires | Low Output | Parking Garage Luminaires | Standard | FALSE | [9 empty] | 7/31/2015 12:00:00 AM | Dimmable | Continuous Below 10 | Not Yet Verified |  |  | 4260 | 83 | 51.4 | 2.61 | 0.994 | 4130 | 86
P9FEEHDY | LSI Industries | Exterior | XNPG[D,P] 5W LED SS CW [UE, 347-480v][All Finishes] DFL DIM | Outdoor Luminaires | Low Output | Parking Garage Luminaires | Standard | FALSE | [9 empty] | 7/31/2015 12:00:00 AM | Dimmable | Continuous Below 10 | Not Yet Verified |  |  | 4587 | 90 | 51.2 | 2.94 | 0.994 | 5183 | 66
PJ37XETR | LSI Industries | Exterior | XNPG[D,P] 5N LED SS CW [UE, 347-480v][All Finishes] DFL | Outdoor Luminaires | Low Output | Parking Garage Luminaires | Standard | FALSE | [9 empty] | 7/31/2015 12:00:00 AM | Not Dimmable | Not Dimmable | Not Yet Verified |  |  | 4587 | 90 | 51.2 | 2.94 | 0.994 | 5183 | 66
PKQXWJPB | LSI Industries | Exterior | XNPG[D,P] 5N LED SS CW [UE, 347-480v][All Finishes] DFL BLS | Outdoor Luminaires | Low Output | Parking Garage Luminaires | Standard | FALSE | [9 empty] | 7/31/2015 12:00:00 AM | Dimmable | Stepped | Not Yet Verified |  |  | 4587 | 90 | 51.2 | 2.94 | 0.994 | 5183 | 66
PM6WPK3H | LSI Industries | Exterior | XNPG[D,P] 5N LED SS CW [UE, 347-480v][All Finishes] DFL DIM | Outdoor Luminaires | Low Output | Parking Garage Luminaires | Standard | FALSE | [9 empty] | 7/31/2015 12:00:00 AM | Dimmable | Continuous Below 10 | Not Yet Verified |  |  | 4587 | 90 | 51.2 | 2.94 | 0.994 | 5183 | 66
PA1G9ZDR | LSI Industries | Exterior | XNPG[D,P] 5N LED SS NW [UE, 347-480v][All Finishes] | Outdoor Luminaires | Low Output | Parking Garage Luminaires | Standard | FALSE | [9 empty] | 7/31/2015 12:00:00 AM | Not Dimmable | Not Dimmable | Not Yet Verified |  |  | 4864 | 95 | 51.2 | 2.61 | 0.994 | 4130 | 86
PKZUCUMD | LSI Industries | Exterior | XNPG[D,P] 5W LED SS NW [UE, 347-480v][All Finishes] DFL BLS | Outdoor Luminaires | Low Output | Parking Garage Luminaires | Standard | FALSE | [9 empty] | 7/31/2015 12:00:00 AM | Dimmable | Stepped | Not Yet Verified |  |  | 4110 | 80 | 51.2 | 2.61 | 0.994 | 4130 | 86
P7Q91TY3 | LSI Industries | Exterior | XNPG[D,P] 5W LED SS NW [UE, 347-480v][All Finishes] DFL DIM | Outdoor Luminaires | Low Output | Parking Garage Luminaires | Standard | FALSE | [9 empty] | 7/31/2015 12:00:00 AM | Dimmable | Continuous Below 10 | Not Yet Verified |  |  | 4110 | 80 | 51.2 | 2.61 | 0.994 | 4130 | 86
P262YADZ | LSI Industries | Exterior | XNPG[D,P] 5N LED SS CW [UE, 347-480v][All Finishes] BLS | Outdoor Luminaires | Mid Output | Parking Garage Luminaires | Standard | FALSE | [9 empty] | 7/31/2015 12:00:00 AM | Dimmable | Stepped | Not Yet Verified |  |  | 5443 | 106 | 51.3 | 2.94 | 0.994 | 5183 | 66
PAV8DQ8Z | LSI Industries | Exterior | XNPG[D,P] 5N LED SS NW [UE, 347-480v][All Finishes] BLS | Outdoor Luminaires | Low Output | Parking Garage Luminaires | Standard | FALSE | [9 empty] | 7/31/2015 12:00:00 AM | Dimmable | Stepped | Not Yet Verified |  |  | 4864 | 95 | 51.2 | 2.61 | 0.994 | 4130 | 86
PTMEWQ5P | LSI Industries | Exterior | XNPG[D,P] 5W LED SS NW [UE, 347-480v][All Finishes] BLS | Outdoor Luminaires | Low Output | Parking Garage Luminaires | Standard | FALSE | [9 empty] | 7/31/2015 12:00:00 AM | Dimmable | Stepped | Not Yet Verified |  |  | 4714 | 92 | 51.5 | 2.61 | 0.994 | 4130 | 86
PA3CP836 | LSI Industries | Exterior | XNPG[D,P] 5N LED SS CW [UE, 347-480v][All Finishes] | Outdoor Luminaires | Mid Output | Parking Garage Luminaires | Standard | FALSE | [9 empty] | 7/31/2015 12:00:00 AM | Not Dimmable | Not Dimmable | Not Yet Verified |  |  | 5443 | 106 | 51.3 | 2.94 | 0.994 | 5183 | 66
P9EJZKRJ | LSI Industries | Exterior | XNPG[D,P] 5N LED SS NW [UE, 347-480v][All Finishes] DFL BLS | Outdoor Luminaires | Low Output | Parking Garage Luminaires | Standard | FALSE | [9 empty] | 7/31/2015 12:00:00 AM | Dimmable | Stepped | Not Yet Verified |  |  | 4260 | 83 | 51.4 | 2.61 | 0.994 | 4130 | 86
PW7JQXFR | LSI Industries | Exterior | XNPG[D,P] 5W LED SS CW [UE, 347-480v][All Finishes] DFL | Outdoor Luminaires | Low Output | Parking Garage Luminaires | Standard | FALSE | [9 empty] | 7/31/2015 12:00:00 AM | Not Dimmable | Not Dimmable | Not Yet Verified |  |  | 4587 | 90 | 51.2 | 2.94 | 0.994 | 5183 | 66
PT2B8EWS | LSI Industries | Exterior | XNPG[D,P] 5W LED SS NW [UE, 347-480v][All Finishes] DIM | Outdoor Luminaires | Low Output | Parking Garage Luminaires | Standard | FALSE | [9 empty] | 7/31/2015 12:00:00 AM | Dimmable | Continuous Below 10 | Not Yet Verified |  |  | 4714 | 92 | 51.5 | 2.61 | 0.994 | 4130 | 86
PNR3ZQ4Q | LSI Industries | Exterior | XNPG[D,P] 5N LED SS NW [UE, 347-480v][All Finishes] DFL | Outdoor Luminaires | Low Output | Parking Garage Luminaires | Standard | FALSE | [9 empty] | 7/31/2015 12:00:00 AM | Not Dimmable | Not Dimmable | Not Yet Verified |  |  | 4260 | 83 | 51.4 | 2.61 | 0.994 | 4130 | 86
PYRWUJWM | LSI Industries | Exterior | XNPG[D,P] 5N LED SS NW [UE, 347-480v][All Finishes] DIM | Outdoor Luminaires | Low Output | Parking Garage Luminaires | Standard | FALSE | [9 empty] | 7/31/2015 12:00:00 AM | Dimmable | Continuous Below 10 | Not Yet Verified |  |  | 4864 | 95 | 51.2 | 2.61 | 0.994 | 4130 | 86
PEKMBYKC | LSI Industries | Exterior | XNPG[D,P] 5W LED SS NW [UE, 347-480v][All Finishes] | Outdoor Luminaires | Low Output | Parking Garage Luminaires | Standard | FALSE | [9 empty] | 7/31/2015 12:00:00 AM | Not Dimmable | Not Dimmable | Not Yet Verified |  |  | 4714 | 92 | 51.5 | 2.61 | 0.994 | 4130 | 86
P84CCWQY | LSI Industries | Exterior | XNPG[D,P] 5W LED SS CW [UE, 347-480v][All Finishes] DFL BLS | Outdoor Luminaires | Low Output | Parking Garage Luminaires | Standard | FALSE | [9 empty] | 7/31/2015 12:00:00 AM | Dimmable | Stepped | Not Yet Verified |  |  | 4587 | 90 | 51.2 | 2.94 | 0.994 | 5183 | 66
P000010K3 | LSI Industries | Parking Garage | XLPG LED HO WW [UE, 347] XXX [Blank, VCM] XXXXX [Excludes CLR] | Outdoor Luminaires | Mid Output | Parking Garage Luminaires | Standard | TRUE | 7980 | 101 | 78.8 | 14.09 | 0.922 | 3420 | 82 | 5 | 60000 | 4/3/2014 12:00:00 AM | Not Dimmable | Not Dimmable | Not Yet Verified |  | 2.1 | 7980 | 101 | 78.8 |  | 0.991 | 3420 | 82
P000010K4 | LSI Industries | Parking Garage | XLPG LED HO CW [UE, 347] XXX [Blank, VCM] CLR XXXXX | Outdoor Luminaires | Mid Output | Parking Garage Luminaires | Standard | TRUE | 9874 | 125 | 79.2 | 14.09 | 0.922 | 4972 | 67 | 5 | 60000 | 4/3/2014 12:00:00 AM | Not Dimmable | Not Dimmable | Not Yet Verified |  | 2.1 | 9874 | 125 | 79.2 |  | 0.991 | 4972 | 67
PQZYENNC | LSI Industries | Parking Garage | XLPG LED HO CW [UE, 347] XXX DIM XXXXX [Excludes CLR] | Outdoor Luminaires | Mid Output | Parking Garage Luminaires | Standard | FALSE | [9 empty] | 1/22/2015 12:00:00 AM | Dimmable | Continuous Below 10 | Not Yet Verified |  |  | 9634 | 122 | 79.2 |  | 0.991 | 4972 | 67
PVSRQ26R | LSI Industries | Parking Garage | XLPG LED HO CW [UE, 347] XXX BLS XXXXX [Excludes CLR] | Outdoor Luminaires | Mid Output | Parking Garage Luminaires | Standard | FALSE | [9 empty] | 1/22/2015 12:00:00 AM | Dimmable | Stepped | Not Yet Verified |  |  | 9634 | 122 | 79.2 |  | 0.991 | 4972 | 67
PWCENAWX | LSI Industries | Parking Garage | XLPG LED HO NW [UE, 347] XXX DIM XXXXX [Excludes CLR] | Outdoor Luminaires | Mid Output | Parking Garage Luminaires | Standard | FALSE | [9 empty] | 1/22/2015 12:00:00 AM | Dimmable | Continuous Below 10 | Not Yet Verified |  |  | 8273 | 105 | 79.1 |  | 0.991 | 3947 | 84
PFUSYHFW | LSI Industries | Parking Garage | XLPG LED HO CW [UE, 347] XXX BLS CLR XXXXX | Outdoor Luminaires | Mid Output | Parking Garage Luminaires | Standard | FALSE | [9 empty] | 1/22/2015 12:00:00 AM | Dimmable | Stepped | Not Yet Verified |  |  | 9874 | 125 | 79.2 |  | 0.991 | 4972 | 67
PJUPKUM5 | LSI Industries | Parking Garage | XLPG LED HO NW [UE, 347] XXX BLS CLR XXXXX | Outdoor Luminaires | Mid Output | Parking Garage Luminaires | Standard | FALSE | [9 empty] | 1/22/2015 12:00:00 AM | Dimmable | Stepped | Not Yet Verified |  |  | 8478 | 107 | 79.1 |  | 0.991 | 3947 | 84
P4ZJYAST | LSI Industries | Parking Garage | XLPG LED HO NW [UE, 347] XXX BLS XXXXX [Excludes CLR] | Outdoor Luminaires | Mid Output | Parking Garage Luminaires | Standard | FALSE | [9 empty] | 1/22/2015 12:00:00 AM | Dimmable | Stepped | Not Yet Verified |  |  | 8273 | 105 | 79.1 |  | 0.991 | 3947 | 84
PZZ5DN9T | LSI Industries | Parking Garage | XLPG LED HO WW [UE, 347] XXX BLS CLR XXXXX | Outdoor Luminaires | Mid Output | Parking Garage Luminaires | Standard | FALSE | [9 empty] | 1/22/2015 12:00:00 AM | Dimmable | Stepped | Not Yet Verified |  |  | 8188 | 104 | 78.8 |  | 0.991 | 3420 | 82
P000010K5 | LSI Industries | Parking Garage | XLPG LED HO NW [UE, 347] XXX [Blank, VCM] CLR XXXXX | Outdoor Luminaires | Mid Output | Parking Garage Luminaires | Standard | FALSE | [9 empty] | 4/3/2014 12:00:00 AM | Not Dimmable | Not Dimmable | Not Yet Verified |  |  | 8478 | 107 | 79.1 |  | 0.991 | 3947 | 84
P000010K6 | LSI Industries | Parking Garage | XLPG LED HO WW [UE, 347] XXX [Blank, VCM] CLR XXXXX | Outdoor Luminaires | Mid Output | Parking Garage Luminaires | Standard | FALSE | [9 empty] | 4/3/2014 12:00:00 AM | Not Dimmable | Not Dimmable | Not Yet Verified |  |  | 8188 | 104 | 78.8 |  | 0.991 | 3420 | 82
P000010K7 | LSI Industries | Parking Garage | XLPG LED HO CW [UE, 347] XXX [Blank, VCM] XXXXX [Excludes CLR] | Outdoor Luminaires | Mid Output | Parking Garage Luminaires | Standard | FALSE | [9 empty] | 4/3/2014 12:00:00 AM | Not Dimmable | Not Dimmable | Not Yet Verified |  |  | 9634 | 122 | 79.2 |  | 0.991 | 4972 | 67
P000010K8 | LSI Industries | Parking Garage | XLPG LED HO NW [UE, 347] XXX [Blank, VCM] XXXXX [Excludes CLR] | Outdoor Luminaires | Mid Output | Parking Garage Luminaires | Standard | FALSE | [9 empty] | 4/3/2014 12:00:00 AM | Not Dimmable | Not Dimmable | Not Yet Verified |  |  | 8273 | 105 | 79.1 |  | 0.991 | 3947 | 84
PZG7ASND | LSI Industries | Parking Garage | XLPG LED HO WW [UE, 347] XXX DIM XXXXX [Excludes CLR] | Outdoor Luminaires | Mid Output | Parking Garage Luminaires | Standard | FALSE | [9 empty] | 1/22/2015 12:00:00 AM | Dimmable | Continuous Below 10 | Not Yet Verified |  |  | 7980 | 101 | 78.8 |  | 0.991 | 3420 | 82
PRCUHAKQ | LSI Industries | Parking Garage | XLPG LED HO WW [UE, 347] XXX DIM CLR XXXXX | Outdoor Luminaires | Mid Output | Parking Garage Luminaires | Standard | FALSE | [9 empty] | 1/22/2015 12:00:00 AM | Dimmable | Continuous Below 10 | Not Yet Verified |  |  | 8188 | 104 | 78.8 |  | 0.991 | 3420 | 82
P2WB33VN | LSI Industries | Parking Garage | XLPG LED HO WW [UE, 347] XXX BLS XXXXX [Excludes CLR] | Outdoor Luminaires | Mid Output | Parking Garage Luminaires | Standard | FALSE | [9 empty] | 1/22/2015 12:00:00 AM | Dimmable | Stepped | Not Yet Verified |  |  | 7980 | 101 | 78.8 |  | 0.991 | 3420 | 82
PPAU37ET | LSI Industries | Parking Garage | XLPG LED HO CW [UE, 347] XXX DIM CLR XXXXX | Outdoor Luminaires | Mid Output | Parking Garage Luminaires | Standard | FALSE | [9 empty] | 1/22/2015 12:00:00 AM | Dimmable | Continuous Below 10 | Not Yet Verified |  |  | 9874 | 125 | 79.2 |  | 0.991 | 4972 | 67
P9PSM6V6 | LSI Industries | Parking Garage | XLPG LED HO NW [UE, 347] XXX DIM CLR XXXXX | Outdoor Luminaires | Mid Output | Parking Garage Luminaires | Standard | FALSE | [9 empty] | 1/22/2015 12:00:00 AM | Dimmable | Continuous Below 10 | Not Yet Verified |  |  | 8478 | 107 | 79.1 |  | 0.991 | 3947 | 84
P000010J2 | LSI Industries | EXTERIOR | XPG3D 5 LED 50 350 NW [UE, 347, 480] XXX [Blank, VCM, VCMB, VCMH, VCMBH] [ES, IMSW, BB, CWBB] | Outdoor Luminaires | Low Output | Parking Garage Luminaires | Standard | TRUE | 4245 | 76 | 56.5 | 14.5 | 0.971 | 4117 | 67 | 5 | 60000 | 3/14/2014 12:00:00 AM | Not Dimmable | Not Dimmable | Not Yet Verified |  | 2.1 | 4245 | 76 | 56.5 | 14.5 | 0.971 | 4000 | 67
P000010J1 | LSI Industries | EXTERIOR | XPG3D 5 LED 50 550 CW [UE, 347, 480] XXX [Blank, VCM, VCMB, VCMH, VCMBH] [ES, IMSW, BB, CWBB] | Outdoor Luminaires | Mid Output | Parking Garage Luminaires | Standard | TRUE | 6657 | 74 | 90 | 14.5 | 0.97 | 5873 | 69 | 5 | 60000 | 3/14/2014 12:00:00 AM | Not Dimmable | Not Dimmable | Not Yet Verified |  | 2.1 | 6657 | 74 | 90 | 14.5 | 0.971 | 5700 | 69
P000010J9 | LSI Industries | EXTERIOR | XPG3P 5 LED 68 350 NW [UE, 347, 480] XXX [Blank, VCM, VCMB, VCMH, VCMBH] [ES, IMSW, BB, CWBB] | Outdoor Luminaires | Mid Output | Parking Garage Luminaires | Standard | FALSE | [9 empty] | 3/14/2014 12:00:00 AM | Not Dimmable | Not Dimmable | Not Yet Verified |  |  | 5695 | 75 | 75.8 | 9.8 | 0.984 | 4147 | 67
P000010JA | LSI Industries | EXTERIOR | XPG3D 5 LED 50 450 CW [UE, 347, 480] XXX [Blank, VCM, VCMB, VCMH, VCMBH] [ES, IMSW, BB, CWBB] | Outdoor Luminaires | Mid Output | Parking Garage Luminaires | Standard | FALSE | [9 empty] | 3/14/2014 12:00:00 AM | Not Dimmable | Not Dimmable | Not Yet Verified |  |  | 5744 | 79 | 72.7 | 9.5 | 0.984 | 5815 | 69
P000010JB | LSI Industries | EXTERIOR | XPG3P 5 LED 50 450 CW [UE, 347, 480] XXX [Blank, VCM, VCMB, VCMH, VCMBH] [ES, IMSW, BB, CWBB] | Outdoor Luminaires | Mid Output | Parking Garage Luminaires | Standard | FALSE | [9 empty] | 3/14/2014 12:00:00 AM | Not Dimmable | Not Dimmable | Not Yet Verified |  |  | 5744 | 79 | 72.7 | 9.5 | 0.984 | 5815 | 69
P000010JE | LSI Industries | EXTERIOR | XPG3P S LED 50 350 CW [UE, 347, 480] XXX [Blank, VCM, VCMB, VCMH, VCMBH] [ES, IMSW, BB, CWBB] | Outdoor Luminaires | Mid Output | Parking Garage Luminaires | Standard | FALSE | [9 empty] | 3/14/2014 12:00:00 AM | Not Dimmable | Not Dimmable | Not Yet Verified |  |  | 6185 | 110.4 | 56 | 10.7 | 0.976 | 5773 | 69
P000010J5 | LSI Industries | EXTERIOR | XPG3P 5 LED 50 350 NW [UE, 347, 480] XXX [Blank, VCM, VCMB, VCMH, VCMBH] [ES, IMSW, BB, CWBB] | Outdoor Luminaires | Low Output | Parking Garage Luminaires | Standard | FALSE | [9 empty] | 3/14/2014 12:00:00 AM | Not Dimmable | Not Dimmable | Not Yet Verified |  |  | 4245 | 76 | 56 | 10.5 | 0.975 | 4117 | 67
P000010JT | LSI Industries | EXTERIOR | XPG3D S LED 50 550 CW [UE, 347, 480] XXX [Blank, VCM, VCMB, VCMH, VCMBH] [ES, IMSW, BB, CWBB] | Outdoor Luminaires | Mid Output | Parking Garage Luminaires | Standard | FALSE | [9 empty] | 3/14/2014 12:00:00 AM | Not Dimmable | Not Dimmable | Not Yet Verified |  |  | 8950 | 99 | 90.4 | 8.5 | 0.989 | 5873 | 69
P000010JU | LSI Industries | EXTERIOR | XPG3P S LED 50 550 CW [UE, 347, 480] XXX [Blank, VCM, VCMB, VCMH, VCMBH] [ES, IMSW, BB, CWBB] | Outdoor Luminaires | Mid Output | Parking Garage Luminaires | Standard | FALSE | [9 empty] | 3/14/2014 12:00:00 AM | Not Dimmable | Not Dimmable | Not Yet Verified |  |  | 8950 | 99 | 90.4 | 8.5 | 0.989 | 5873 | 69
P000010JV | LSI Industries | EXTERIOR | XPG3D S LED 50 550 NW [UE, 347, 480] XXX [Blank, VCM, VCMB, VCMH, VCMBH] [ES, IMSW, BB, CWBB] | Outdoor Luminaires | Mid Output | Parking Garage Luminaires | Standard | FALSE | [9 empty] | 3/14/2014 12:00:00 AM | Not Dimmable | Not Dimmable | Not Yet Verified |  |  | 8456 | 93 | 91 | 8.4 | 0.989 | 4228 | 67
P000010JW | LSI Industries | EXTERIOR | XPG3P S LED 50 550 NW [UE, 347, 480] XXX [Blank, VCM, VCMB, VCMH, VCMBH] [ES, IMSW, BB, CWBB] | Outdoor Luminaires | Mid Output | Parking Garage Luminaires | Standard | FALSE | [9 empty] | 3/14/2014 12:00:00 AM | Not Dimmable | Not Dimmable | Not Yet Verified |  |  | 8456 | 93 | 91 | 8.4 | 0.989 | 4228 | 67
P000010JI | LSI Industries | EXTERIOR | XPG3P S LED 68 350 CW [UE, 347, 480] XXX [Blank, VCM, VCMB, VCMH, VCMBH] [ES, IMSW, BB, CWBB] | Outdoor Luminaires | Mid Output | Parking Garage Luminaires | Standard | FALSE | [9 empty] | 3/14/2014 12:00:00 AM | Not Dimmable | Not Dimmable | Not Yet Verified |  |  | 7511 | 100.1 | 75 | 10 | 0.983 | 5373 | 67
P000010JM | LSI Industries | EXTERIOR | XPG3P S LED 50 450 CW [UE, 347, 480] XXX [Blank, VCM, VCMB, VCMH, VCMBH] [ES, IMSW, BB, CWBB] | Outdoor Luminaires | Mid Output | Parking Garage Luminaires | Standard | FALSE | [9 empty] | 3/14/2014 12:00:00 AM | Not Dimmable | Not Dimmable | Not Yet Verified |  |  | 7603 | 104.4 | 72.8 | 9.4 | 0.985 | 5815 | 69
P000010JO | LSI Industries | EXTERIOR | XPG3P S LED 50 450 NW [UE, 347, 480] XXX [Blank, VCM, VCMB, VCMH, VCMBH] [ES, IMSW, BB, CWBB] | Outdoor Luminaires | Mid Output | Parking Garage Luminaires | Standard | FALSE | [9 empty] | 3/14/2014 12:00:00 AM | Not Dimmable | Not Dimmable | Not Yet Verified |  |  | 7313 | 100 | 73.4 | 9.2 | 0.984 | 4162 | 67
PT5YJH5N | LSI Industries | EXTERIOR | XPG3P 5 LED 50 350 CW [UE, 347, 480] XXX BLS [ES, IMSW, BB, CWBB] | Outdoor Luminaires | Low Output | Parking Garage Luminaires | Standard | FALSE | [9 empty] | 1/9/2015 12:00:00 AM | Dimmable | Stepped | Not Yet Verified |  |  | 4718 | 84.2 | 56 | 10.7 | 0.976 | 5773 | 69
PZPXM7WJ | LSI Industries | EXTERIOR | XPG3P S LED 50 450 CW [UE, 347, 480] XXX DIM [ES, IMSW, BB, CWBB] | Outdoor Luminaires | Mid Output | Parking Garage Luminaires | Standard | FALSE | [9 empty] | 1/9/2015 12:00:00 AM | Dimmable | Continuous Below 10 | Not Yet Verified |  |  | 7603 | 104.4 | 72.8 | 9.4 | 0.985 | 5815 | 69
PA1GAYZC | LSI Industries | EXTERIOR | XPG3D S LED 50 450 NW [UE, 347, 480] XXX DIM [ES, IMSW, BB, CWBB] | Outdoor Luminaires | Mid Output | Parking Garage Luminaires | Standard | FALSE | [9 empty] | 1/9/2015 12:00:00 AM | Dimmable | Continuous Below 10 | Not Yet Verified |  |  | 7313 | 100 | 73.4 | 9.2 | 0.984 | 4162 | 67
P5JNVYVU | LSI Industries | EXTERIOR | XPG3P S LED 50 450 NW [UE, 347, 480] XXX BLS [ES, IMSW, BB, CWBB] | Outdoor Luminaires | Mid Output | Parking Garage Luminaires | Standard | FALSE | [9 empty] | 1/9/2015 12:00:00 AM | Dimmable | Stepped | Not Yet Verified |  |  | 7313 | 100 | 73.4 | 9.2 | 0.984 | 4162 | 67
PCA9AHBA | LSI Industries | EXTERIOR | XPG3D S LED 68 450 CW [UE, 347, 480] XXX DIM [ES, IMSW, BB, CWBB] | Outdoor Luminaires | Mid Output | Parking Garage Luminaires | Standard | FALSE | [9 empty] | 1/9/2015 12:00:00 AM | Dimmable | Continuous Below 10 | Not Yet Verified |  |  | 9578 | 97.9 | 97.8 | 9 | 0.989 | 5396 | 67
PT4V5KKS | LSI Industries | EXTERIOR | XPG3P S LED 68 450 CW [UE, 347, 480] XXX DIM [ES, IMSW, BB, CWBB] | Outdoor Luminaires | Mid Output | Parking Garage Luminaires | Standard | FALSE | [9 empty] | 1/9/2015 12:00:00 AM | Dimmable | Continuous Below 10 | Not Yet Verified |  |  | 9578 | 97.9 | 97.8 | 9 | 0.989 | 5396 | 67
P2K11Z5F | LSI Industries | EXTERIOR | XPG3P S LED 68 450 CW [UE, 347, 480] XXX BLS [ES, IMSW, BB, CWBB] | Outdoor Luminaires | Mid Output | Parking Garage Luminaires | Standard | FALSE | [9 empty] | 1/9/2015 12:00:00 AM | Dimmable | Stepped | Not Yet Verified |  |  | 9578 | 97.9 | 97.8 | 9 | 0.989 | 5396 | 67
PR31PKBM | LSI Industries | EXTERIOR | XPG3P S LED 68 450 NW [UE, 347, 480] XXX BLS [ES, IMSW, BB, CWBB] | Outdoor Luminaires | Mid Output | Parking Garage Luminaires | Standard | FALSE | [9 empty] | 1/9/2015 12:00:00 AM | Dimmable | Stepped | Not Yet Verified |  |  | 8584 | 87 | 98.7 | 8.9 | 0.989 | 4202 | 68
P949BN8G | LSI Industries | EXTERIOR | XPG3P S LED 50 550 CW [UE, 347, 480] XXX DIM [ES, IMSW, BB, CWBB] | Outdoor Luminaires | Mid Output | Parking Garage Luminaires | Standard | FALSE | [9 empty] | 1/9/2015 12:00:00 AM | Dimmable | Continuous Below 10 | Not Yet Verified |  |  | 8950 | 99 | 90.4 | 8.5 | 0.989 | 5873 | 69
P91M7CDV | LSI Industries | EXTERIOR | XPG3P S LED 50 550 NW [UE, 347, 480] XXX BLS [ES, IMSW, BB, CWBB] | Outdoor Luminaires | Mid Output | Parking Garage Luminaires | Standard | FALSE | [9 empty] | 1/9/2015 12:00:00 AM | Dimmable | Stepped | Not Yet Verified |  |  | 8456 | 93 | 91 | 8.4 | 0.989 | 4228 | 67
PWUB18UP | LSI Industries | EXTERIOR | XPG3D S LED 68 550 CW [UE, 347, 480] XXX BLS [ES, IMSW, BB, CWBB] | Outdoor Luminaires | High Output | Parking Garage Luminaires | Standard | FALSE | [9 empty] | 1/9/2015 12:00:00 AM | Dimmable | Stepped | Not Yet Verified |  |  | 10711 | 85.7 | 125 | 11.2 | 0.99 | 5467 | 68
PZA9EA6H | LSI Industries | EXTERIOR | XPG3D S LED 68 550 NW [UE, 347, 480] XXX BLS [ES, IMSW, BB, CWBB] | Outdoor Luminaires | Mid Output | Parking Garage Luminaires | Standard | FALSE | [9 empty] | 1/9/2015 12:00:00 AM | Dimmable | Stepped | Not Yet Verified |  |  | 9880 | 78 | 126 | 11.3 | 0.99 | 4252 | 67
PR4BTQWS | LSI Industries | EXTERIOR | XPG3D 5 LED 68 350 NW [UE, 347, 480] XXX BLS [ES, IMSW, BB, CWBB] | Outdoor Luminaires | Mid Output | Parking Garage Luminaires | Standard | FALSE | [9 empty] | 1/9/2015 12:00:00 AM | Dimmable | Stepped | Not Yet Verified |  |  | 5695 | 75 | 75.8 | 9.8 | 0.984 | 4147 | 67
P28ZSNJA | LSI Industries | EXTERIOR | XPG3D 5 LED 50 450 CW [UE, 347, 480] XXX DIM [ES, IMSW, BB, CWBB] | Outdoor Luminaires | Mid Output | Parking Garage Luminaires | Standard | FALSE | [9 empty] | 1/9/2015 12:00:00 AM | Dimmable | Continuous Below 10 | Not Yet Verified |  |  | 5744 | 79 | 72.7 | 9.5 | 0.984 | 5815 | 69
PWUT4JKN | LSI Industries | EXTERIOR | XPG3P 5 LED 50 550 CW [UE, 347, 480] XXX DIM [ES, IMSW, BB, CWBB] | Outdoor Luminaires | Mid Output | Parking Garage Luminaires | Standard | FALSE | [9 empty] | 1/9/2015 12:00:00 AM | Dimmable | Continuous Below 10 | Not Yet Verified |  |  | 6657 | 74 | 90 | 14.5 | 0.971 | 5700 | 69
PDYJDQ3Z | LSI Industries | EXTERIOR | XPG3D S LED 50 350 CW [UE, 347, 480] XXX DIM [ES, IMSW, BB, CWBB] | Outdoor Luminaires | Mid Output | Parking Garage Luminaires | Standard | FALSE | [9 empty] | 1/9/2015 12:00:00 AM | Dimmable | Continuous Below 10 | Not Yet Verified |  |  | 6185 | 110.4 | 56 | 10.7 | 0.976 | 5773 | 69
P8RRMBS1 | LSI Industries | EXTERIOR | XPG3P S LED 50 350 CW [UE, 347, 480] XXX DIM [ES, IMSW, BB, CWBB] | Outdoor Luminaires | Mid Output | Parking Garage Luminaires | Standard | FALSE | [9 empty] | 1/9/2015 12:00:00 AM | Dimmable | Continuous Below 10 | Not Yet Verified |  |  | 6185 | 110.4 | 56 | 10.7 | 0.976 | 5773 | 69
P4C86XH2 | LSI Industries | EXTERIOR | XPG3D S LED 50 350 NW [UE, 347, 480] XXX DIM [ES, IMSW, BB, CWBB] | Outdoor Luminaires | Mid Output | Parking Garage Luminaires | Standard | FALSE | [9 empty] | 1/9/2015 12:00:00 AM | Dimmable | Continuous Below 10 | Not Yet Verified |  |  | 5998 | 106 | 56.5 | 10.5 | 0.975 | 4117 | 67
P1KN544F | LSI Industries | EXTERIOR | XPG3P S LED 50 350 NW [UE, 347, 480] XXX DIM [ES, IMSW, BB, CWBB] | Outdoor Luminaires | Mid Output | Parking Garage Luminaires | Standard | FALSE | [9 empty] | 1/9/2015 12:00:00 AM | Dimmable | Continuous Below 10 | Not Yet Verified |  |  | 5998 | 106 | 56.5 | 10.5 | 0.975 | 4117 | 67
PD5E681H | LSI Industries | EXTERIOR | XPG3D S LED 68 350 CW [UE, 347, 480] XXX DIM [ES, IMSW, BB, CWBB] | Outdoor Luminaires | Mid Output | Parking Garage Luminaires | Standard | FALSE | [9 empty] | 1/9/2015 12:00:00 AM | Dimmable | Continuous Below 10 | Not Yet Verified |  |  | 7511 | 100.1 | 75 | 10 | 0.983 | 5373 | 67
P5CWM8MT | LSI Industries | EXTERIOR | XPG3D 5 LED 50 350 CW [UE, 347, 480] XXX BLS [ES, IMSW, BB, CWBB] | Outdoor Luminaires | Low Output | Parking Garage Luminaires | Standard | FALSE | [9 empty] | 1/9/2015 12:00:00 AM | Dimmable | Stepped | Not Yet Verified |  |  | 4718 | 84.2 | 56 | 10.7 | 0.976 | 5773 | 69
PHJSTZUE | LSI Industries | EXTERIOR | XPG3D 5 LED 50 350 NW [UE, 347, 480] XXX BLS [ES, IMSW, BB, CWBB] | Outdoor Luminaires | Low Output | Parking Garage Luminaires | Standard | FALSE | [9 empty] | 1/9/2015 12:00:00 AM | Dimmable | Stepped | Not Yet Verified |  |  | 4245 | 76 | 56.5 | 14.5 | 0.971 | 4000 | 67
PTJWVSFV | LSI Industries | EXTERIOR | XPG3P 5 LED 50 350 NW [UE, 347, 480] XXX DIM [ES, IMSW, BB, CWBB] | Outdoor Luminaires | Low Output | Parking Garage Luminaires | Standard | FALSE | [9 empty] | 1/9/2015 12:00:00 AM | Dimmable | Continuous Below 10 | Not Yet Verified |  |  | 4245 | 76 | 56 | 10.5 | 0.975 | 4117 | 67
PA9514Z3 | LSI Industries | EXTERIOR | XPG3D S LED 50 450 CW [UE, 347, 480] XXX BLS [ES, IMSW, BB, CWBB] | Outdoor Luminaires | Mid Output | Parking Garage Luminaires | Standard | FALSE | [9 empty] | 1/9/2015 12:00:00 AM | Dimmable | Stepped | Not Yet Verified |  |  | 7603 | 104.4 | 72.8 | 9.4 | 0.985 | 5815 | 69
P1532CK8 | LSI Industries | EXTERIOR | XPG3D S LED 50 450 NW [UE, 347, 480] XXX BLS [ES, IMSW, BB, CWBB] | Outdoor Luminaires | Mid Output | Parking Garage Luminaires | Standard | FALSE | [9 empty] | 1/9/2015 12:00:00 AM | Dimmable | Stepped | Not Yet Verified |  |  | 7313 | 100 | 73.4 | 9.2 | 0.984 | 4162 | 67
PY287YRT | LSI Industries | EXTERIOR | XPG3D S LED 50 350 NW [UE, 347, 480] XXX BLS [ES, IMSW, BB, CWBB] | Outdoor Luminaires | Mid Output | Parking Garage Luminaires | Standard | FALSE | [9 empty] | 1/9/2015 12:00:00 AM | Dimmable | Stepped | Not Yet Verified |  |  | 5998 | 106 | 56.5 | 10.5 | 0.975 | 4117 | 67
P5415J8U | LSI Industries | EXTERIOR | XPG3D S LED 68 450 NW [UE, 347, 480] XXX BLS [ES, IMSW, BB, CWBB] | Outdoor Luminaires | Mid Output | Parking Garage Luminaires | Standard | FALSE | [9 empty] | 1/9/2015 12:00:00 AM | Dimmable | Stepped | Not Yet Verified |  |  | 8584 | 87 | 98.7 | 8.9 | 0.989 | 4202 | 68
PNHUTCBW | LSI Industries | EXTERIOR | XPG3P S LED 68 550 NW [UE, 347, 480] XXX DIM [ES, IMSW, BB, CWBB] | Outdoor Luminaires | Mid Output | Parking Garage Luminaires | Standard | FALSE | [9 empty] | 1/9/2015 12:00:00 AM | Dimmable | Continuous Below 10 | Not Yet Verified |  |  | 9880 | 78 | 126 | 11.3 | 0.99 | 4252 | 67
PS4XRGEU | LSI Industries | EXTERIOR | XPG3D 5 LED 68 350 CW [UE, 347, 480] XXX DIM [ES, IMSW, BB, CWBB] | Outdoor Luminaires | Mid Output | Parking Garage Luminaires | Standard | FALSE | [9 empty] | 1/9/2015 12:00:00 AM | Dimmable | Continuous Below 10 | Not Yet Verified |  |  | 5814 | 77.1 | 75.4 | 10 | 0.985 | 5428 | 67
P000010JK | LSI Industries | EXTERIOR | XPG3P S LED 68 350 NW [UE, 347, 480] XXX [Blank, VCM, VCMB, VCMH, VCMBH] [ES, IMSW, BB, CWBB] | Outdoor Luminaires | Mid Output | Parking Garage Luminaires | Standard | FALSE | [9 empty] | 3/14/2014 12:00:00 AM | Not Dimmable | Not Dimmable | Not Yet Verified |  |  | 7051 | 93 | 75.7 | 9.8 | 0.99 | 4147 | 67
PCBS8F5Y | LSI Industries | EXTERIOR | XPG3D 5 LED 50 550 CW [UE, 347, 480] XXX DIM [ES, IMSW, BB, CWBB] | Outdoor Luminaires | Mid Output | Parking Garage Luminaires | Standard | FALSE | [9 empty] | 1/9/2015 12:00:00 AM | Dimmable | Continuous Below 10 | Not Yet Verified |  |  | 6657 | 74 | 90 | 14.5 | 0.971 | 5700 | 69
P2KV2H2J | LSI Industries | EXTERIOR | XPG3D S LED 68 350 CW [UE, 347, 480] XXX BLS [ES, IMSW, BB, CWBB] | Outdoor Luminaires | Mid Output | Parking Garage Luminaires | Standard | FALSE | [9 empty] | 1/9/2015 12:00:00 AM | Dimmable | Stepped | Not Yet Verified |  |  | 7511 | 100.1 | 75 | 10 | 0.983 | 5373 | 67
PJBC1A3B | LSI Industries | EXTERIOR | XPG3P S LED 68 350 CW [UE, 347, 480] XXX BLS [ES, IMSW, BB, CWBB] | Outdoor Luminaires | Mid Output | Parking Garage Luminaires | Standard | FALSE | [9 empty] | 1/9/2015 12:00:00 AM | Dimmable | Stepped | Not Yet Verified |  |  | 7511 | 100.1 | 75 | 10 | 0.983 | 5373 | 67
PR4QADTY | LSI Industries | EXTERIOR | XPG3D S LED 68 450 NW [UE, 347, 480] XXX DIM [ES, IMSW, BB, CWBB] | Outdoor Luminaires | Mid Output | Parking Garage Luminaires | Standard | FALSE | [9 empty] | 1/9/2015 12:00:00 AM | Dimmable | Continuous Below 10 | Not Yet Verified |  |  | 8584 | 87 | 98.7 | 8.9 | 0.989 | 4202 | 68
PUECFT3M | LSI Industries | EXTERIOR | XPG3P S LED 68 450 NW [UE, 347, 480] XXX DIM [ES, IMSW, BB, CWBB] | Outdoor Luminaires | Mid Output | Parking Garage Luminaires | Standard | FALSE | [9 empty] | 1/9/2015 12:00:00 AM | Dimmable | Continuous Below 10 | Not Yet Verified |  |  | 8584 | 87 | 98.7 | 8.9 | 0.989 | 4202 | 68
P2J6VGVB | LSI Industries | EXTERIOR | XPG3P S LED 68 550 CW [UE, 347, 480] XXX BLS [ES, IMSW, BB, CWBB] | Outdoor Luminaires | High Output | Parking Garage Luminaires | Standard | FALSE | [9 empty] | 1/9/2015 12:00:00 AM | Dimmable | Stepped | Not Yet Verified |  |  | 10711 | 85.7 | 125 | 11.2 | 0.99 | 5467 | 68
PWBZ2Z3J | LSI Industries | EXTERIOR | XPG3P 5 LED 68 350 CW [UE, 347, 480] XXX BLS [ES, IMSW, BB, CWBB] | Outdoor Luminaires | Mid Output | Parking Garage Luminaires | Standard | FALSE | [9 empty] | 1/9/2015 12:00:00 AM | Dimmable | Stepped | Not Yet Verified |  |  | 5814 | 77.1 | 75.4 | 10 | 0.985 | 5428 | 67
P000010JR | LSI Industries | EXTERIOR | XPG3D S LED 68 450 NW [UE, 347, 480] XXX [Blank, VCM, VCMB, VCMH, VCMBH] [ES, IMSW, BB, CWBB] | Outdoor Luminaires | Mid Output | Parking Garage Luminaires | Standard | FALSE | [9 empty] | 3/14/2014 12:00:00 AM | Not Dimmable | Not Dimmable | Not Yet Verified |  |  | 8584 | 87 | 98.7 | 8.9 | 0.989 | 4202 | 68
P000010J4 | LSI Industries | EXTERIOR | XPG3P 5 LED 50 350 CW [UE, 347, 480] XXX [Blank, VCM, VCMB, VCMH, VCMBH] [ES, IMSW, BB, CWBB] | Outdoor Luminaires | Low Output | Parking Garage Luminaires | Standard | FALSE | [9 empty] | 3/14/2014 12:00:00 AM | Not Dimmable | Not Dimmable | Not Yet Verified |  |  | 4718 | 84.2 | 56 | 10.7 | 0.976 | 5773 | 69
P3EKFYJE | LSI Industries | EXTERIOR | XPG3D 5 LED 50 450 CW [UE, 347, 480] XXX BLS [ES, IMSW, BB, CWBB] | Outdoor Luminaires | Mid Output | Parking Garage Luminaires | Standard | FALSE | [9 empty] | 1/9/2015 12:00:00 AM | Dimmable | Stepped | Not Yet Verified |  |  | 5744 | 79 | 72.7 | 9.5 | 0.984 | 5815 | 69
PZTQNBGU | LSI Industries | EXTERIOR | XPG3P S LED 68 350 CW [UE, 347, 480] XXX DIM [ES, IMSW, BB, CWBB] | Outdoor Luminaires | Mid Output | Parking Garage Luminaires | Standard | FALSE | [9 empty] | 1/9/2015 12:00:00 AM | Dimmable | Continuous Below 10 | Not Yet Verified |  |  | 7511 | 100.1 | 75 | 10 | 0.983 | 5373 | 67
P92DVB6C | LSI Industries | EXTERIOR | XPG3P S LED 68 350 NW [UE, 347, 480] XXX DIM [ES, IMSW, BB, CWBB] | Outdoor Luminaires | Mid Output | Parking Garage Luminaires | Standard | FALSE | [9 empty] | 1/9/2015 12:00:00 AM | Dimmable | Continuous Below 10 | Not Yet Verified |  |  | 7051 | 93 | 75.7 | 9.8 | 0.99 | 4147 | 67
PRH6ZTJ5 | LSI Industries | EXTERIOR | XPG3P S LED 68 350 NW [UE, 347, 480] XXX BLS [ES, IMSW, BB, CWBB] | Outdoor Luminaires | Mid Output | Parking Garage Luminaires | Standard | FALSE | [9 empty] | 1/9/2015 12:00:00 AM | Dimmable | Stepped | Not Yet Verified |  |  | 7051 | 93 | 75.7 | 9.8 | 0.99 | 4147 | 67
PH516YSQ | LSI Industries | EXTERIOR | XPG3P 5 LED 50 350 CW [UE, 347, 480] XXX DIM [ES, IMSW, BB, CWBB] | Outdoor Luminaires | Low Output | Parking Garage Luminaires | Standard | FALSE | [9 empty] | 1/9/2015 12:00:00 AM | Dimmable | Continuous Below 10 | Not Yet Verified |  |  | 4718 | 84.2 | 56 | 10.7 | 0.976 | 5773 | 69
PNX8GFTM | LSI Industries | EXTERIOR | XPG3P S LED 68 550 CW [UE, 347, 480] XXX DIM [ES, IMSW, BB, CWBB] | Outdoor Luminaires | High Output | Parking Garage Luminaires | Standard | FALSE | [9 empty] | 1/9/2015 12:00:00 AM | Dimmable | Continuous Below 10 | Not Yet Verified |  |  | 10711 | 85.7 | 125 | 11.2 | 0.99 | 5467 | 68
P46KKSXR | LSI Industries | EXTERIOR | XPG3P S LED 50 550 NW [UE, 347, 480] XXX DIM [ES, IMSW, BB, CWBB] | Outdoor Luminaires | Mid Output | Parking Garage Luminaires | Standard | FALSE | [9 empty] | 1/9/2015 12:00:00 AM | Dimmable | Continuous Below 10 | Not Yet Verified |  |  | 8456 | 93 | 91 | 8.4 | 0.989 | 4228 | 67
PC4HSPSU | LSI Industries | EXTERIOR | XPG3D S LED 50 350 CW [UE, 347, 480] XXX BLS [ES, IMSW, BB, CWBB] | Outdoor Luminaires | Mid Output | Parking Garage Luminaires | Standard | FALSE | [9 empty] | 1/9/2015 12:00:00 AM | Dimmable | Stepped | Not Yet Verified |  |  | 6185 | 110.4 | 56 | 10.7 | 0.976 | 5773 | 69
PKUP8U59 | LSI Industries | EXTERIOR | XPG3P S LED 50 350 CW [UE, 347, 480] XXX BLS [ES, IMSW, BB, CWBB] | Outdoor Luminaires | Mid Output | Parking Garage Luminaires | Standard | FALSE | [9 empty] | 1/9/2015 12:00:00 AM | Dimmable | Stepped | Not Yet Verified |  |  | 6185 | 110.4 | 56 | 10.7 | 0.976 | 5773 | 69
P000010JP | LSI Industries | EXTERIOR | XPG3D S LED 68 450 CW [UE, 347, 480] XXX [Blank, VCM, VCMB, VCMH, VCMBH] [ES, IMSW, BB, CWBB] | Outdoor Luminaires | Mid Output | Parking Garage Luminaires | Standard | FALSE | [9 empty] | 3/14/2014 12:00:00 AM | Not Dimmable | Not Dimmable | Not Yet Verified |  |  | 9578 | 97.9 | 97.8 | 9 | 0.989 | 5396 | 67
P000010JQ | LSI Industries | EXTERIOR | XPG3P S LED 68 450 CW [UE, 347, 480] XXX [Blank, VCM, VCMB, VCMH, VCMBH] [ES, IMSW, BB, CWBB] | Outdoor Luminaires | Mid Output | Parking Garage Luminaires | Standard | FALSE | [9 empty] | 3/14/2014 12:00:00 AM | Not Dimmable | Not Dimmable | Not Yet Verified |  |  | 9578 | 97.9 | 97.8 | 9 | 0.989 | 5396 | 67
P000010JF | LSI Industries | EXTERIOR | XPG3D S LED 50 350 NW [UE, 347, 480] XXX [Blank, VCM, VCMB, VCMH, VCMBH] [ES, IMSW, BB, CWBB] | Outdoor Luminaires | Mid Output | Parking Garage Luminaires | Standard | FALSE | [9 empty] | 3/14/2014 12:00:00 AM | Not Dimmable | Not Dimmable | Not Yet Verified |  |  | 5998 | 106 | 56.5 | 10.5 | 0.975 | 4117 | 67
P000010JG | LSI Industries | EXTERIOR | XPG3P S LED 50 350 NW [UE, 347, 480] XXX [Blank, VCM, VCMB, VCMH, VCMBH] [ES, IMSW, BB, CWBB] | Outdoor Luminaires | Mid Output | Parking Garage Luminaires | Standard | FALSE | [9 empty] | 3/14/2014 12:00:00 AM | Not Dimmable | Not Dimmable | Not Yet Verified |  |  | 5998 | 106 | 56.5 | 10.5 | 0.975 | 4117 | 67
PNNS7ZCS | LSI Industries | EXTERIOR | XPG3D 5 LED 50 350 CW [UE, 347, 480] XXX DIM [ES, IMSW, BB, CWBB] | Outdoor Luminaires | Low Output | Parking Garage Luminaires | Standard | FALSE | [9 empty] | 1/9/2015 12:00:00 AM | Dimmable | Continuous Below 10 | Not Yet Verified |  |  | 4718 | 84.2 | 56 | 10.7 | 0.976 | 5773 | 69
PKBKQJU5 | LSI Industries | EXTERIOR | XPG3D 5 LED 50 350 NW [UE, 347, 480] XXX DIM [ES, IMSW, BB, CWBB] | Outdoor Luminaires | Low Output | Parking Garage Luminaires | Standard | FALSE | [9 empty] | 1/9/2015 12:00:00 AM | Dimmable | Continuous Below 10 | Not Yet Verified |  |  | 4245 | 76 | 56.5 | 14.5 | 0.971 | 4000 | 67
P4BF77GY | LSI Industries | EXTERIOR | XPG3D S LED 50 450 CW [UE, 347, 480] XXX DIM [ES, IMSW, BB, CWBB] | Outdoor Luminaires | Mid Output | Parking Garage Luminaires | Standard | FALSE | [9 empty] | 1/9/2015 12:00:00 AM | Dimmable | Continuous Below 10 | Not Yet Verified |  |  | 7603 | 104.4 | 72.8 | 9.4 | 0.985 | 5815 | 69
PK9E879X | LSI Industries | EXTERIOR | XPG3P S LED 50 450 CW [UE, 347, 480] XXX BLS [ES, IMSW, BB, CWBB] | Outdoor Luminaires | Mid Output | Parking Garage Luminaires | Standard | FALSE | [9 empty] | 1/9/2015 12:00:00 AM | Dimmable | Stepped | Not Yet Verified |  |  | 7603 | 104.4 | 72.8 | 9.4 | 0.985 | 5815 | 69
P3H5HFJ2 | LSI Industries | EXTERIOR | XPG3P S LED 50 450 NW [UE, 347, 480] XXX DIM [ES, IMSW, BB, CWBB] | Outdoor Luminaires | Mid Output | Parking Garage Luminaires | Standard | FALSE | [9 empty] | 1/9/2015 12:00:00 AM | Dimmable | Continuous Below 10 | Not Yet Verified |  |  | 7313 | 100 | 73.4 | 9.2 | 0.984 | 4162 | 67
P5KF6HKY | LSI Industries | EXTERIOR | XPG3D S LED 50 550 CW [UE, 347, 480] XXX BLS [ES, IMSW, BB, CWBB] | Outdoor Luminaires | Mid Output | Parking Garage Luminaires | Standard | FALSE | [9 empty] | 1/9/2015 12:00:00 AM | Dimmable | Stepped | Not Yet Verified |  |  | 8950 | 99 | 90.4 | 8.5 | 0.989 | 5873 | 69
PEYUGC5A | LSI Industries | EXTERIOR | XPG3P S LED 50 550 CW [UE, 347, 480] XXX BLS [ES, IMSW, BB, CWBB] | Outdoor Luminaires | Mid Output | Parking Garage Luminaires | Standard | FALSE | [9 empty] | 1/9/2015 12:00:00 AM | Dimmable | Stepped | Not Yet Verified |  |  | 8950 | 99 | 90.4 | 8.5 | 0.989 | 5873 | 69
PAZX4SND | LSI Industries | EXTERIOR | XPG3D S LED 50 550 NW [UE, 347, 480] XXX DIM [ES, IMSW, BB, CWBB] | Outdoor Luminaires | Mid Output | Parking Garage Luminaires | Standard | FALSE | [9 empty] | 1/9/2015 12:00:00 AM | Dimmable | Continuous Below 10 | Not Yet Verified |  |  | 8456 | 93 | 91 | 8.4 | 0.989 | 4228 | 67
PVRNCE2Z | LSI Industries | EXTERIOR | XPG3D S LED 50 550 NW [UE, 347, 480] XXX BLS [ES, IMSW, BB, CWBB] | Outdoor Luminaires | Mid Output | Parking Garage Luminaires | Standard | FALSE | [9 empty] | 1/9/2015 12:00:00 AM | Dimmable | Stepped | Not Yet Verified |  |  | 8456 | 93 | 91 | 8.4 | 0.989 | 4228 | 67
P8K6PHUA | LSI Industries | EXTERIOR | XPG3D S LED 68 550 NW [UE, 347, 480] XXX DIM [ES, IMSW, BB, CWBB] | Outdoor Luminaires | Mid Output | Parking Garage Luminaires | Standard | FALSE | [9 empty] | 1/9/2015 12:00:00 AM | Dimmable | Continuous Below 10 | Not Yet Verified |  |  | 9880 | 78 | 126 | 11.3 | 0.99 | 4252 | 67
PDP17WJ3 | LSI Industries | EXTERIOR | XPG3P S LED 68 550 NW [UE, 347, 480] XXX BLS [ES, IMSW, BB, CWBB] | Outdoor Luminaires | Mid Output | Parking Garage Luminaires | Standard | FALSE | [9 empty] | 1/9/2015 12:00:00 AM | Dimmable | Stepped | Not Yet Verified |  |  | 9880 | 78 | 126 | 11.3 | 0.99 | 4252 | 67
PVHN97JA | LSI Industries | EXTERIOR | XPG3P 5 LED 68 350 CW [UE, 347, 480] XXX DIM [ES, IMSW, BB, CWBB] | Outdoor Luminaires | Mid Output | Parking Garage Luminaires | Standard | FALSE | [9 empty] | 1/9/2015 12:00:00 AM | Dimmable | Continuous Below 10 | Not Yet Verified |  |  | 5814 | 77.1 | 75.4 | 10 | 0.985 | 5428 | 67
PAT2PWA1 | LSI Industries | EXTERIOR | XPG3D 5 LED 68 350 NW [UE, 347, 480] XXX DIM [ES, IMSW, BB, CWBB] | Outdoor Luminaires | Mid Output | Parking Garage Luminaires | Standard | FALSE | [9 empty] | 1/9/2015 12:00:00 AM | Dimmable | Continuous Below 10 | Not Yet Verified |  |  | 5695 | 75 | 75.8 | 9.8 | 0.984 | 4147 | 67
P815ZSUR | LSI Industries | EXTERIOR | XPG3P 5 LED 68 350 NW [UE, 347, 480] XXX DIM [ES, IMSW, BB, CWBB] | Outdoor Luminaires | Mid Output | Parking Garage Luminaires | Standard | FALSE | [9 empty] | 1/9/2015 12:00:00 AM | Dimmable | Continuous Below 10 | Not Yet Verified |  |  | 5695 | 75 | 75.8 | 9.8 | 0.984 | 4147 | 67
P3QZ7Y46 | LSI Industries | EXTERIOR | XPG3P 5 LED 68 350 NW [UE, 347, 480] XXX BLS [ES, IMSW, BB, CWBB] | Outdoor Luminaires | Mid Output | Parking Garage Luminaires | Standard | FALSE | [9 empty] | 1/9/2015 12:00:00 AM | Dimmable | Stepped | Not Yet Verified |  |  | 5695 | 75 | 75.8 | 9.8 | 0.984 | 4147 | 67
PQKSTYTX | LSI Industries | EXTERIOR | XPG3P 5 LED 50 450 CW [UE, 347, 480] XXX DIM [ES, IMSW, BB, CWBB] | Outdoor Luminaires | Mid Output | Parking Garage Luminaires | Standard | FALSE | [9 empty] | 1/9/2015 12:00:00 AM | Dimmable | Continuous Below 10 | Not Yet Verified |  |  | 5744 | 79 | 72.7 | 9.5 | 0.984 | 5815 | 69
P6MABMSF | LSI Industries | EXTERIOR | XPG3D 5 LED 50 550 CW [UE, 347, 480] XXX BLS [ES, IMSW, BB, CWBB] | Outdoor Luminaires | Mid Output | Parking Garage Luminaires | Standard | FALSE | [9 empty] | 1/9/2015 12:00:00 AM | Dimmable | Stepped | Not Yet Verified |  |  | 6657 | 74 | 90 | 14.5 | 0.971 | 5700 | 69
P28YJ1Z4 | LSI Industries | EXTERIOR | XPG3P S LED 50 350 NW [UE, 347, 480] XXX BLS [ES, IMSW, BB, CWBB] | Outdoor Luminaires | Mid Output | Parking Garage Luminaires | Standard | FALSE | [9 empty] | 1/9/2015 12:00:00 AM | Dimmable | Stepped | Not Yet Verified |  |  | 5998 | 106 | 56.5 | 10.5 | 0.975 | 4117 | 67
PDJW6T8V | LSI Industries | EXTERIOR | XPG3D S LED 68 350 NW [UE, 347, 480] XXX DIM [ES, IMSW, BB, CWBB] | Outdoor Luminaires | Mid Output | Parking Garage Luminaires | Standard | FALSE | [9 empty] | 1/9/2015 12:00:00 AM | Dimmable | Continuous Below 10 | Not Yet Verified |  |  | 7051 | 93 | 75.7 | 9.8 | 0.99 | 4147 | 67
P63A1ZJ8 | LSI Industries | EXTERIOR | XPG3D S LED 68 350 NW [UE, 347, 480] XXX BLS [ES, IMSW, BB, CWBB] | Outdoor Luminaires | Mid Output | Parking Garage Luminaires | Standard | FALSE | [9 empty] | 1/9/2015 12:00:00 AM | Dimmable | Stepped | Not Yet Verified |  |  | 7051 | 93 | 75.7 | 9.8 | 0.99 | 4147 | 67
PAB2Y584 | LSI Industries | EXTERIOR | XPG3P 5 LED 50 350 NW [UE, 347, 480] XXX BLS [ES, IMSW, BB, CWBB] | Outdoor Luminaires | Low Output | Parking Garage Luminaires | Standard | FALSE | [9 empty] | 1/9/2015 12:00:00 AM | Dimmable | Stepped | Not Yet Verified |  |  | 4245 | 76 | 56 | 10.5 | 0.975 | 4117 | 67
P000010J7 | LSI Industries | EXTERIOR | XPG3P 5 LED 68 350 CW [UE, 347, 480] XXX [Blank, VCM, VCMB, VCMH, VCMBH] [ES, IMSW, BB, CWBB] | Outdoor Luminaires | Mid Output | Parking Garage Luminaires | Standard | FALSE | [9 empty] | 3/14/2014 12:00:00 AM | Not Dimmable | Not Dimmable | Not Yet Verified |  |  | 5814 | 77.1 | 75.4 | 10 | 0.985 | 5428 | 67
P000010J8 | LSI Industries | EXTERIOR | XPG3D 5 LED 68 350 NW [UE, 347, 480] XXX [Blank, VCM, VCMB, VCMH, VCMBH] [ES, IMSW, BB, CWBB] | Outdoor Luminaires | Mid Output | Parking Garage Luminaires | Standard | FALSE | [9 empty] | 3/14/2014 12:00:00 AM | Not Dimmable | Not Dimmable | Not Yet Verified |  |  | 5695 | 75 | 75.8 | 9.8 | 0.984 | 4147 | 67
P000010JC | LSI Industries | EXTERIOR | XPG3P 5 LED 50 550 CW [UE, 347, 480] XXX [Blank, VCM, VCMB, VCMH, VCMBH] [ES, IMSW, BB, CWBB] | Outdoor Luminaires | Mid Output | Parking Garage Luminaires | Standard | FALSE | [9 empty] | 3/14/2014 12:00:00 AM | Not Dimmable | Not Dimmable | Not Yet Verified |  |  | 6657 | 74 | 90 | 8.6 | 0.989 | 5873 | 69
P000010JD | LSI Industries | EXTERIOR | XPG3D S LED 50 350 CW [UE, 347, 480] XXX [Blank, VCM, VCMB, VCMH, VCMBH] [ES, IMSW, BB, CWBB] | Outdoor Luminaires | Mid Output | Parking Garage Luminaires | Standard | FALSE | [9 empty] | 3/14/2014 12:00:00 AM | Not Dimmable | Not Dimmable | Not Yet Verified |  |  | 6185 | 110.4 | 56 | 10.7 | 0.976 | 5773 | 69
P000010JH | LSI Industries | EXTERIOR | XPG3D S LED 68 350 CW [UE, 347, 480] XXX [Blank, VCM, VCMB, VCMH, VCMBH] [ES, IMSW, BB, CWBB] | Outdoor Luminaires | Mid Output | Parking Garage Luminaires | Standard | FALSE | [9 empty] | 3/14/2014 12:00:00 AM | Not Dimmable | Not Dimmable | Not Yet Verified |  |  | 7511 | 100.1 | 75 | 10 | 0.983 | 5373 | 67
P000010JJ | LSI Industries | EXTERIOR | XPG3D S LED 68 350 NW [UE, 347, 480] XXX [Blank, VCM, VCMB, VCMH, VCMBH] [ES, IMSW, BB, CWBB] | Outdoor Luminaires | Mid Output | Parking Garage Luminaires | Standard | FALSE | [9 empty] | 3/14/2014 12:00:00 AM | Not Dimmable | Not Dimmable | Not Yet Verified |  |  | 7051 | 93 | 75.7 | 9.8 | 0.99 | 4147 | 67
P000010JL | LSI Industries | EXTERIOR | XPG3D S LED 50 450 CW [UE, 347, 480] XXX [Blank, VCM, VCMB, VCMH, VCMBH] [ES, IMSW, BB, CWBB] | Outdoor Luminaires | Mid Output | Parking Garage Luminaires | Standard | FALSE | [9 empty] | 3/14/2014 12:00:00 AM | Not Dimmable | Not Dimmable | Not Yet Verified |  |  | 7603 | 104.4 | 72.8 | 9.4 | 0.985 | 5815 | 69
P000010JN | LSI Industries | EXTERIOR | XPG3D S LED 50 450 NW [UE, 347, 480] XXX [Blank, VCM, VCMB, VCMH, VCMBH] [ES, IMSW, BB, CWBB] | Outdoor Luminaires | Mid Output | Parking Garage Luminaires | Standard | FALSE | [9 empty] | 3/14/2014 12:00:00 AM | Not Dimmable | Not Dimmable | Not Yet Verified |  |  | 7313 | 100 | 73.4 | 9.2 | 0.984 | 4162 | 67
P000010JS | LSI Industries | EXTERIOR | XPG3P S LED 68 450 NW [UE, 347, 480] XXX [Blank, VCM, VCMB, VCMH, VCMBH] [ES, IMSW, BB, CWBB] | Outdoor Luminaires | Mid Output | Parking Garage Luminaires | Standard | FALSE | [9 empty] | 3/14/2014 12:00:00 AM | Not Dimmable | Not Dimmable | Not Yet Verified |  |  | 8584 | 87 | 98.7 | 8.9 | 0.989 | 4202 | 68
P000010JX | LSI Industries | EXTERIOR | XPG3D S LED 68 550 CW [UE, 347, 480] XXX [Blank, VCM, VCMB, VCMH, VCMBH] [ES, IMSW, BB, CWBB] | Outdoor Luminaires | High Output | Parking Garage Luminaires | Standard | FALSE | [9 empty] | 3/14/2014 12:00:00 AM | Not Dimmable | Not Dimmable | Not Yet Verified |  |  | 10711 | 85.7 | 125 | 11.2 | 0.99 | 5467 | 68
P000010JY | LSI Industries | EXTERIOR | XPG3P S LED 68 550 CW [UE, 347, 480] XXX [Blank, VCM, VCMB, VCMH, VCMBH] [ES, IMSW, BB, CWBB] | Outdoor Luminaires | High Output | Parking Garage Luminaires | Standard | FALSE | [9 empty] | 3/14/2014 12:00:00 AM | Not Dimmable | Not Dimmable | Not Yet Verified |  |  | 10711 | 85.7 | 125 | 11.2 | 0.99 | 5467 | 68
P000010JZ | LSI Industries | EXTERIOR | XPG3D S LED 68 550 NW [UE, 347, 480] XXX [Blank, VCM, VCMB, VCMH, VCMBH] [ES, IMSW, BB, CWBB] | Outdoor Luminaires | Mid Output | Parking Garage Luminaires | Standard | FALSE | [9 empty] | 3/14/2014 12:00:00 AM | Not Dimmable | Not Dimmable | Not Yet Verified |  |  | 9880 | 78 | 126 | 11.3 | 0.99 | 4252 | 67
P000010K0 | LSI Industries | EXTERIOR | XPG3P S LED 68 550 NW [UE, 347, 480] XXX [Blank, VCM, VCMB, VCMH, VCMBH] [ES, IMSW, BB, CWBB] | Outdoor Luminaires | Mid Output | Parking Garage Luminaires | Standard | FALSE | [9 empty] | 3/14/2014 12:00:00 AM | Not Dimmable | Not Dimmable | Not Yet Verified |  |  | 9880 | 78 | 126 | 11.3 | 0.99 | 4252 | 67
P000010J3 | LSI Industries | EXTERIOR | XPG3D 5 LED 50 350 CW [UE, 347, 480] XXX [Blank, VCM, VCMB, VCMH, VCMBH] [ES, IMSW, BB, CWBB] | Outdoor Luminaires | Low Output | Parking Garage Luminaires | Standard | FALSE | [9 empty] | 3/14/2014 12:00:00 AM | Not Dimmable | Not Dimmable | Not Yet Verified |  |  | 4718 | 84.2 | 56 | 10.7 | 0.976 | 5773 | 69
PHY1FA18 | LSI Industries | EXTERIOR | XPG3D S LED 68 450 CW [UE, 347, 480] XXX BLS [ES, IMSW, BB, CWBB] | Outdoor Luminaires | Mid Output | Parking Garage Luminaires | Standard | FALSE | [9 empty] | 1/9/2015 12:00:00 AM | Dimmable | Stepped | Not Yet Verified |  |  | 9578 | 97.9 | 97.8 | 9 | 0.989 | 5396 | 67
P1HKTF42 | LSI Industries | EXTERIOR | XPG3D S LED 50 550 CW [UE, 347, 480] XXX DIM [ES, IMSW, BB, CWBB] | Outdoor Luminaires | Mid Output | Parking Garage Luminaires | Standard | FALSE | [9 empty] | 1/9/2015 12:00:00 AM | Dimmable | Continuous Below 10 | Not Yet Verified |  |  | 8950 | 99 | 90.4 | 8.5 | 0.989 | 5873 | 69
PV1MD924 | LSI Industries | EXTERIOR | XPG3D S LED 68 550 CW [UE, 347, 480] XXX DIM [ES, IMSW, BB, CWBB] | Outdoor Luminaires | High Output | Parking Garage Luminaires | Standard | FALSE | [9 empty] | 1/9/2015 12:00:00 AM | Dimmable | Continuous Below 10 | Not Yet Verified |  |  | 10711 | 85.7 | 125 | 11.2 | 0.99 | 5467 | 68
PAK6Z3YA | LSI Industries | EXTERIOR | XPG3D 5 LED 68 350 CW [UE, 347, 480] XXX BLS [ES, IMSW, BB, CWBB] | Outdoor Luminaires | Mid Output | Parking Garage Luminaires | Standard | FALSE | [9 empty] | 1/9/2015 12:00:00 AM | Dimmable | Stepped | Not Yet Verified |  |  | 5814 | 77.1 | 75.4 | 10 | 0.985 | 5428 | 67
PM4BHH4H | LSI Industries | EXTERIOR | XPG3P 5 LED 50 450 CW [UE, 347, 480] XXX BLS [ES, IMSW, BB, CWBB] | Outdoor Luminaires | Mid Output | Parking Garage Luminaires | Standard | FALSE | [9 empty] | 1/9/2015 12:00:00 AM | Dimmable | Stepped | Not Yet Verified |  |  | 5744 | 79 | 72.7 | 9.5 | 0.984 | 5815 | 69
PDHQAKHR | LSI Industries | EXTERIOR | XPG3P 5 LED 50 550 CW [UE, 347, 480] XXX BLS [ES, IMSW, BB, CWBB] | Outdoor Luminaires | Mid Output | Parking Garage Luminaires | Standard | FALSE | [9 empty] | 1/9/2015 12:00:00 AM | Dimmable | Stepped | Not Yet Verified |  |  | 6657 | 74 | 90 | 14.5 | 0.971 | 5700 | 69
P000010J6 | LSI Industries | EXTERIOR | XPG3D 5 LED 68 350 CW [UE, 347, 480] XXX [Blank, VCM, VCMB, VCMH, VCMBH] [ES, IMSW, BB, CWBB] | Outdoor Luminaires | Mid Output | Parking Garage Luminaires | Standard | FALSE | [9 empty] | 3/14/2014 12:00:00 AM | Not Dimmable | Not Dimmable | Not Yet Verified |  |  | 5814 | 77.1 | 75.4 | 10 | 0.985 | 5428 | 67
P000010M1 | LSI Industries | EXTERIOR | XLPG LED SS WW [UE, 347] XXX [Blank, VCM] XXXXX [Excludes CLR] | Outdoor Luminaires | Mid Output | Parking Garage Luminaires | Standard | TRUE | 5731 | 101 | 56.5 | 15 | 0.926 | 3343 | 82 | 5 |  | 8/20/2014 12:00:00 AM | Not Dimmable | Not Dimmable | Not Yet Verified |  | 2.1 | 5731 | 101 | 56.5 | 5.8 | 0.958 | 3343 | 82
P85R9V3V | LSI Industries | EXTERIOR | XLPG LED SS WW [UE, 347] XXX DIM XXXXX [Excludes CLR] | Outdoor Luminaires | Mid Output | Parking Garage Luminaires | Standard | FALSE | [9 empty] | 1/22/2015 12:00:00 AM | Dimmable | Continuous Below 10 | Not Yet Verified |  |  | 5731 | 101 | 56.5 | 5.8 | 0.958 | 3343 | 82
PEJY5Z54 | LSI Industries | EXTERIOR | XLPG LED SS WW [UE, 347] XXX BLS XXXXX [Excludes CLR] | Outdoor Luminaires | Mid Output | Parking Garage Luminaires | Standard | FALSE | [9 empty] | 1/22/2015 12:00:00 AM | Dimmable | Stepped | Not Yet Verified |  |  | 5731 | 101 | 56.5 | 5.8 | 0.958 | 3343 | 82
PWYFHH4B | LSI Industries | EXTERIOR | XLPG LED SS CW [UE, 347] XXX BLS XXXXX [Excludes CLR] | Outdoor Luminaires | Mid Output | Parking Garage Luminaires | Standard | FALSE | [9 empty] | 1/22/2015 12:00:00 AM | Dimmable | Stepped | Not Yet Verified |  |  | 6764 | 118 | 57.1 | 5.5 | 0.986 | 4999 | 70
P000010M2 | LSI Industries | EXTERIOR | XLPG LED SS NW [UE, 347] XXX [Blank, VCM] XXXXX [Excludes CLR] | Outdoor Luminaires | Mid Output | Parking Garage Luminaires | Standard | FALSE | [9 empty] | 8/20/2014 12:00:00 AM | Not Dimmable | Not Dimmable | Not Yet Verified |  |  | 6048 | 107 | 56.7 | 5.8 | 0.984 | 3911 | 81
P9CNMUFJ | LSI Industries | EXTERIOR | XLPG LED SS CW [UE, 347] XXX DIM XXXXX [Excludes CLR] | Outdoor Luminaires | Mid Output | Parking Garage Luminaires | Standard | FALSE | [9 empty] | 1/22/2015 12:00:00 AM | Dimmable | Continuous Below 10 | Not Yet Verified |  |  | 6764 | 118 | 57.1 | 5.5 | 0.986 | 4999 | 70
PTRKGFEY | LSI Industries | EXTERIOR | XLPG LED SS NW [UE, 347] XXX BLS XXXXX [Excludes CLR] | Outdoor Luminaires | Mid Output | Parking Garage Luminaires | Standard | FALSE | [9 empty] | 1/22/2015 12:00:00 AM | Dimmable | Stepped | Not Yet Verified |  |  | 6048 | 107 | 56.7 | 5.8 | 0.984 | 3911 | 81
PX8521MG | LSI Industries | EXTERIOR | XLPG LED SS NW [UE, 347] XXX DIM XXXXX [Excludes CLR] | Outdoor Luminaires | Mid Output | Parking Garage Luminaires | Standard | FALSE | [9 empty] | 1/22/2015 12:00:00 AM | Dimmable | Continuous Below 10 | Not Yet Verified |  |  | 6048 | 107 | 56.7 | 5.8 | 0.984 | 3911 | 81
P000010M3 | LSI Industries | EXTERIOR | XLPG LED SS CW [UE, 347] XXX [Blank, VCM] XXXXX [Excludes CLR] | Outdoor Luminaires | Mid Output | Parking Garage Luminaires | Standard | FALSE | [9 empty] | 8/20/2014 12:00:00 AM | Not Dimmable | Not Dimmable | Not Yet Verified |  |  | 6764 | 118 | 57.1 | 5.5 | 0.986 | 4999 | 70
PPQPUWKP | LUMA America Corp. | RESILIENT | RDL0500-180W Type IV, 4000K | Outdoor Luminaires | High Output | Parking Garage Luminaires | Standard | TRUE | 17763.6 | 96.6 | 183.92 | 7.85 | 0.952 | 3921 | 69.8 | 5 | 50000 | 2/4/2016 12:00:00 AM | Not Dimmable | Not Dimmable | No |  | 3.1 | 18000 | 100 | 180 | 20 | 0.9 | 4000 | 70
PZV8JRJM | LUMA America Corp. | RESILIENT | RDL0500-180W, Type V 5700K | Outdoor Luminaires | High Output | Parking Garage Luminaires | Standard | FALSE | [9 empty] | 2/4/2016 12:00:00 AM | Not Dimmable | Not Dimmable | No |  |  | 19000 | 100 | 180 | 20 | 0.9 | 5700 | 70
PKSZCWQC | LUMA America Corp. | RESILIENT | RDL0500-180W, Type V 5000K | Outdoor Luminaires | High Output | Parking Garage Luminaires | Standard | FALSE | [9 empty] | 2/4/2016 12:00:00 AM | Not Dimmable | Not Dimmable | No |  |  | 18500 | 100 | 180 | 20 | 0.9 | 5000 | 70
PHECRTQW | LUMA America Corp. | RESILIENT | RDL0500-180W, Type IV 5700K | Outdoor Luminaires | High Output | Parking Garage Luminaires | Standard | FALSE | [9 empty] | 2/4/2016 12:00:00 AM | Not Dimmable | Not Dimmable | No |  |  | 19000 | 100 | 180 | 20 | 0.9 | 5700 | 70
PGG9UQMD | LUMA America Corp. | RESILIENT | RDL0500-180W, Type IV 5000K | Outdoor Luminaires | High Output | Parking Garage Luminaires | Standard | FALSE | [9 empty] | 2/4/2016 12:00:00 AM | Not Dimmable | Not Dimmable | No |  |  | 18500 | 100 | 180 | 20 | 0.9 | 5000 | 70
P9YNQZHA | LUMA America Corp. | RESILIENT | RDL0500-180W Type V, 4000K | Outdoor Luminaires | High Output | Parking Garage Luminaires | Standard | FALSE | [9 empty] | 2/4/2016 12:00:00 AM | Not Dimmable | Not Dimmable | No |  |  | 18000 | 100 | 180 | 20 | 0.9 | 4000 | 70
PK61VTY9 | LUMA America Corp. | RESILIENT | RDL0500-120W Type IV, 4000K | Outdoor Luminaires | High Output | Parking Garage Luminaires | Standard | TRUE | 11819.9 | 95.2 | 124.21 | 10.74 | 0.965 | 3932 | 69.9 | 5 | 50000 | 2/4/2016 12:00:00 AM | Not Dimmable | Not Dimmable | No |  | 3.1 | 12000 | 100 | 120 | 20 | 0.9 | 4000 | 70
P4MN3EH3 | LUMA America Corp. | RESILIENT | RDL0500-120W, Type IV 5700K | Outdoor Luminaires | High Output | Parking Garage Luminaires | Standard | FALSE | [9 empty] | 2/4/2016 12:00:00 AM | Not Dimmable | Not Dimmable | No |  |  | 13000 | 100 | 120 | 20 | 0.9 | 5700 | 70
PCXK6W4F | LUMA America Corp. | RESILIENT | RDL0500-120W Type V, 4000K | Outdoor Luminaires | High Output | Parking Garage Luminaires | Standard | FALSE | [9 empty] | 2/4/2016 12:00:00 AM | Not Dimmable | Not Dimmable | No |  |  | 12000 | 100 | 120 | 20 | 0.9 | 4000 | 70
PQ66AD8Q | LUMA America Corp. | RESILIENT | RDL0500-120W, Type V 5000K | Outdoor Luminaires | High Output | Parking Garage Luminaires | Standard | FALSE | [9 empty] | 2/4/2016 12:00:00 AM | Not Dimmable | Not Dimmable | No |  |  | 12500 | 100 | 120 | 20 | 0.9 | 5000 | 70
PQ1HPNU9 | LUMA America Corp. | RESILIENT | RDL0500-120W, Type V 5700K | Outdoor Luminaires | High Output | Parking Garage Luminaires | Standard | FALSE | [9 empty] | 2/4/2016 12:00:00 AM | Not Dimmable | Not Dimmable | No |  |  | 13000 | 100 | 120 | 20 | 0.9 | 5700 | 70
PV4NP6QZ | LUMA America Corp. | RESILIENT | RDL0500-120W, Type IV 5000K | Outdoor Luminaires | High Output | Parking Garage Luminaires | Standard | FALSE | [9 empty] | 2/4/2016 12:00:00 AM | Not Dimmable | Not Dimmable | No |  |  | 12500 | 100 | 120 | 20 | 0.9 | 5000 | 70
PPPQWSCU | LUMA America Corp. | RESILIENT | RDL0500-300W Type IV, 4000K | Outdoor Luminaires | High Output | Parking Garage Luminaires | Standard | TRUE | 29616.7 | 97.7 | 303.8 | 5.89 | 0.979 | 3940 | 69.8 | 5 | 50000 | 2/4/2016 12:00:00 AM | Not Dimmable | Not Dimmable | No |  | 3.1 | 30000 | 100 | 300 | 20 | 0.9 | 4000 | 70
PDTUB3CJ | LUMA America Corp. | RESILIENT | RDL0500-300W, Type IV 5700K | Outdoor Luminaires | High Output | Parking Garage Luminaires | Standard | FALSE | [9 empty] | 2/4/2016 12:00:00 AM | Not Dimmable | Not Dimmable | No |  |  | 31000 | 100 | 300 | 20 | 0.9 | 5700 | 70
P5PW5UDT | LUMA America Corp. | RESILIENT | RDL0500-300W Type V, 4000K | Outdoor Luminaires | High Output | Parking Garage Luminaires | Standard | FALSE | [9 empty] | 2/4/2016 12:00:00 AM | Not Dimmable | Not Dimmable | No |  |  | 30000 | 100 | 300 | 20 | 0.9 | 4000 | 70
PXRMBCFU | LUMA America Corp. | RESILIENT | RDL0500-300W, Type IV 5000K | Outdoor Luminaires | High Output | Parking Garage Luminaires | Standard | FALSE | [9 empty] | 2/4/2016 12:00:00 AM | Not Dimmable | Not Dimmable | No |  |  | 30500 | 100 | 300 | 20 | 0.9 | 5000 | 70
PY9GCVK3 | LUMA America Corp. | RESILIENT | RDL0500-300W, Type V 5000K | Outdoor Luminaires | High Output | Parking Garage Luminaires | Standard | FALSE | [9 empty] | 2/4/2016 12:00:00 AM | Not Dimmable | Not Dimmable | No |  |  | 30500 | 100 | 300 | 20 | 0.9 | 5000 | 70
PQ987SRJ | LUMA America Corp. | RESILIENT | RDL0500-300W, Type V 5700K | Outdoor Luminaires | High Output | Parking Garage Luminaires | Standard | FALSE | [9 empty] | 2/4/2016 12:00:00 AM | Not Dimmable | Not Dimmable | No |  |  | 31000 | 100 | 300 | 20 | 0.9 | 5700 | 70
P00001GMN | Lumax Lighting | Lumax Lighting | VWLED70L4K48-9FAR-PGR | Outdoor Luminaires | Mid Output | Parking Garage Luminaires | Standard | TRUE | 6924 | 86.96 | 79.24 | 18.29 | 0.9091 | 4029 | 84 | 5 |  | 10/30/2013 12:00:00 AM | Not Yet Verified | Not Yet Verified | Not Yet Verified |  | 2 | 6924 | 87 | 79.6 |  |  | 4000
P00001GMQ | Lumax Lighting | Lumax Lighting | VWLED76L4K48-9FAR-PGR | Outdoor Luminaires | Mid Output | Parking Garage Luminaires | Standard | TRUE | 7648 | 91.36 | 83.717 | 19.26 | 0.9167 | 4118 | 82.82 | 5 | 50000 | 10/30/2013 12:00:00 AM | Not Yet Verified | Not Yet Verified | Not Yet Verified |  | 2 | 7600 | 90 | 84 |  | 0.9 | 4000 | 82
P00001GMR | Lumax Lighting | Lumax Lighting | VWLED50L4K48-9FAR | Outdoor Luminaires | Mid Output | Parking Garage Luminaires | Standard | TRUE | 5014 | 98.09 | 51.115 | 18.03 | 0.9368 | 4082 | 82.77 | 5 | 50000 | 10/30/2013 12:00:00 AM | Not Yet Verified | Not Yet Verified | Not Yet Verified |  | 2 | 5000 | 98 | 51 |  | 0.9 | 4000 | 82
P6T58K1N | Lumax Lighting | Lumax Lighting | VWLED32L3K48-9PGR | Outdoor Luminaires | Low Output | Parking Garage Luminaires | Standard | TRUE | 3068 | 73.44 | 41.77 | 18.91 | 0.92 | 3070 | 84.06 | 5 | 50000 | 1/27/2015 12:00:00 AM | Not Yet Verified | Not Yet Verified | Not Yet Verified |  | 2.1 | 3067.8 | 73.6 | 41.7 | 18.91 | 0.921 | 3000 | 84.06
PY9BP8PD | Lumax Lighting | Lumax Lighting | VWLED34L4K48-9PGR | Outdoor Luminaires | Low Output | Parking Garage Luminaires | Standard | FALSE | [9 empty] | 1/27/2015 12:00:00 AM | Not Yet Verified | Not Yet Verified | Not Yet Verified |  |  | 3067.8 | 73.6 |  | 18.91 | 0.921 | 4000
P3EPW69E | Lumax Lighting | Lumax Lighting | VWLED33L35K48-9PGR | Outdoor Luminaires | Low Output | Parking Garage Luminaires | Standard | FALSE | [9 empty] | 1/27/2015 12:00:00 AM | Not Yet Verified | Not Yet Verified | Not Yet Verified |  |  | 3067.8 | 73.6 |  | 18.91 | 0.921 | 3500
PHBWF4ZG | Lumax Lighting | Lumax Lighting | VWLED35L5K48-9PGR | Outdoor Luminaires | Low Output | Parking Garage Luminaires | Standard | FALSE | [9 empty] | 1/27/2015 12:00:00 AM | Not Yet Verified | Not Yet Verified | Not Yet Verified |  |  | 3546 | 73.6 | 42.143 | 18.91 | 0.921 | 5000 | 88.85
P2FHNB32 | Lumecon LLC | Lumecon | LFS-LB-30-[JP, S]-NW-1-G-[X, OC1, OC2, WC] | Outdoor Luminaires | Low Output | Parking Garage Luminaires | Premium | TRUE | 3674 | 132.34 | 27.76 | 11 | 0.8769 | 3996 | 73.57 | 5 | 50000 | 5/23/2016 12:00:00 AM | Dimmable | Continuous Below 10 | Yes |  | 3.1 | 3674 | 132.34 | 27.8 | 11 | 0.877 | 3996 | 73.57
P2N4WXCN | Lumen Focus, LLC | NVL | NVL 4 HI UV PG FDA 840 | Outdoor Luminaires | Mid Output | Parking Garage Luminaires | Standard | TRUE | 5014 | 98.09 | 51.115 | 18.032 | 0.9368 | 4082 | 82.77 | 5 | 50000 | 4/18/2016 12:00:00 AM | Not Yet Verified | Not Yet Verified | Not Yet Verified |  | 2 | 5000 | 98 | 51 | 20 | 0.9 | 4000 | 82
PH19HXNR | Lumen Focus, LLC | NVL | NVL 4 VH UV PG FDA 840 | Outdoor Luminaires | Mid Output | Parking Garage Luminaires | Standard | TRUE | 7648 | 91.36 | 83.717 | 19.261 | 0.9167 | 4118 | 82.82 | 5 | 50000 | 4/18/2016 12:00:00 AM | Not Yet Verified | Not Yet Verified | Not Yet Verified |  | 2 | 7600 | 90 | 84 | 20 | 0.9 | 4000 | 82
P6YNSXK5 | Lumen Focus, LLC | NVL | NVL 2 VH UV PG FDA 830 | Outdoor Luminaires | Low Output | Parking Garage Luminaires | Standard | TRUE | 3068 | 73.44 | 41.77 | 18.91 | 0.92 | 3070 | 84.06 | 5 | 50000 | 4/18/2016 12:00:00 AM | Not Yet Verified | Not Yet Verified | Not Yet Verified |  | 2.1 | 3067.8 | 73.6 | 41.7 | 18.91 | 0.921 | 3000 | 84.06
PMFEAZXR | Lumen Focus, LLC | NVL | NVL 2 VH UV PG FDA 840 | Outdoor Luminaires | Low Output | Parking Garage Luminaires | Standard | FALSE | [9 empty] | 4/18/2016 12:00:00 AM | Not Yet Verified | Not Yet Verified | Not Yet Verified |  |  | 3067.8 | 73.6 | 42 | 18.91 | 0.921 | 4000 | 82
PRQCFZGP | Lumen Focus, LLC | NVL | NVL 2 VH UV PG FDA 850 | Outdoor Luminaires | Low Output | Parking Garage Luminaires | Standard | FALSE | [9 empty] | 4/18/2016 12:00:00 AM | Not Yet Verified | Not Yet Verified | Not Yet Verified |  |  | 3546 | 73.6 | 42.143 | 18.91 | 0.921 | 5000 | 88.85
P000010RS | Lumerica Corporation | Lumerica | LM 520-175 | Outdoor Luminaires | Mid Output | Parking Garage Luminaires | Standard | TRUE | 6848.4 | 99.11 | 69.1 | 16.5 | 0.941 | 5294 | 73.3 | 5 | 114000 | 4/11/2014 12:00:00 AM | Not Yet Verified | Not Yet Verified | Not Yet Verified |  | 2.1 | 6848.4 | 99.1 | 69.01 | 16.5 | 0.941 | 5294 | 73
PG8KHTD9 | Lumia Energy Solutions LLC | LUMIA | LPGL0042S | Outdoor Luminaires | Low Output | Parking Garage Luminaires | Standard | TRUE | 3954.5 | 94.22 | 41.97 | 25 | 0.878 | 3223 | 80.2 | 5 | 50000 | 9/29/2014 12:00:00 AM | Not Yet Verified | Not Yet Verified | Not Yet Verified |  | 2.1
PTJ6PMTD | Lumia Energy Solutions LLC | LUMIA | LPGL0042E | Outdoor Luminaires | Low Output | Parking Garage Luminaires | Standard | FALSE | [9 empty] | 9/29/2014 12:00:00 AM | Not Yet Verified | Not Yet Verified | Not Yet Verified |  |  | 4000 | 98 | 42 | 20 | 0.98 | 5000 | 81
PS331EF5 | Lumia Energy Solutions LLC | LUMIA | LPGL0042D | Outdoor Luminaires | Low Output | Parking Garage Luminaires | Standard | FALSE | [9 empty] | 9/29/2014 12:00:00 AM | Not Yet Verified | Not Yet Verified | Not Yet Verified |  |  | 4083.4 | 98.75 | 41.35 | 23.1 | 0.9878 | 5995 | 83.1
PXZ9BU2Z | Lumight LLC | Lumight | L-SM60DCX | Outdoor Luminaires | Mid Output | Parking Garage Luminaires | Standard | TRUE | 5406.2 | 86.48 | 62.51 | 16.8 | 0.9041 | 3957 | 75.4 | 5 | 50000 | 4/1/2016 12:00:00 AM | Dimmable | Continuous Below 10 | No |  | 3.1 | 5406.2 | 86.48 | 62.51 | 16.8 | 0.9041 | 4000 | 75.4
PAAGCAJX | Lumight LLC | Lumight | L-SM60CX | Outdoor Luminaires | Mid Output | Parking Garage Luminaires | Standard | TRUE | 5913.4 | 96.27 | 61.42 | 16.71 | 0.9216 | 4007 | 75.3 | 5 | 50000 | 4/1/2016 12:00:00 AM | Not Dimmable | Not Dimmable | No |  | 3.1 | 5998.4 | 99.12 | 60.52 | 16.71 | 0.9216 | 4000 | 75.3
P14KX78Z | Lumight LLC | Lumight | L-SM80DCX | Outdoor Luminaires | Mid Output | Parking Garage Luminaires | Standard | TRUE | 6926.4 | 84.15 | 82.31 | 15.41 | 0.9054 | 3977 | 75.4 | 5 | 50000 | 4/1/2016 12:00:00 AM | Dimmable | Continuous Below 10 | No |  | 3.1 | 6926.4 | 84.15 | 82.31 | 15.41 | 0.9054 | 4000 | 75.4
PTY7YMV8 | Lumight LLC | Lumight | L-SM80CX | Outdoor Luminaires | Mid Output | Parking Garage Luminaires | Standard | TRUE | 7583.3 | 90.93 | 83.4 | 15.2 | 0.9199 | 4028 | 76.3 | 5 | 50000 | 4/1/2016 12:00:00 AM | Not Dimmable | Not Dimmable | No |  | 3.1 | 7706.2 | 93.23 | 82.66 | 15.2 | 0.9199 | 4000 | 76.3
PYN5JC2U | Luminlite LLC | LuminLite | VEDV452FD40MVWV | Outdoor Luminaires | Mid Output | Parking Garage Luminaires | Standard | TRUE | 5014 | 98.09 | 51.115 | 18.032 | 0.9368 | 4082 | 82.77 | 5 | 50000 | 6/15/2015 12:00:00 AM | Not Yet Verified | Not Yet Verified | Not Yet Verified |  | 2 | 5000 | 98 | 51 |  | 0.9 | 4000 | 82
PQNJWCEP | Luminlite LLC | LuminLite | VEDV478FD40MVWV | Outdoor Luminaires | Mid Output | Parking Garage Luminaires | Standard | TRUE | 7648 | 91.36 | 83.717 | 19.261 | 0.9167 | 4118 | 82.82 | 5 | 50000 | 6/15/2015 12:00:00 AM | Not Yet Verified | Not Yet Verified | Not Yet Verified |  | 2 | 7600 | 90 | 84 |  | 0.9 | 4000 | 82
PWAX98YZ | Luminlite LLC | LuminLite | VEDV242FD30MVW | Outdoor Luminaires | Low Output | Parking Garage Luminaires | Standard | TRUE | 3068 | 73.44 | 41.77 | 18.91 | 0.92 | 3070 | 84.06 | 5 | 50000 | 6/15/2015 12:00:00 AM | Not Yet Verified | Not Yet Verified | Not Yet Verified |  | 2.1 | 3067.8 | 73.6 | 41.7 | 18.91 | 0.921 | 3000 | 84.06
PQNQNC75 | Luminlite LLC | LuminLite | VEDV242FD50MVW | Outdoor Luminaires | Low Output | Parking Garage Luminaires | Standard | FALSE | [9 empty] | 6/15/2015 12:00:00 AM | Not Yet Verified | Not Yet Verified | Not Yet Verified |  |  | 3546 | 73.6 | 42.143 | 18.91 | 0.921 | 5000 | 88.85
PPEQF5DD | Luminlite LLC | LuminLite | VEDV242FD40MVW | Outdoor Luminaires | Low Output | Parking Garage Luminaires | Standard | FALSE | [9 empty] | 6/15/2015 12:00:00 AM | Not Yet Verified | Not Yet Verified | Not Yet Verified |  |  | 3067.8 | 73.6 |  | 18.91 | 0.921 | 4000
P1CNCWD5 | Luminlite LLC | LuminLite | VEDV242FD35MVW | Outdoor Luminaires | Low Output | Parking Garage Luminaires | Standard | FALSE | [9 empty] | 6/15/2015 12:00:00 AM | Not Yet Verified | Not Yet Verified | Not Yet Verified |  |  | 3067.8 | 73.6 |  | 18.91 | 0.921 | 3500
PCNMH3WB | Luminlite LLC | LuminLite | VEDV473FD40MVWV | Outdoor Luminaires | Mid Output | Parking Garage Luminaires | Standard | TRUE | 6924 | 86.96 | 79.24 | 18.286 | 0.9091 | 4029 | 84 | 5 |  | 6/15/2015 12:00:00 AM | Not Yet Verified | Not Yet Verified | Not Yet Verified |  | 2 | 6924 | 87 | 79.6 |  |  | 4000
PTC24UAF | Luminoso, LLC | Luminoso | ECPY-14-45W-40K-W-Y | Outdoor Luminaires | Low Output | Parking Garage Luminaires | Standard | TRUE | 4005.121 | 91.722 | 43.666 | 13.77 | 0.9507 | 3991 | 83.5 | 5 | 50000 | 7/18/2016 12:00:00 AM | Not Dimmable | Not Dimmable | Not Yet Verified |  | 2.1 | 4005.121 | 91.722 | 43.666 | 13.77 | 0.987 | 3991 | 83.5
P83RUZWB | Luminoso, LLC | Luminoso | ECPY-14-45W-50K-W-Y | Outdoor Luminaires | Low Output | Parking Garage Luminaires | Standard | FALSE | [9 empty] | 7/18/2016 12:00:00 AM | Not Dimmable | Not Dimmable | Not Yet Verified |  |  | 4149.603 | 95.022 | 43.67 | 13.77 | 0.993 | 5074 | 82.3
P65VZR9U | Luminoso, LLC | Luminoso | ECPY-14-70W-40K-W-Y | Outdoor Luminaires | Mid Output | Parking Garage Luminaires | Standard | TRUE | 5703.348 | 79.834 | 71.44 | 21.55 | 0.9074 | 4108 | 85 | 5 | 50000 | 7/18/2016 12:00:00 AM | Not Dimmable | Not Dimmable | Not Yet Verified |  | 2.1 | 5703.348 | 79.834 | 71.44 | 21.55 | 0.983 | 4108 | 85
PSE1R19F | Luminoso, LLC | Luminoso | ECPY-14-70W-50K-W-Y | Outdoor Luminaires | Mid Output | Parking Garage Luminaires | Standard | FALSE | [9 empty] | 7/18/2016 12:00:00 AM | Not Dimmable | Not Dimmable | Not Yet Verified |  |  | 5928.278 | 86.255 | 68.73 | 21.55 | 0.977 | 5286 | 77.1
P00001JOC | LuxEvo Inc. | LuxEvo | LE-LB-050-30-144 | Outdoor Luminaires | Low Output | Parking Garage Luminaires | Standard | TRUE | 4091.8 | 83.2 | 49.19 | 17.15 | 0.872 | 3038 | 73.4 | 10 | 50000 | 6/10/2014 12:00:00 AM | Not Yet Verified | Not Yet Verified | Not Yet Verified |  | 2.1 |  |  | 50 |  | 0.9 | 3000
PSCVUDGC | LuxEvo Inc. | LuxEvo | LE-LB-050-57-144 | Outdoor Luminaires | Low Output | Parking Garage Luminaires | Standard | FALSE | [9 empty] | 5/18/2016 12:00:00 AM | Not Yet Verified | Not Yet Verified | Not Yet Verified |  |  | 4500 | 90 | 50 |  | 0.9 | 5700 | 70
P00001JOI | LuxEvo Inc. | LuxEvo | LE-LB-075-30-144 | Outdoor Luminaires | Mid Output | Parking Garage Luminaires | Standard | TRUE | 6284.1 | 85.5 | 73.49 | 17.68 | 0.89 | 3027 | 73.3 | 10 | 50000 | 6/10/2014 12:00:00 AM | Not Yet Verified | Not Yet Verified | Not Yet Verified |  | 2.1 |  |  | 75 |  | 0.9 | 3000
P2CS76HA | LuxEvo Inc. | LuxEvo | LE-LB-075-57-144 | Outdoor Luminaires | Mid Output | Parking Garage Luminaires | Standard | FALSE | [9 empty] | 5/18/2016 12:00:00 AM | Not Yet Verified | Not Yet Verified | Not Yet Verified |  |  | 6500 | 90 | 75 |  | 0.9 | 5700 | 70
P000010VD | MaxLite, Inc | MAXLITE | MLPKG70LED50XXXXXX | Outdoor Luminaires | Mid Output | Parking Garage Luminaires | Standard | TRUE | 5389.3 | 102.8 | 52.41 | 15.97 | 0.8767 | 5260 | 79 | 5 | 85000 | 10/25/2011 12:00:00 AM | Dimmable | Continuous Below 10 | Not Yet Verified |  | 2.1 | 5385 | 102 | 70 |  | 0.87 | 5000 | 75
P000010VF | MaxLite, Inc | MAXLITE | MLPKG40LED50XXXXXX | Outdoor Luminaires | Low Output | Parking Garage Luminaires | Standard | TRUE | 4105.5 | 110.1 | 36.46 | 8.89 | 0.9409 | 5223 | 78.6 | 5 | 100000 | 1/24/2012 12:00:00 AM | Dimmable | Continuous Below 10 | Not Yet Verified |  | 2.1 | 4015 | 110 | 40 |  |  | 5000 | 75
PHSU1DXK | MaxLite, Inc | MAXLED | PKGS45UT540 | Outdoor Luminaires | Low Output | Parking Garage Luminaires | Standard | TRUE | 4383 | 95.67 | 45.67 | 16.22 | 0.94 | 4346 | 72.1 | 5 |  | 4/14/2016 12:00:00 AM | Not Yet Verified | Not Yet Verified | Not Yet Verified |  | 2.1 | 4470 | 97.7 | 45.75 | 20 | 0.9 | 4000 | 70
PZHUGH1J | MaxLite, Inc | MAXLED | PKGS45UT550 | Outdoor Luminaires | Low Output | Parking Garage Luminaires | Standard | FALSE | [9 empty] | 4/14/2016 12:00:00 AM | Not Yet Verified | Not Yet Verified | Not Yet Verified |  |  | 4876 | 107.4 | 45.39 | 20 | 0.9 | 5000 | 70
PPPK3YWA | MaxLite, Inc | MAXLED | PKGS45UT540MS | Outdoor Luminaires | Low Output | Parking Garage Luminaires | Standard | TRUE | 4810.03 | 105.1 | 45.77 | 15.8 | 0.9485 | 3960.2 | 72.9 | 5 | 50000 | 4/14/2016 12:00:00 AM | Not Dimmable | Not Dimmable | Not Yet Verified |  | 2.1 | 4810 | 105 | 45.77 | 20 | 0.9 | 4000 | 70
PQXC7699 | MaxLite, Inc | MAXLED | PKGS45UT550MS | Outdoor Luminaires | Low Output | Parking Garage Luminaires | Standard | FALSE | [9 empty] | 4/14/2016 12:00:00 AM | Not Dimmable | Not Dimmable | Not Yet Verified |  |  | 4930 | 108 | 45.24 | 20 | 0.9 | 5000 | 70
P3QE3J8E | MaxLite, Inc | MAXLED | PKGS45HT540 | Outdoor Luminaires | Low Output | Parking Garage Luminaires | Standard | TRUE | 4252 | 98.15 | 43.32 | 8.86 | 0.97 | 4077 | 71.2 | 5 | 50000 | 4/14/2016 12:00:00 AM | Not Yet Verified | Not Yet Verified | Not Yet Verified |  | 2.1 | 4500 | 100 | 45 |  |  | 4000 | 70
PQMS8QUS | MaxLite, Inc | MAXLED | PKGS45HT550 | Outdoor Luminaires | Low Output | Parking Garage Luminaires | Standard | FALSE | [9 empty] | 4/14/2016 12:00:00 AM | Not Yet Verified | Not Yet Verified | Not Yet Verified |  |  | 4500 | 100 | 45 |  |  | 5000 | 70
PD8ZQRKD | MaxLite, Inc | MAXLED | PKGS45HT540MS | Outdoor Luminaires | Low Output | Parking Garage Luminaires | Standard | TRUE | 4338 | 99.04 | 43.8 | 11.05 | 0.966 | 4149 | 71.2 | 5 |  | 4/14/2016 12:00:00 AM | Not Dimmable | Not Dimmable | Not Yet Verified |  | 2.1 | 4600 | 102 | 45 |  |  | 4000 | 70
P7GNXFV3 | MaxLite, Inc | MAXLED | PKGS45HT550MS | Outdoor Luminaires | Low Output | Parking Garage Luminaires | Standard | FALSE | [9 empty] | 4/14/2016 12:00:00 AM | Not Dimmable | Not Dimmable | Not Yet Verified |  |  | 4800 | 106 | 45 |  |  | 5000 | 70
PEMJMXEP | MaxLite, Inc | MaxLite | CPL30AUP50B000 | Outdoor Luminaires | Low Output | Parking Garage Luminaires | Standard | TRUE | 2866.8 | 97.2 | 29.5 | 21.72 | 0.8721 | 4976 | 76.3 | 5 | 50000 | 8/17/2016 12:00:00 AM | Dimmable | Continuous Below 10 | Yes |  | 4 | 2895 | 96 | 30 | 21.72 | 0.87 | 5000 | 75
PH57RZA3 | MaxLite, Inc | MaxLite | CPL40AUP50B000 | Outdoor Luminaires | Low Output | Parking Garage Luminaires | Standard | TRUE | 4063.7 | 99.7 | 40.75 | 12.67 | 0.9086 | 4063.7 | 77.3 | 5 | 50000 | 8/17/2016 12:00:00 AM | Dimmable | Continuous Below 10 | Yes |  | 4 | 3965 | 99.12 | 40 | 12.67 | 0.91 | 5000 | 75
PEYW2M7M | MaxLite, Inc | MaxLite | CPL58AUP50B000 | Outdoor Luminaires | Mid Output | Parking Garage Luminaires | Standard | TRUE | 5453.2 | 104.1 | 52.39 | 12.47 | 0.9189 | 5037 | 76.8 | 5 | 50000 | 8/17/2016 12:00:00 AM | Dimmable | Continuous Below 10 | Yes |  | 4 | 5180 | 89.31 | 58 | 12.47 | 0.92 | 5000 | 75
PETPTATN | MaxLite, Inc | MAXLED | PKG45U50[B,W][PC12, PC27, IBB] | Outdoor Luminaires | Low Output | Parking Garage Luminaires | Standard | TRUE | 4225.1 | 95.1 | 44.45 | 17.78 | 0.9526 | 5332 | 84.9 | 5 | 50000 | 9/21/2015 12:00:00 AM | Not Dimmable | Not Dimmable | Yes |  | 3 | 4225.1 | 95.1 | 44.45 | 17.78 | 0.9526 | 5000 | 84.9
PVBDTMAZ9 | MaxLite, Inc | MAXLED | PKG30U50[B,W][PC12, PC27, IBB] | Outdoor Luminaires | Low Output | Parking Garage Luminaires | Premium | TRUE | 3293.7 | 101.7 | 32.4 | 17.43 | 0.9555 | 5230 | 84.9 | 5 | 50000 | 9/21/2015 12:00:00 AM | Not Dimmable | Not Dimmable | Yes |  | 3 | 3293.7 | 101.7 | 32.4 | 17.43 | 0.9555 | 5000 | 85
P55X5ER3 | MaxLite, Inc | Maxlite | CD40UT550CMBSS | Outdoor Luminaires | Low Output | Parking Garage Luminaires | Premium | TRUE | 3928.9 | 97.23 | 40.41 | 18.36 | 0.9225 | 4823 | 84.7 | 5 | 50000 | 3/8/2016 12:00:00 AM | Not Dimmable | Not Dimmable | No |  | 3.1 | 3928.9 | 97.23 | 40.41 | 18.36 | 0.9225 | 5000 | 84.7
PEARHJDC | MaxLite, Inc | Maxlite | CD60UT550CMBSS | Outdoor Luminaires | Mid Output | Parking Garage Luminaires | Standard | TRUE | 6112.3 | 101.66 | 60.13 | 18.15 | 0.9262 | 5075 | 84.6 | 5 | 50000 | 3/8/2016 12:00:00 AM | Not Dimmable | Not Dimmable | No |  | 3.1 | 6112.3 | 101.66 | 60.13 | 18.15 | 0.9262 | 5000 | 84.6
PH1EDPKM | MaxLite, Inc | MaxLite | CP25AUTP50[B,W][000,100,200,300,400] | Outdoor Luminaires | Low Output | Parking Garage Luminaires | Premium | TRUE | 2633.2 | 107.02 | 24.6 | 13.1 | 0.9527 | 5308 | 84.9 | 5 | 50000 | 6/2/2016 12:00:00 AM | Dimmable | Continuous Below 10 | Yes |  | 3.1 | 2633.2 | 107.02 | 24.6 | 13.05 | 0.953 | 5379 | 84.7
PJWNEZNB | MaxLite, Inc | MaxLite | CP55AUTP50[B,W][000,100,200,300,400] | Outdoor Luminaires | Low Output | Parking Garage Luminaires | Premium | FALSE | [9 empty] | 6/2/2016 12:00:00 AM | Dimmable | Continuous Below 10 | Yes |  |  | 4999.3 | 97 | 51.74 | 14.66 | 0.954 | 5572 | 84.9
PFCFXPD2 | MaxLite, Inc | MaxLite | CP40AUTP50[B,W][000,100,200,300,400] | Outdoor Luminaires | Low Output | Parking Garage Luminaires | Premium | FALSE | [9 empty] | 6/2/2016 12:00:00 AM | Dimmable | Continuous Below 10 | Yes |  |  | 4019.2 | 105.5 | 38.1 | 14.3 | 0.931 | 5474 | 84.5
PKJH1BSF | MaxLite, Inc | MAXLED | LSP9605HU55DV35PKG | Outdoor Luminaires | Mid Output | Parking Garage Luminaires | Standard | TRUE | 7095 | 121.9 | 58.2 | 12.43 | 0.955 | 3558 | 85 | 5 | 50000 | 6/19/2015 12:00:00 AM | Dimmable | Continuous Below 10 | Not Yet Verified |  | 2.1 | 5700 | 95 | 55 |  | 0.91 | 3500 | 80
PC3ETNJC | MaxLite, Inc | MAXLED | LSP9605SU55DV35PKG | Outdoor Luminaires | Mid Output | Parking Garage Luminaires | Standard | FALSE | [9 empty] | 6/19/2015 12:00:00 AM | Dimmable | Continuous Below 10 | Not Yet Verified |  |  | 5700 | 95 | 55 |  | 0.91 | 3500 | 80
PKP3M11T | MaxLite, Inc | MAXLED | LSP9605HU55DV50PKG | Outdoor Luminaires | Mid Output | Parking Garage Luminaires | Standard | FALSE | [9 empty] | 6/19/2015 12:00:00 AM | Dimmable | Continuous Below 10 | Not Yet Verified |  |  | 8010 | 137 | 55 |  | 0.91 | 5000 | 80
P68UKDAT | MaxLite, Inc | MAXLED | LSP9605SU55DV50PKG | Outdoor Luminaires | Mid Output | Parking Garage Luminaires | Standard | FALSE | [9 empty] | 6/19/2015 12:00:00 AM | Dimmable | Continuous Below 10 | Not Yet Verified |  |  | 8010 | 137 | 55 |  | 0.91 | 5000 | 80
P2G9V6WD | MaxLite, Inc | Maxlite | QM3A[U,H]3AU7T550CPBxxx | Outdoor Luminaires | Mid Output | Parking Garage Luminaires | Premium | FALSE | [9 empty] | 1/7/2016 12:00:00 AM | Dimmable | Continuous Below 10 | No |  |  | 9060 | 107.06 | 82.58 | 4.7 | 0.9606 | 5000 | 73
P7PEA2YU | MaxLite, Inc | Maxlite | QM4A[U,H]4AU7T350CPBxxx | Outdoor Luminaires | High Output | Parking Garage Luminaires | Premium | FALSE | [9 empty] | 1/7/2016 12:00:00 AM | Dimmable | Continuous Below 10 | No |  |  | 12507 | 113.39 | 107.5 | 10.6 | 0.9443 | 5000 | 73
PJ82776G | MaxLite, Inc | Maxlite | QM4A[U,H]4AU7T450CPBxxx | Outdoor Luminaires | High Output | Parking Garage Luminaires | Premium | FALSE | [9 empty] | 1/7/2016 12:00:00 AM | Dimmable | Continuous Below 10 | No |  |  | 12038 | 111.06 | 107.5 | 10.6 | 0.9443 | 5000 | 73
PSAZ3Y5Z | MaxLite, Inc | Maxlite | QM6A[U,H]6AU7T550CPBxxx | Outdoor Luminaires | High Output | Parking Garage Luminaires | Premium | FALSE | [9 empty] | 1/7/2016 12:00:00 AM | Dimmable | Continuous Below 10 | No |  |  | 17839 | 109.82 | 161.6 | 7.23 | 0.9708 | 5000 | 77
PH2WUX5S | MaxLite, Inc | Maxlite | QM2A[U,H]2AU7T540CPBxxx | Outdoor Luminaires | Mid Output | Parking Garage Luminaires | Premium | FALSE | [9 empty] | 1/7/2016 12:00:00 AM | Dimmable | Continuous Below 10 | No |  |  | 5848 | 103.91 | 56.3 | 6.3 | 0.9179 | 4000 | 73
PVGXDZPP | MaxLite, Inc | Maxlite | QM4A[U,H]4AU7T340CPBxxx | Outdoor Luminaires | High Output | Parking Garage Luminaires | Premium | FALSE | [9 empty] | 1/7/2016 12:00:00 AM | Dimmable | Continuous Below 10 | No |  |  | 11865 | 107.97 | 107.6 | 10 | 0.9464 | 4000 | 74
PVECCX9J | MaxLite, Inc | Maxlite | QM4A[U,H]4AU7T540CPBxxx | Outdoor Luminaires | High Output | Parking Garage Luminaires | Premium | FALSE | [9 empty] | 1/7/2016 12:00:00 AM | Dimmable | Continuous Below 10 | No |  |  | 11675 | 108.18 | 107.5 | 10.6 | 0.9443 | 4000 | 74
PVSC3ZXF | MaxLite, Inc | Maxlite | QM5A[U,H]5AU7T540CPBxxx | Outdoor Luminaires | High Output | Parking Garage Luminaires | Premium | FALSE | [9 empty] | 1/7/2016 12:00:00 AM | Dimmable | Continuous Below 10 | No |  |  | 14417 | 109.39 | 135.5 | 8.6 | 0.9608 | 4000 | 74
P26DM9AY | MaxLite, Inc | Maxlite | QM5A[U,H]5AU7T350CPBxxx | Outdoor Luminaires | High Output | Parking Garage Luminaires | Premium | FALSE | [9 empty] | 1/7/2016 12:00:00 AM | Dimmable | Continuous Below 10 | No |  |  | 15388 | 116.02 | 134.14 | 8.87 | 0.9609 | 5000 | 73
PJVSSYMW | MaxLite, Inc | Maxlite | QM6A[U,H]6AU7T350CPBxxx | Outdoor Luminaires | High Output | Parking Garage Luminaires | Premium | FALSE | [9 empty] | 1/7/2016 12:00:00 AM | Dimmable | Continuous Below 10 | No |  |  | 17953 | 113.15 | 161.6 | 7.23 | 0.9708 | 5000 | 77
P9SZNWYJ | MaxLite, Inc | Maxlite | QM2A[U,H]2AU7T440CPBxxx | Outdoor Luminaires | Mid Output | Parking Garage Luminaires | Premium | FALSE | [9 empty] | 1/7/2016 12:00:00 AM | Dimmable | Continuous Below 10 | No |  |  | 5767 | 102.52 | 56.3 | 6.3 | 0.9179 | 4000 | 73
PU8KHVJT | MaxLite, Inc | Maxlite | QM5A[U,H]5AU7T450CPBxxx | Outdoor Luminaires | High Output | Parking Garage Luminaires | Premium | FALSE | [9 empty] | 1/7/2016 12:00:00 AM | Dimmable | Continuous Below 10 | No |  |  | 14869 | 111.71 | 134.14 | 8.87 | 0.9609 | 5000 | 73
PD3EBXND | MaxLite, Inc | Maxlite | QM5A[U,H]5AU7T340CPBxxx | Outdoor Luminaires | High Output | Parking Garage Luminaires | Premium | FALSE | [9 empty] | 1/7/2016 12:00:00 AM | Dimmable | Continuous Below 10 | No |  |  | 14626 | 109.78 | 135.5 | 8.6 | 0.9608 | 4000 | 74
PN6S93TQ | MaxLite, Inc | Maxlite | QM6A[U,H]6AU7T340CPBxxx | Outdoor Luminaires | High Output | Parking Garage Luminaires | Premium | FALSE | [9 empty] | 1/7/2016 12:00:00 AM | Dimmable | Continuous Below 10 | No |  |  | 17775 | 108.79 | 159.9 | 7.7 | 0.9708 | 4000 | 73
PXTS96HG | MaxLite, Inc | Maxlite | QM6A[U,H]6AU7T540CPBxxx | Outdoor Luminaires | High Output | Parking Garage Luminaires | Premium | FALSE | [9 empty] | 1/7/2016 12:00:00 AM | Dimmable | Continuous Below 10 | No |  |  | 17537 | 106.97 | 159.9 | 7.7 | 0.9708 | 4000 | 73
P6V461TZ | MaxLite, Inc | Maxlite | QM5A[U,H]5AU7T550CPBxxx | Outdoor Luminaires | High Output | Parking Garage Luminaires | Premium | FALSE | [9 empty] | 1/7/2016 12:00:00 AM | Dimmable | Continuous Below 10 | No |  |  | 15258 | 113.06 | 134.14 | 8.87 | 0.9609 | 5000 | 73
PNNCWRVE | MaxLite, Inc | Maxlite | QM6A[U,H]6AU7T450CPBxxx | Outdoor Luminaires | High Output | Parking Garage Luminaires | Premium | FALSE | [9 empty] | 1/7/2016 12:00:00 AM | Dimmable | Continuous Below 10 | No |  |  | 17661 | 107.55 | 161.6 | 7.23 | 0.9708 | 5000 | 77
PQKZ5XQC | MaxLite, Inc | Maxlite | QM2A[U,H]2AU7T550CPBxxx | Outdoor Luminaires | Mid Output | Parking Garage Luminaires | Premium | FALSE | [9 empty] | 1/7/2016 12:00:00 AM | Dimmable | Continuous Below 10 | No |  |  | 6091 | 104.66 | 56.3 | 6.3 | 0.9179 | 5000 | 80
PF4WSKFU | MaxLite, Inc | Maxlite | QM4A[U,H]4AU7T550CPBxxx | Outdoor Luminaires | High Output | Parking Garage Luminaires | Premium | FALSE | [9 empty] | 1/7/2016 12:00:00 AM | Dimmable | Continuous Below 10 | No |  |  | 12291 | 113.99 | 107.5 | 10.6 | 0.9443 | 5000 | 73
PR175EGP | MaxLite, Inc | Maxlite | QM2A[U,H]2AU7T450CPBxxx | Outdoor Luminaires | Mid Output | Parking Garage Luminaires | Premium | FALSE | [9 empty] | 1/7/2016 12:00:00 AM | Dimmable | Continuous Below 10 | No |  |  | 5934 | 104.39 | 56.3 | 6.3 | 0.9179 | 5000 | 73
PMX4MYCG | MaxLite, Inc | Maxlite | QM3A[U,H]3AU7T540CPBxxx | Outdoor Luminaires | Mid Output | Parking Garage Luminaires | Premium | FALSE | [9 empty] | 1/7/2016 12:00:00 AM | Dimmable | Continuous Below 10 | No |  |  | 8758 | 105.65 | 82.6 | 4.9 | 0.9607 | 4000 | 74
PKBJ7K5X | MaxLite, Inc | Maxlite | QM6A[U,H]6AU7T440CPBxxx | Outdoor Luminaires | High Output | Parking Garage Luminaires | Premium | FALSE | [9 empty] | 1/7/2016 12:00:00 AM | Dimmable | Continuous Below 10 | No |  |  | 17332 | 107.05 | 159.9 | 7.7 | 0.9708 | 4000 | 73
P8GNQQUT | MaxLite, Inc | Maxlite | QM3A[U,H]3AU7T450CPBxxx | Outdoor Luminaires | Mid Output | Parking Garage Luminaires | Premium | FALSE | [9 empty] | 1/7/2016 12:00:00 AM | Dimmable | Continuous Below 10 | No |  |  | 8845 | 107.06 | 81.3 | 4.7 | 0.9606 | 5000 | 73
PCQ1ZSRH | MaxLite, Inc | MAXLED | LSP4805XX44DV35PKG | Outdoor Luminaires | Low Output | Parking Garage Luminaires | Standard | TRUE | 4153 | 105.9 | 39.2 | 17.76 | 0.933 | 3548 | 85.2 | 5 | 50000 | 9/23/2015 12:00:00 AM | Not Yet Verified | Not Yet Verified | Not Yet Verified |  | 2.1 | 3967 | 101 | 39.26 | 18 | 0.99 | 3548 | 85
PUVQDB18 | MaxLite, Inc | MAXLED | LSP4805XX44DV50PKG | Outdoor Luminaires | Mid Output | Parking Garage Luminaires | Standard | TRUE | 5063 | 129.5 | 39.1 | 16.26 | 0.941 | 5295 | 83.7 | 5 | 50000 | 9/23/2015 12:00:00 AM | Not Yet Verified | Not Yet Verified | Not Yet Verified |  |  | 5063 | 129 | 39 | 16 | 0.99 | 5295 | 84
PR75B1BJ | MaxLite, Inc | MAXLED | LSP9605XX80DV35PKG | Outdoor Luminaires | Mid Output | Parking Garage Luminaires | Standard | FALSE | [9 empty] | 9/23/2015 12:00:00 AM | Not Yet Verified | Not Yet Verified | Not Yet Verified |  |  | 9365 | 119 | 78 | 17 | 0.99 | 3564 | 85
PZBNVK66 | MaxLite, Inc | MAXLED | LSP9605XX80DV50PKG | Outdoor Luminaires | High Output | Parking Garage Luminaires | Standard | FALSE | [9 empty] | 9/23/2015 12:00:00 AM | Not Yet Verified | Not Yet Verified | Not Yet Verified |  |  | 10498 | 133 | 79 | 17 | 0.99 | 5308 | 84
PN7U7XNE | MaxLite, Inc | Maxlite | PKG30U50BMSH | Outdoor Luminaires | Low Output | Parking Garage Luminaires | Standard | TRUE | 3293.7 | 101.7 | 32.4 | 17.43 | 0.9555 | 5230 | 84.9 | 5 | 100000 | 4/28/2015 12:00:00 AM | Not Dimmable | Not Dimmable | No |  | 3.1 | 3293.7 | 101.7 | 32.4 | 17.43 | 0.9555 | 5000 | 84.9
PVTB6ZWE | MaxLite, Inc | MAXLED | LSP4805UU44DV35XXXX | Outdoor Luminaires | Mid Output | Parking Garage Luminaires | Standard | TRUE | 4751 | 121.2 | 39.23 | 7.27 | 0.949 | 3403 | 84 | 5 | 50000 | 9/1/2016 12:00:00 AM | Dimmable | Continuous Above 10 | Yes |  | 4 | 4751 | 121.2 | 39.2 | 7.2 | 0.949 | 3403 | 84
P712242D | MaxLite, Inc | MAXLED | LSP9605UU80DV40XXXX | Outdoor Luminaires | Mid Output | Parking Garage Luminaires | Standard | FALSE | [9 empty] | 9/1/2016 12:00:00 AM | Dimmable | Continuous Above 10 | Yes |  |  | 9950 | 126.6 | 78.6 | 3.57 | 0.997 | 3943 | 83.4
PNRQDHY3 | MaxLite, Inc | MAXLED | LSP9605UU55DV35XXXX | Outdoor Luminaires | Mid Output | Parking Garage Luminaires | Standard | FALSE | [9 empty] | 9/1/2016 12:00:00 AM | Dimmable | Continuous Above 10 | Yes |  |  | 7423 | 128.1 | 58.2 | 7.03 | 0.957 | 3402 | 84.1
PBTZ9S61 | MaxLite, Inc | MAXLED | LSP9605UU80DV50XXXX | Outdoor Luminaires | Mid Output | Parking Garage Luminaires | Standard | FALSE | [9 empty] | 9/1/2016 12:00:00 AM | Dimmable | Continuous Above 10 | Yes |  |  | 9880 | 126.3 | 78.23 | 3.56 | 0.997 | 4992 | 85.1
PDTM627Z | MaxLite, Inc | MAXLED | LSP9605UU55DV50XXXX | Outdoor Luminaires | Mid Output | Parking Garage Luminaires | Standard | FALSE | [9 empty] | 9/1/2016 12:00:00 AM | Dimmable | Continuous Above 10 | Yes |  |  | 7859 | 131.7 | 59.69 | 5.77 | 0.997 | 5001 | 85.6
PXYHFMN9 | MaxLite, Inc | MAXLED | LSP9605UU80DV35XXXX | Outdoor Luminaires | Mid Output | Parking Garage Luminaires | Standard | FALSE | [9 empty] | 9/1/2016 12:00:00 AM | Dimmable | Continuous Above 10 | Yes |  |  | 9417 | 120.7 | 78.1 | 6.7 | 0.952 | 3411 | 84
P796VM5T | MaxLite, Inc | MAXLED | LSP9605UU55DV40XXXX | Outdoor Luminaires | Mid Output | Parking Garage Luminaires | Standard | FALSE | [9 empty] | 9/1/2016 12:00:00 AM | Dimmable | Continuous Above 10 | Yes |  |  | 7801 | 133.3 | 58.5 | 3.86 | 0.997 | 3939 | 83.5
PNWF94VY | MaxLite, Inc | MAXLED | LSP4805UU44DV40XXXX | Outdoor Luminaires | Mid Output | Parking Garage Luminaires | Standard | FALSE | [9 empty] | 9/1/2016 12:00:00 AM | Dimmable | Continuous Above 10 | Yes |  |  | 4948 | 123.8 | 39.9 | 5 | 0.997 | 3942 | 83.4
PQ973697 | MaxLite, Inc | MAXLED | LSP4805UU44DV50XXXX | Outdoor Luminaires | Mid Output | Parking Garage Luminaires | Standard | FALSE | [9 empty] | 9/1/2016 12:00:00 AM | Dimmable | Continuous Above 10 | Yes |  |  | 4798 | 123.9 | 38.7 | 4.6 | 0.995 | 5000 | 84.3
PMEMZ5P2 | MaxLite, Inc | MAXLED | LSP4805HU44DV35PKG | Outdoor Luminaires | Low Output | Parking Garage Luminaires | Standard | TRUE | 4153 | 105.14 | 39.5 | 17.76 | 0.933 | 3548 | 85.2 | 5 | 50000 | 4/8/2015 12:00:00 AM | Dimmable | Continuous Below 10 | Not Yet Verified |  | 2.1 | 3900 | 100 | 38.8 |  | 0.91 | 3500
PWDF2NTU | MaxLite, Inc | MAXLED | LSP4805HU44DV50PKG | Outdoor Luminaires | Low Output | Parking Garage Luminaires | Standard | FALSE | [9 empty] | 4/8/2015 12:00:00 AM | Dimmable | Continuous Below 10 | Not Yet Verified |  |  | 4106 | 105.8 | 38.8 |  | 0.91 | 5000
PBJHFQPDA | MaxLite, Inc | MAXLED | LSV4806SU50DV50PKG | Outdoor Luminaires | Low Output | Parking Garage Luminaires | Standard | TRUE | 4159 | 88.19 | 47.16 | 17.94 | 0.894 | 4940 | 81.5 | 5 | 50000 | 11/24/2014 12:00:00 AM | Dimmable | Continuous Below 10 | Not Yet Verified |  | 2.1 | [5 empty] | 5000
PBFPU28K5 | MaxLite, Inc | MAXLED | LSV4806SU50DV50PKGMS | Outdoor Luminaires | Low Output | Parking Garage Luminaires | Standard | FALSE | [9 empty] | 11/24/2014 12:00:00 AM | Dimmable | Continuous Below 10 | Not Yet Verified |  |  | 4197 | 88.7 | 47.3 | 17.9 | 0.89 | 4940 | 88.7
PQZ8VE65 | Medinah Power | Medinah | MED-GLL450-60-XX-XX | Outdoor Luminaires | Mid Output | Parking Garage Luminaires | Standard | TRUE | 5406.2 | 86.48 | 62.51 | 16.8 | 0.9041 | 3957 | 75.4 | 5 | 50000 | 4/4/2016 12:00:00 AM | Dimmable | Continuous Below 10 | No |  | 3.1 | 5406.2 | 86.48 | 62.51 | 16.8 | 0.9041 | 4000 | 75.4
PPUM5ZD1 | Medinah Power | Medinah | MED-GLL450-80-XX-XX | Outdoor Luminaires | Mid Output | Parking Garage Luminaires | Standard | TRUE | 6926.4 | 84.15 | 82.31 | 15.41 | 0.9054 | 3977 | 75.4 | 5 | 50000 | 4/4/2016 12:00:00 AM | Dimmable | Continuous Below 10 | No |  | 3.1 | 6926.4 | 84.15 | 82.31 | 15.41 | 0.9054 | 4000 | 75.4
PGRWEZJW | Mester LED Limited | MESTER | CP65W27V40KDD | Outdoor Luminaires | Mid Output | Parking Garage Luminaires | Standard | TRUE | 6458 | 101.1 | 63.88 | 11.32 | 0.9239 | 3917 | 75 | 5 | 50000 | 8/11/2016 12:00:00 AM | Dimmable | Continuous Above 10 | No |  | 4 | 6500 | 100 | 65 | 11.32 | 0.9 | 4000 | 70
PASSS79Z | Mester LED Limited | MESTER | CP65W34V50KDD | Outdoor Luminaires | Mid Output | Parking Garage Luminaires | Standard | FALSE | [9 empty] | 8/11/2016 12:00:00 AM | Dimmable | Continuous Above 10 | No |  |  | 6700 | 103 | 65 | 16.62 | 0.9 | 5000 | 70
PXTN9FNA | Mester LED Limited | MESTER | CP65W27V50KDD | Outdoor Luminaires | Mid Output | Parking Garage Luminaires | Standard | FALSE | [9 empty] | 8/11/2016 12:00:00 AM | Dimmable | Continuous Above 10 | No |  |  | 6600 | 101 | 65 | 11.32 | 0.9 | 5000 | 70
P4Z7QARK | Mester LED Limited | MESTER | CP65W34V40KDD | Outdoor Luminaires | Mid Output | Parking Garage Luminaires | Standard | FALSE | [9 empty] | 8/11/2016 12:00:00 AM | Dimmable | Continuous Above 10 | No |  |  | 6450 | 99 | 65 | 16.62 | 0.9 | 4000 | 70
PHRXS1DT | Mester LED Limited | MESTER | CP70W27V40KYY | Outdoor Luminaires | Mid Output | Parking Garage Luminaires | Standard | TRUE | 5703.348 | 79.834 | 71.44 | 21.55 | 0.9074 | 4108 | 85 | 5 | 50000 | 6/2/2015 12:00:00 AM | Not Dimmable | Not Dimmable | Not Yet Verified |  | 2.1 | 5703.348 | 79.834 | 71.44 | 21.55 | 0.983 | 4108 | 85
P77S7QG5 | Mester LED Limited | MESTER | CP70W27V50KYY | Outdoor Luminaires | Mid Output | Parking Garage Luminaires | Standard | FALSE | [9 empty] | 6/2/2015 12:00:00 AM | Not Dimmable | Not Dimmable | Not Yet Verified |  |  | 5928.278 | 86.255 | 68.73 | 21.55 | 0.977 | 5286 | 77.1
P8QW1N22 | Mester LED Limited | MESTER | CP45W27V40KYY | Outdoor Luminaires | Low Output | Parking Garage Luminaires | Standard | TRUE | 4005.121 | 91.722 | 43.666 | 13.77 | 0.9507 | 3991 | 83.5 | 5 | 50000 | 6/2/2015 12:00:00 AM | Not Dimmable | Not Dimmable | Not Yet Verified |  | 2.1 | 4005.121 | 91.722 | 43.666 | 13.77 | 0.987 | 3991 | 83.5
P27F1QC2 | Mester LED Limited | MESTER | CP45W27V50KYY | Outdoor Luminaires | Low Output | Parking Garage Luminaires | Standard | FALSE | [9 empty] | 6/2/2015 12:00:00 AM | Not Dimmable | Not Dimmable | Not Yet Verified |  |  | 4149.603 | 95.022 | 43.67 | 13.77 | 0.993 | 5074 | 82.3
P443TDRV | Mester LED Limited | MESTER | CP45W52V40KYY | Outdoor Luminaires | Low Output | Parking Garage Luminaires | Standard | TRUE | 4010.419 | 92.13 | 43.53 | 2.81 | 0.9598 | 3946 | 75.1 | 5 | 50000 | 12/4/2015 12:00:00 AM | Dimmable | Continuous Below 10 | Yes |  | 3 | 4000 | 88 | 45 | 5 | 0.9 | 4000 | 72
PBTM6ZFE | Mester LED Limited | MESTER | CP45W52V50KYY | Outdoor Luminaires | Low Output | Parking Garage Luminaires | Standard | FALSE | [9 empty] | 12/4/2015 12:00:00 AM | Dimmable | Continuous Below 10 | Yes |  |  | 4000 | 88 | 45 | 5 | 0.9 | 5000 | 72
PF65ANDC | Mester LED Limited | MESTER | CP45W[27,34]V40KX[BLANK,M] | Outdoor Luminaires | Low Output | Parking Garage Luminaires | Standard | TRUE | 4101.1 | 90.19 | 45.47 | 18.62 | 0.9132 | 3958 | 73.5 | 5 | 50000 | 9/1/2016 12:00:00 AM | Not Dimmable | Not Dimmable | Yes |  | 3.1 | 4100 | 91 | 45 | 14 | 0.9 | 4000 | 70
PBZ4BNPB | Mester LED Limited | MESTER | CP45W[27,34]V50KX[BLANK,M]D | Outdoor Luminaires | Low Output | Parking Garage Luminaires | Standard | FALSE | [9 empty] | 9/1/2016 12:00:00 AM | Dimmable | Continuous Below 10 | Yes |  |  | 4200 | 93 | 45 | 14 | 0.9 | 5000 | 70
PCNJVFZS | Mester LED Limited | MESTER | CP45W[27,34]V40KX[BLANK,M]D | Outdoor Luminaires | Low Output | Parking Garage Luminaires | Standard | FALSE | [9 empty] | 9/1/2016 12:00:00 AM | Dimmable | Continuous Below 10 | Yes |  |  | 4100 | 91 | 45 | 14 | 0.9 | 4000 | 70
PG6Z1UBQ | Mester LED Limited | MESTER | CP45W[27,34]V50KX[BLANK,M] | Outdoor Luminaires | Low Output | Parking Garage Luminaires | Standard | FALSE | [9 empty] | 9/1/2016 12:00:00 AM | Not Dimmable | Not Dimmable | Yes |  |  | 4200 | 93 | 45 | 14 | 0.9 | 5000 | 70
P00001EN8 | Metrosphere Light Corp. | Metrosphere | MET-HLF150HSJ-L60 | Outdoor Luminaires | Mid Output | Parking Garage Luminaires | Standard | TRUE | 5356 | 86.59 | 61.85 | 10.2 | 0.922 | 4929 | 74 | 5 |  | 2/7/2014 12:00:00 AM | Not Yet Verified | Not Yet Verified | Not Yet Verified |  | 2 | 5356 | 86 | 61.85 |  | 0.98 | 4929 | 75
P00001EN9 | Metrosphere Light Corp. | Metrosphere | MET-HLF150HSJ-L60-002 | Outdoor Luminaires | Mid Output | Parking Garage Luminaires | Standard | TRUE | 5241.704 | 84.53 | 62.01 | 16.6 | 0.96 | 5401 | 73.7 | 5 |  | 2/7/2014 12:00:00 AM | Not Yet Verified | Not Yet Verified | Not Yet Verified |  | 2.1 | 5277.345 | 85.574 | 60 | 15 | 0.98 | 5410 | 75
P00001ENG | Metrosphere Light Corp. | Metrosphere | MET-HLF150HSJ-L40 | Outdoor Luminaires | Low Output | Parking Garage Luminaires | Standard | TRUE | 3333 | 78.54 | 42.54 | 18.5 | 0.894 | 4816 | 73 | 5 |  | 2/7/2014 12:00:00 AM | Not Yet Verified | Not Yet Verified | Not Yet Verified |  | 2 | 3333 | 78 | 42.54 |  | 0.98 | 4816 | 75
P00001ENE | Metrosphere Light Corp. | Metrosphere | MET-CAN40C | Outdoor Luminaires | Low Output | Parking Garage Luminaires | Standard | TRUE | 3511 | 83.3 | 42.15 | 16.2 | 0.904 | 4865 | 69 | 5 |  | 2/7/2014 12:00:00 AM | Not Yet Verified | Not Yet Verified | Not Yet Verified |  | 2 | 3511 | 83 | 42.15 |  | 0.98 | 4865 | 75
P00001ENF | Metrosphere Light Corp. | Metrosphere | MET-CAN60C | Outdoor Luminaires | Mid Output | Parking Garage Luminaires | Standard | TRUE | 5145 | 78.99 | 65.13 | 13.5 | 0.958 | 5112 | 73 | 5 |  | 2/7/2014 12:00:00 AM | Not Yet Verified | Not Yet Verified | Not Yet Verified |  | 2 | 5145 | 78 | 65.13 |  | 0.98 | 5112 | 75
P00001ET3 | MHT Lighting | MHT Lighting | MHTL-RCL-48E-5K-U-[All options] | Outdoor Luminaires | Low Output | Parking Garage Luminaires | Standard | TRUE | 4227 | 90.26 | 46.83 | 8.62 | 0.94 | 5250 | 75.4 | 5 | 50000 | 2/11/2014 12:00:00 AM | Not Yet Verified | Not Yet Verified | Not Yet Verified |  | 2.1 | 4342 | 92.7 | 46.84 | 8.62 | 0.942 | 5250 | 75.4
P00001ETD | MHT Lighting | MHT Lighting | MHTL-GLB-36E-4K-U | Outdoor Luminaires | Low Output | Parking Garage Luminaires | Standard | TRUE | 3272 | 89.08 | 36.73 | 8.74 | 0.941 | 3944 | 69.3 | 5 | 100000 | 5/13/2014 12:00:00 AM | Not Yet Verified | Not Yet Verified | Not Yet Verified |  | 2.1 | 3272 | 89.08 | 36.73 | 8.74 | 0.941 | 3944 | 69.3
P00001ETE | MHT Lighting | MHT Lighting | MHTL-GLB-48E-4K-U | Outdoor Luminaires | Low Output | Parking Garage Luminaires | Standard | TRUE | 4615 | 96.33 | 47.91 | 8.49 | 0.942 | 3959 | 70.5 | 5 | 50000 | 5/13/2014 12:00:00 AM | Not Yet Verified | Not Yet Verified | Not Yet Verified |  | 2.1 | 4615 | 96.33 | 47.91 | 8.49 | 0.942 | 3959 | 70.5
P00001ETF | MHT Lighting | MHT Lighting | MHTL-GLB-72E-4K-U | Outdoor Luminaires | Mid Output | Parking Garage Luminaires | Standard | TRUE | 6406 | 88.25 | 72.59 | 17.57 | 0.882 | 3949 | 69.4 | 5 | 50000 | 5/13/2014 12:00:00 AM | Not Yet Verified | Not Yet Verified | Not Yet Verified |  | 2.1 | 6406 | 88.25 | 72.59 | 17.57 | 0.882 | 3949 | 69.4
PXQB2FWEY | MHT Lighting | MHT Lighting | MHTL-RGL-48E-4K-U-DB-[Options also include -CC, -PM, -OS, -DS] | Outdoor Luminaires | Low Output | Parking Garage Luminaires | Standard | TRUE | 4576 | 98.89 | 46.27 | 9.02 | 0.936 | 4019 | 69.8 | 5 | 100000 | 11/17/2014 12:00:00 AM | Dimmable | Continuous Below 10 | Not Yet Verified |  | 2.1
PBQWNMZGQ | MHT Lighting | MHT Lighting | MHTL-RGL-48E-5K-U-DB-[Options also include -CC, -PM, -OS, -DS] | Outdoor Luminaires | Low Output | Parking Garage Luminaires | Standard | FALSE | [9 empty] | 11/17/2014 12:00:00 AM | Dimmable | Continuous Below 10 | Not Yet Verified |  |  | 4866 | 104.1 | 46.76 | 8.03 | 0.941 | 4992 | 71
PBTVN6CE2 | MHT Lighting | MHT Lighting | MHTL-RGL-72E-4K-U-DB | Outdoor Luminaires | Mid Output | Parking Garage Luminaires | Standard | TRUE | 6454 | 90.97 | 70.95 | 11.9 | 0.93 | 3966 | 69.7 | 5 | 100000 | 12/23/2014 12:00:00 AM | Dimmable | Continuous Below 10 | Not Yet Verified |  | 2.1 | 6454 | 90.97 | 70.95 | 11.9 | 0.93 | 3966 | 69.7
PKTNV2YPP | MHT Lighting | MHT Lighting | MHTL-RGL-72E-5K-U-DB | Outdoor Luminaires | Mid Output | Parking Garage Luminaires | Standard | FALSE | [9 empty] | 12/23/2014 12:00:00 AM | Dimmable | Continuous Below 10 | Not Yet Verified |  |  | 6841 | 94.72 | 72.22 | 11.76 | 0.932 | 4920 | 70.9
P2R3HBC5 | MHT Lighting | MHT Lighting | MHTL-SGL-72E-4K-U-[All Mountings]-DB | Outdoor Luminaires | Mid Output | Parking Garage Luminaires | Standard | TRUE | 7914 | 115.2 | 64.67 | 12.33 | 0.928 | 4034 | 70.8 | 5 | 100000 | 6/11/2015 12:00:00 AM | Dimmable | Continuous Below 10 | Not Yet Verified |  | 2.1
PU1CHQC7 | MHT Lighting | MHT Lighting | MHTL-SGL-72E-5K-U-[All Mountings]-DB | Outdoor Luminaires | Mid Output | Parking Garage Luminaires | Standard | TRUE | 7743 | 109.5 | 70.71 | 12.06 | 0.931 | 5025 | 72.5 | 5 | 100000 | 7/1/2015 12:00:00 AM | Dimmable | Continuous Below 10 | Not Yet Verified |  | 2.1
P5TKVSEH | MHT Lighting | MHT Lighting | MHTL-SGL-100E-5K-U-[All Mountings]-DB | Outdoor Luminaires | Mid Output | Parking Garage Luminaires | Standard | TRUE | 9661 | 102 | 94.67 | 12 | 0.889 | 5030 | 72.4 | 5 | 100000 | 7/1/2015 12:00:00 AM | Dimmable | Continuous Below 10 | Not Yet Verified |  | 2.1
PUAHKP5P | MHT Lighting | MHT Lighting | MHTL-SGL-100E-4K-U-[All Mountings]-DB | Outdoor Luminaires | High Output | Parking Garage Luminaires | Standard | TRUE | 10028 | 106.2 | 94.41 | 15.23 | 0.888 | 4024 | 70.5 | 5 | 100000 | 6/11/2015 12:00:00 AM | Dimmable | Continuous Below 10 | Not Yet Verified |  | 2.1
PJWUM3AR | MHT Lighting | MHT Lighting | MHTL-CL-45E-4K-U-[All Mountings]-DB | Outdoor Luminaires | Low Output | Parking Garage Luminaires | Standard | TRUE | 4289 | 102.7 | 41.78 | 16.06 | 0.93 | 4092 | 71.7 | 5 | 100000 | 6/11/2015 12:00:00 AM | Dimmable | Continuous Below 10 | Not Yet Verified |  | 2.1
PJ83FPFQ | MHT Lighting | MHT Lighting | MHTL-CL-45E-5K-U-[All Mountings]-DB | Outdoor Luminaires | Low Output | Parking Garage Luminaires | Standard | TRUE | 3871 | 94.6 | 40.93 | 12.81 | 0.943 | 5205 | 73.8 | 5 | 100000 | 7/1/2015 12:00:00 AM | Dimmable | Continuous Below 10 | Not Yet Verified |  | 2.1
P5D73573 | MHT Lighting | MHT Lighting | MHTL-SGL-48E-4K-U-[All Mountings]-DB | Outdoor Luminaires | Mid Output | Parking Garage Luminaires | Standard | TRUE | 5517 | 120 | 45.97 | 9.17 | 0.936 | 4006 | 70.9 | 5 | 100000 | 6/11/2015 12:00:00 AM | Dimmable | Continuous Below 10 | Not Yet Verified |  | 2.1
PYJE2KBH | MHT Lighting | MHT Lighting | MHTL-SGL-48E-5K-U-[All Mountings]-DB | Outdoor Luminaires | Mid Output | Parking Garage Luminaires | Standard | FALSE | [9 empty] | 7/1/2015 12:00:00 AM | Dimmable | Continuous Below 10 | Not Yet Verified |  |  | 5459 | 118.4 | 46.1 | 8.81 | 0.947 | 4966 | 72.3
P5G4W5NY | MHT Lighting | MHT Lighting | MHTL-SGL-50E-4K-U-[All Mountings]-DB | Outdoor Luminaires | Low Output | Parking Garage Luminaires | Standard | TRUE | 4932 | 105.3 | 46.82 | 7.91 | 0.942 | 4036 | 70.5 | 5 | 100000 | 6/11/2015 12:00:00 AM | Dimmable | Continuous Below 10 | Not Yet Verified |  | 2.1
PQ1T5FSR | MHT Lighting | MHT Lighting | MHTL-SGL-50E-5K-U-[All Mountings]-DB | Outdoor Luminaires | Low Output | Parking Garage Luminaires | Standard | FALSE | [9 empty] | 7/1/2015 12:00:00 AM | Dimmable | Continuous Below 10 | Not Yet Verified |  |  | 4875 | 102.5 | 47.56 | 10.72 | 0.945 | 5016 | 72.3
PF9MJB5GF | MHT Lighting | MHT LIGHTING | MHTL-RGL-38E-5K-U-XX-[All Housing Colors, EB] | Outdoor Luminaires | Low Output | Parking Garage Luminaires | Standard | TRUE | 3963 | 108.1 | 36.65 | 8.15 | 0.957 | 4979 | 72.5 | 5 | 100000 | 8/11/2015 12:00:00 AM | Not Dimmable | Not Dimmable | Yes |  | 2.1 | 3963 | 108.1 | 36.65 | 8.15 | 0.957 | 4979 | 72.5
PJPWU8HSJ | MHT Lighting | MHT LIGHTING | MHTL-RGL-38E-5K-U-XX-DB [All Housing Colors, EB] | Outdoor Luminaires | Low Output | Parking Garage Luminaires | Standard | FALSE | [9 empty] | 8/11/2015 12:00:00 AM | Dimmable | Continuous Below 10 | Yes |  |  | 3963 | 108.1 | 36.65 | 8.15 | 0.957 | 4979 | 72.5
P2RV9PZUH | MHT Lighting | MHT LIGHTING | MHTL-RGL-38E-4K-U-XX-[All Housing Colors, EB] | Outdoor Luminaires | Low Output | Parking Garage Luminaires | Standard | FALSE | [9 empty] | 8/11/2015 12:00:00 AM | Not Dimmable | Not Dimmable | Yes |  |  | 3964 | 113.7 | 34.88 | 8.36 | 0.995 | 3992 | 70.7
PVJYJNGHM | MHT Lighting | MHT LIGHTING | MHTL-RGL-38E-4K-U-XX-DB [All Housing Colors, EB] | Outdoor Luminaires | Low Output | Parking Garage Luminaires | Standard | FALSE | [9 empty] | 8/11/2015 12:00:00 AM | Dimmable | Continuous Below 10 | Yes |  |  | 3964 | 113.7 | 34.88 | 8.36 | 0.995 | 3992 | 70.7
PPKXQ6BK | MHT Lighting | MHT LIGHTING | MHTL-SGL-38E-4K-U-DB-XX | Outdoor Luminaires | Low Output | Parking Garage Luminaires | Standard | TRUE | 4065 | 114.1 | 35.62 | 8.32 | 0.952 | 4013 | 70.5 | 5 | 100000 | 7/14/2015 12:00:00 AM | Dimmable | Continuous Below 10 | Not Yet Verified |  | 2.1 | 4065 | 114.1 | 35.62 | 8.32 | 0.952 | 4013 | 70.5
PQWC6RZS | MHT Lighting | MHT LIGHTING | MHTL-SGL-38E-5K-U-DB-XX | Outdoor Luminaires | Low Output | Parking Garage Luminaires | Standard | FALSE | [9 empty] | 7/14/2015 12:00:00 AM | Dimmable | Continuous Below 10 | Not Yet Verified |  |  | 4005 | 110.8 | 36.16 | 8.31 | 0.953 | 4960 | 72.3
PK1N4TNS | MHT Lighting | MHT LIGHTING | MHTL-CL-65E-4K-U-DB-XX | Outdoor Luminaires | Mid Output | Parking Garage Luminaires | Standard | TRUE | 6248 | 102.6 | 60.89 | 14.17 | 0.912 | 4099 | 71.9 | 10 | 100000 | 7/15/2015 12:00:00 AM | Dimmable | Continuous Below 10 | Not Yet Verified |  | 2.1 | 6037 | 99.04 | 60.95 | 14.17 | 0.912 | 4099 | 71.9
P1UY11QS | MHT Lighting | MHT LIGHTING | MHTL-CL-65E-5K-U-DB-XX | Outdoor Luminaires | Mid Output | Parking Garage Luminaires | Standard | FALSE | [9 empty] | 7/15/2015 12:00:00 AM | Dimmable | Continuous Below 10 | Not Yet Verified |  |  | 5813 | 94.8 | 61.34 | 13.91 | 0.912 | 5204 | 74.1
PVFTP5GN | MHT Lighting | MHT LIGHTING | MHTL-RGL-50E-4K-U-DB | Outdoor Luminaires | Low Output | Parking Garage Luminaires | Standard | TRUE | 4921 | 102.6 | 48.12 | 8.63 | 0.946 | 4058 | 70.7 | 5 | 100000 | 8/7/2015 12:00:00 AM | Dimmable | Continuous Below 10 | Not Yet Verified |  | 2.1 | 4921 | 102.6 | 47.94 | 8.63 | 0.946 | 4058 | 70.7
PUHBHQSZ | MHT Lighting | MHT LIGHTING | MHTL-RGL-50E-5K-U-DB | Outdoor Luminaires | Low Output | Parking Garage Luminaires | Standard | FALSE | [9 empty] | 8/7/2015 12:00:00 AM | Dimmable | Continuous Below 10 | Not Yet Verified |  |  | 4809 | 99.9 | 48.16 | 7.95 | 0.94 | 5023 | 72.4
P00001LOA | Micro High Tech Co., Ltd. | Ourlight | PGM-42TS | Outdoor Luminaires | Low Output | Parking Garage Luminaires | Standard | TRUE | 3954.5 | 94.22 | 41.97 | 25 | 0.878 | 3223 | 80.2 | 5 | 50000 | 9/3/2014 12:00:00 AM | Not Yet Verified | Not Yet Verified | Not Yet Verified |  | 2.1
P00001LOB | Micro High Tech Co., Ltd. | Ourlight | PGM-42TE | Outdoor Luminaires | Low Output | Parking Garage Luminaires | Standard | FALSE | [9 empty] | 9/3/2014 12:00:00 AM | Not Yet Verified | Not Yet Verified | Not Yet Verified |  |  | 4000 | 98 | 42 | 20 | 0.98 | 5000 | 81
P00001LOC | Micro High Tech Co., Ltd. | Ourlight | PGM-42TD | Outdoor Luminaires | Low Output | Parking Garage Luminaires | Standard | FALSE | [9 empty] | 9/3/2014 12:00:00 AM | Not Yet Verified | Not Yet Verified | Not Yet Verified |  |  | 4083.4 | 98.75 | 41.35 | 23.1 | 0.9878 | 5995 | 83.1
PB7YUB83 | Mission LED Lighting Company Ltd. | Mission LED | MS-CP-045-MT-4000K | Outdoor Luminaires | Low Output | Parking Garage Luminaires | Standard | TRUE | 4005.121 | 91.722 | 43.666 | 13.77 | 0.9507 | 3991 | 83.5 | 5 | 50000 | 5/9/2016 12:00:00 AM | Not Dimmable | Not Dimmable | Not Yet Verified |  | 2.1 | 4005.121 | 91.722 | 43.666 | 13.77 | 0.987 | 3991 | 83.5
PFE7U4KN | Mission LED Lighting Company Ltd. | Mission LED | MS-CP-045-MT-5000K | Outdoor Luminaires | Low Output | Parking Garage Luminaires | Standard | FALSE | [9 empty] | 5/9/2016 12:00:00 AM | Not Dimmable | Not Dimmable | Not Yet Verified |  |  | 4149.603 | 95.022 | 43.67 | 13.77 | 0.993 | 5074 | 82.3
P7TEHWG4 | Mission LED Lighting Company Ltd. | Mission LED | MS-CP-045-HV-MT-4000K | Outdoor Luminaires | Low Output | Parking Garage Luminaires | Standard | TRUE | 4010.419 | 92.13 | 43.53 | 2.81 | 0.9598 | 3946 | 75.1 | 5 | 50000 | 5/9/2016 12:00:00 AM | Dimmable | Continuous Below 10 | Yes |  | 3 | 4000 | 88 | 45 | 5 | 0.9 | 4000 | 72
PZMJ96SD | Mission LED Lighting Company Ltd. | Mission LED | MS-CP-045-HV-MT-5000K | Outdoor Luminaires | Low Output | Parking Garage Luminaires | Standard | FALSE | [9 empty] | 5/9/2016 12:00:00 AM | Dimmable | Continuous Below 10 | Yes |  |  | 4000 | 88 | 45 | 5 | 0.9 | 5000 | 72
PD74CR52 | Mission LED Lighting Company Ltd. | Mission LED | MS-CP-070-MT-4000K | Outdoor Luminaires | Mid Output | Parking Garage Luminaires | Standard | TRUE | 5703.348 | 79.834 | 71.44 | 21.55 | 0.9074 | 4108 | 85 | 5 | 50000 | 5/9/2016 12:00:00 AM | Not Dimmable | Not Dimmable | Not Yet Verified |  | 2.1 | 5703.348 | 79.834 | 71.44 | 21.55 | 0.983 | 4108 | 85
PURYXSNC | Mission LED Lighting Company Ltd. | Mission LED | MS-CP-070-MT-5000K | Outdoor Luminaires | Mid Output | Parking Garage Luminaires | Standard | FALSE | [9 empty] | 5/9/2016 12:00:00 AM | Not Dimmable | Not Dimmable | Not Yet Verified |  |  | 5928.278 | 86.255 | 68.73 | 21.55 | 0.977 | 5286 | 77.1
PGZJ3X8R | MLEDTECH LLC | MLED | MWS-PG-45W(4000K) | Outdoor Luminaires | Low Output | Parking Garage Luminaires | Standard | TRUE | 4005.121 | 91.77 | 43.66 | 13.77 | 0.9507 | 3991 | 83.5 | 5 | 50000 | 4/15/2016 12:00:00 AM | Not Dimmable | Not Dimmable | Not Yet Verified |  | 2.1 | 4005.121 | 91.722 | 43.666 | 13.77 | 0.987 | 3991 | 83.5
PGM7B1QS | MLEDTECH LLC | MLED | MWS-PG-45W(5000K) | Outdoor Luminaires | Low Output | Parking Garage Luminaires | Standard | FALSE | [9 empty] | 4/15/2016 12:00:00 AM | Not Dimmable | Not Dimmable | Not Yet Verified |  |  | 4149.603 | 95.022 | 43.67 | 13.77 | 0.993 | 5074 | 82.3
PAUF7XC5 | MLEDTECH LLC | MLED | MWS-PG-70W(4000K) | Outdoor Luminaires | Mid Output | Parking Garage Luminaires | Standard | TRUE | 5703.348 | 79.834 | 71.44 | 21.55 | 0.9074 | 4108 | 85 | 5 | 50000 | 4/15/2016 12:00:00 AM | Not Dimmable | Not Dimmable | Not Yet Verified |  | 2.1 | 5703.348 | 79.834 | 71.44 | 21.55 | 0.983 | 4108 | 85
PBG8TCP9 | MLEDTECH LLC | MLED | MWS-PG-70W(3500K) | Outdoor Luminaires | Mid Output | Parking Garage Luminaires | Standard | FALSE | [9 empty] | 4/15/2016 12:00:00 AM | Not Dimmable | Not Dimmable | Not Yet Verified |  |  | 5928.278 | 86.255 | 68.73 | 21.55 | 0.977 | 5286 | 77.1
PVRXD5PP | Mobern Lighting Co | Mobern Lighting Co | MPGLLED55MVGR50 | Outdoor Luminaires | Low Output | Parking Garage Luminaires | Standard | TRUE | 4309.79 | 78 | 55.14 | 16 | 0.96 | 5100 | 67.2 | 5 |  | 12/22/2014 12:00:00 AM | Not Yet Verified | Not Yet Verified | Not Yet Verified | Only qualified at 20° setting | 2.1 | 4000 | 74 | 54 |  |  | 5000 | 70
P00001HFK | Mobern Lighting Co | Mobern Lighting Co | VW4PG-LED84UDMV11SF40 | Outdoor Luminaires | Mid Output | Parking Garage Luminaires | Standard | TRUE | 7648 | 91.36 | 83.717 | 19.261 | 0.9167 | 4118 | 82.82 | 5 | 50000 | 12/23/2013 12:00:00 AM | Not Yet Verified | Not Yet Verified | Not Yet Verified |  | 2 | 7648 | 91.05 | 84 |  |  | 4000 | 80
P00001HFL | Mobern Lighting Co | Mobern Lighting Co | VW4PG-LED51UDMVSF40 | Outdoor Luminaires | Mid Output | Parking Garage Luminaires | Standard | TRUE | 5014 | 98.09 | 51.115 | 18.032 | 0.9368 | 4082 | 82.77 | 5 | 50000 | 12/23/2013 12:00:00 AM | Not Yet Verified | Not Yet Verified | Not Yet Verified |  | 2.1 | 5014 | 98.31 | 51 |  |  | 4000 | 80
P0000113Q | Mobern Lighting Co | Mobern Lighting Co | VW2PG-LED42UDMVSF30 | Outdoor Luminaires | Low Output | Parking Garage Luminaires | Standard | TRUE | 3068 | 73.44 | 41.77 | 18.91 | 0.92 | 3070 | 84.06 | 5 | 50000 | 3/19/2014 12:00:00 AM | Not Yet Verified | Not Yet Verified | Not Yet Verified |  | 2.1 | 3067.8 | 73.6 | 42 | 18.91 | 0.921 | 3000 | 84.06
P0000113T | Mobern Lighting Co | Mobern Lighting Co | VW2PG-LED42UDMVSF50 | Outdoor Luminaires | Low Output | Parking Garage Luminaires | Standard | FALSE | [9 empty] | 3/19/2014 12:00:00 AM | Not Yet Verified | Not Yet Verified | Not Yet Verified |  |  | 3546 | 73.6 | 42 | 18.91 | 0.921 | 5000 | 88.85
P0000113S | Mobern Lighting Co | Mobern Lighting Co | VW2PG-LED42UDMVSF40 | Outdoor Luminaires | Low Output | Parking Garage Luminaires | Standard | FALSE | [9 empty] | 3/19/2014 12:00:00 AM | Not Yet Verified | Not Yet Verified | Not Yet Verified |  |  | 3067.8 | 73.6 | 42 | 18.91 | 0.921 | 4000
P0000113R | Mobern Lighting Co | Mobern Lighting Co | VW2PG-LED42UDMVSF35 | Outdoor Luminaires | Low Output | Parking Garage Luminaires | Standard | FALSE | [9 empty] | 3/19/2014 12:00:00 AM | Not Yet Verified | Not Yet Verified | Not Yet Verified |  |  | 3067.8 | 73.6 | 42 | 18.91 | 0.921 | 3500
PZ9ZGZDJ | Morris Products Inc. | Morris | 71606, 71607, 71608 | Outdoor Luminaires | Mid Output | Parking Garage Luminaires | Standard | TRUE | 5703.348 | 79.834 | 71.44 | 21.55 | 0.9074 | 4108 | 85 | 5 | 50000 | 2/24/2016 12:00:00 AM | Not Dimmable | Not Dimmable | Not Yet Verified |  | 2.1 | 5703.348 | 79.834 | 71.44 | 21.55 | 0.983 | 4108 | 85
PQ3KZDDZ | Morris Products Inc. | Morris | 71609, 71610, 71611 | Outdoor Luminaires | Mid Output | Parking Garage Luminaires | Standard | FALSE | [9 empty] | 2/24/2016 12:00:00 AM | Not Dimmable | Not Dimmable | Not Yet Verified |  |  | 5928.278 | 86.255 | 68.73 | 21.55 | 0.977 | 5286 | 77.1
PZMSURDQ | Morris Products Inc. | Morris | 71600, 71601, 71602 | Outdoor Luminaires | Low Output | Parking Garage Luminaires | Standard | TRUE | 4005.121 | 91.722 | 43.666 | 13.77 | 0.9507 | 3991 | 83.5 | 5 | 50000 | 2/24/2016 12:00:00 AM | Not Dimmable | Not Dimmable | Not Yet Verified |  | 2.1 | 4005.121 | 91.722 | 43.666 | 13.77 | 0.987 | 3991 | 83.5
P89A8PQ3 | Morris Products Inc. | Morris | 71603, 71604, 71605 | Outdoor Luminaires | Low Output | Parking Garage Luminaires | Standard | FALSE | [9 empty] | 2/24/2016 12:00:00 AM | Not Dimmable | Not Dimmable | Not Yet Verified |  |  | 4149.603 | 95.022 | 43.67 | 13.77 | 0.993 | 5074 | 82.3
PKCNF613 | Morstar Inc | MORSTAR | V-CP01-45W27V40KYY | Outdoor Luminaires | Low Output | Parking Garage Luminaires | Standard | TRUE | 4005.121 | 91.722 | 43.666 | 13.77 | 0.9507 | 3991 | 83.5 | 5 | 50000 | 1/6/2016 12:00:00 AM | Not Dimmable | Not Dimmable | Not Yet Verified |  | 2.1 | 4005.121 | 91.722 | 43.666 | 13.77 | 0.987 | 3991 | 83.5
PSCGJR5E | Morstar Inc | MORSTAR | V-CP01-45W27V50KYY | Outdoor Luminaires | Low Output | Parking Garage Luminaires | Standard | FALSE | [9 empty] | 1/6/2016 12:00:00 AM | Not Dimmable | Not Dimmable | Not Yet Verified |  |  | 4149.603 | 95.022 | 43.67 | 13.77 | 0.993 | 5074 | 82.3
P265U25B | Morstar Inc | MORSTAR | V-CP03-70W27V40KYY | Outdoor Luminaires | Mid Output | Parking Garage Luminaires | Standard | TRUE | 5703.348 | 79.834 | 71.44 | 21.55 | 0.9074 | 4108 | 85 | 5 | 50000 | 1/6/2016 12:00:00 AM | Not Dimmable | Not Dimmable | Not Yet Verified |  | 2.1 | 5703.348 | 79.834 | 71.44 | 21.55 | 0.983 | 4108 | 85
PRSJ75RJ | Morstar Inc | MORSTAR | V-CP03-70W27V50KYY | Outdoor Luminaires | Mid Output | Parking Garage Luminaires | Standard | FALSE | [9 empty] | 1/6/2016 12:00:00 AM | Not Dimmable | Not Dimmable | Not Yet Verified |  |  | 5928.278 | 86.255 | 68.73 | 21.55 | 0.977 | 5286 | 77.1
PEC7YGBZ | Morstar Inc | MORSTAR | V-CP02-45W37V40KYY | Outdoor Luminaires | Low Output | Parking Garage Luminaires | Standard | TRUE | 4010.419 | 92.13 | 43.53 | 2.81 | 0.9598 | 3946 | 75.1 | 5 | 50000 | 1/6/2016 12:00:00 AM | Dimmable | Continuous Below 10 | Yes |  | 3 | 4000 | 88 | 45 | 5 | 0.9 | 4000 | 72
PUW73ZFC | Morstar Inc | MORSTAR | V-CP02-45W37V50KYY | Outdoor Luminaires | Low Output | Parking Garage Luminaires | Standard | FALSE | [9 empty] | 1/6/2016 12:00:00 AM | Dimmable | Continuous Below 10 | Yes |  |  | 4000 | 88 | 45 | 5 | 0.9 | 5000 | 72
P0000117N | Mule Lighting, Inc. | LEDalux | CNLED-70 | Outdoor Luminaires | Mid Output | Parking Garage Luminaires | Standard | TRUE | 5168 | 75 | 55.85 | 16 | 0.97 | 5208 | 74 | 5 | 50000 | 5/8/2014 12:00:00 AM | Not Yet Verified | Not Yet Verified | Not Yet Verified |  | 2.1 |  |  | 70 |  |  | 5000
P0000117P | Mule Lighting, Inc. | LEDalux | CNLED-40 | Outdoor Luminaires | Low Output | Parking Garage Luminaires | Standard | TRUE | 2926 | 83 | 35.46 | 23 | 0.92 | 5224 | 73 | 5 | 50000 | 5/8/2014 12:00:00 AM | Not Yet Verified | Not Yet Verified | Not Yet Verified |  | 2.1 |  |  | 40 |  |  | 5000
PM8QSWDU | Mule Lighting,Inc. | LEDALUX | LXT2-GL-50 | Outdoor Luminaires | Mid Output | Parking Garage Luminaires | Standard | TRUE | 5448.28 | 107.46 | 50.7 | 17.4 | 0.9 | 4990 | 82.5 | 5 | 50000 | 1/13/2016 12:00:00 AM | Not Dimmable | Not Dimmable | Not Yet Verified |  | 2.1 | 5448.28 | 107.46 | 50.7 | 5.3 | 0.994 | 4990 | 82.5
P6WE9MAQ | Nebulite Technology Inc. | NebuLite | NVB-60W-30K-XX-XX | Outdoor Luminaires | Mid Output | Parking Garage Luminaires | Standard | TRUE | 6180.5 | 106.62 | 57.97 | 15.99 | 0.9051 | 3035 | 83.3 | 5 | 50000 | 9/6/2016 12:00:00 AM | Not Dimmable | Not Dimmable | No |  | 3.1 | 6348.1 | 108.22 | 58.66 | 15.99 | 0.9051 | 3000 | 83.3
PC2HWE4V | Nebulite Technology Inc. | NebuLite | NVB-60W-40K-XX-XX | Outdoor Luminaires | Mid Output | Parking Garage Luminaires | Standard | FALSE | [9 empty] | 9/6/2016 12:00:00 AM | Not Dimmable | Not Dimmable | No |  |  | 6440.1 | 110.01 | 58.54 | 15.99 | 0.9051 | 4000 | 83.3
PPJJRPDS | Nebulite Technology Inc. | NebuLite | NVB-60W-50K-XX-XX | Outdoor Luminaires | Mid Output | Parking Garage Luminaires | Standard | FALSE | [9 empty] | 9/6/2016 12:00:00 AM | Not Dimmable | Not Dimmable | No |  |  | 6532 | 111.81 | 58.42 | 15.72 | 0.9033 | 5000 | 72.6
P42DEZD7 | Nebulite Technology Inc. | NebuLite | NVB-60W-35K-XX-XX | Outdoor Luminaires | Mid Output | Parking Garage Luminaires | Standard | FALSE | [9 empty] | 9/6/2016 12:00:00 AM | Not Dimmable | Not Dimmable | No |  |  | 6394.1 | 109.23 | 58.54 | 15.99 | 0.9051 | 3500 | 83.3
PKYYHGZ4 | Nebulite Technology Inc. | NebuLite | NVB-60W-45K-XX-XX | Outdoor Luminaires | Mid Output | Parking Garage Luminaires | Standard | FALSE | [9 empty] | 9/6/2016 12:00:00 AM | Not Dimmable | Not Dimmable | No |  |  | 6486 | 110.8 | 58.54 | 15.99 | 0.9051 | 4500 | 83.3
P4UC9BJY | Nebulite Technology Inc. | NebuLite | CPS-70W-40K-XX-XXX | Outdoor Luminaires | Mid Output | Parking Garage Luminaires | Standard | TRUE | 5703.348 | 79.834 | 71.44 | 21.55 | 0.9074 | 4108 | 85 | 5 | 50000 | 5/23/2016 12:00:00 AM | Not Dimmable | Not Dimmable | Not Yet Verified |  | 2.1 | 5703.348 | 79.834 | 71.44 | 21.55 | 0.983 | 4108 | 85
PQ9T9PHW | Nebulite Technology Inc. | NebuLite | CPS-70W-50K-XX-XXX | Outdoor Luminaires | Mid Output | Parking Garage Luminaires | Standard | FALSE | [9 empty] | 5/23/2016 12:00:00 AM | Not Dimmable | Not Dimmable | Not Yet Verified |  |  | 5928.278 | 86.255 | 68.73 | 21.55 | 0.977 | 5286 | 77.1
P1AXX54Z | Nebulite Technology Inc. | NebuLite | CPS-45W-40K-XX-XXX | Outdoor Luminaires | Low Output | Parking Garage Luminaires | Standard | TRUE | 4005.121 | 91.77 | 43.66 | 13.77 | 0.9507 | 3991 | 83.5 | 5 | 50000 | 5/23/2016 12:00:00 AM | Not Dimmable | Not Dimmable | Not Yet Verified |  | 2.1 | 4005.121 | 91.722 | 43.666 | 13.77 | 0.987 | 3991 | 83.5
PQE45N56 | Nebulite Technology Inc. | NebuLite | CPS-45W-50K-XX-XXX | Outdoor Luminaires | Low Output | Parking Garage Luminaires | Standard | FALSE | [9 empty] | 5/23/2016 12:00:00 AM | Not Dimmable | Not Dimmable | Not Yet Verified |  |  | 4149.603 | 95.022 | 43.67 | 13.77 | 0.993 | 5074 | 82.3
P000011AG | Neptun Light, Inc. | Neptun Light | LED-12040-UNV-750 | Outdoor Luminaires | Low Output | Parking Garage Luminaires | Standard | TRUE | 3726.3 | 91.06 | 40.92 | 15.88 | 0.9325 | 5556 | 80.2 | 5 | 70000 | 5/28/2013 12:00:00 AM | Not Yet Verified | Not Yet Verified | Not Yet Verified |  | 2 | 3600 | 88 | 41 |  | 0.98 | 5700 | 70
P000011AH | Neptun Light, Inc. | Neptun Light | LED-12060-UNV-750 | Outdoor Luminaires | Mid Output | Parking Garage Luminaires | Standard | TRUE | 5134.6 | 84.84 | 60.52 | 17.98 | 0.9664 | 5628 | 80.5 | 5 | 70000 | 5/28/2013 12:00:00 AM | Not Yet Verified | Not Yet Verified | Not Yet Verified |  | 2 | 5100 | 84 | 61 |  | 0.98 | 5700 | 70
P000011AI | Neptun Light, Inc. | Neptun Light | LED-12080-UNV-750 | Outdoor Luminaires | Mid Output | Parking Garage Luminaires | Standard | TRUE | 6647.6 | 80.63 | 82.45 | 14.26 | 0.9712 | 5638 | 80.6 | 5 | 70000 | 5/28/2013 12:00:00 AM | Not Yet Verified | Not Yet Verified | Not Yet Verified |  | 2 | 6400 | 79 | 81 |  | 0.98 | 5700 | 70
P000011CI | New Earth Lighting | New Earth Lighting | CSM-VS-60-UNV-XX-5K | Outdoor Luminaires | Low Output | Parking Garage Luminaires | Standard | TRUE | 4571 | 81.17 | 56.31 | 13.56 | 0.935 | 5563 | 75 | 5 | 50000 | 7/2/2013 12:00:00 AM | Not Yet Verified | Not Yet Verified | Not Yet Verified |  | 1.7 | 4900 | 83 | 60 |  | 0.98 | 4300 | 75
P000011CJ | New Earth Lighting | New Earth Lighting | SQM2-VS-120-UNV-XX-5K | Outdoor Luminaires | Mid Output | Parking Garage Luminaires | Standard | TRUE | 8905 | 76.24 | 116.8 | 11.65 | 0.942 | 5272 | 75 | 5 | 50000 | 7/2/2013 12:00:00 AM | Not Yet Verified | Not Yet Verified | Not Yet Verified |  | 1.7 | 10080 | 84 | 120 |  | 0.98 | 5300 | 75
P000011CK | New Earth Lighting | New Earth Lighting | CSM2-VS-120-UNV-XX-5K | Outdoor Luminaires | Mid Output | Parking Garage Luminaires | Standard | TRUE | 9024 | 76.78 | 117.5 | 12.2 | 0.945 | 5408 | 74 | 5 | 50000 | 7/2/2013 12:00:00 AM | Not Yet Verified | Not Yet Verified | Not Yet Verified |  | 1.7 | 10080 | 84 | 120 |  | 0.98 | 5300 | 75
PQ1ATYMW | NEXUS ELECTRICAL (JIAXING)LTD | Luceco | LCYCXX6M40G1NY-99 | Outdoor Luminaires | Mid Output | Parking Garage Luminaires | Standard | TRUE | 5703.348 | 79.834 | 71.44 | 21.55 | 0.9074 | 4108 | 85 | 5 | 50000 | 4/11/2016 12:00:00 AM | Not Dimmable | Not Dimmable | Not Yet Verified |  | 2.1 | 5703.348 | 79.834 | 71.44 | 21.55 | 0.983 | 4108 | 85
PZC5NGV7 | NEXUS ELECTRICAL (JIAXING)LTD | Luceco | LCYCXX6M50G1NY-99 | Outdoor Luminaires | Mid Output | Parking Garage Luminaires | Standard | FALSE | [9 empty] | 4/11/2016 12:00:00 AM | Not Dimmable | Not Dimmable | Not Yet Verified |  |  | 5928.278 | 86.255 | 68.73 | 21.55 | 0.977 | 5286 | 77.1
PXPVFX21 | NEXUS ELECTRICAL (JIAXING)LTD | Luceco | LCYCXX4M40G1NY-99 | Outdoor Luminaires | Low Output | Parking Garage Luminaires | Standard | TRUE | 4005.121 | 91.722 | 43.666 | 13.77 | 0.9507 | 3991 | 83.5 | 5 | 50000 | 4/11/2016 12:00:00 AM | Not Dimmable | Not Dimmable | Not Yet Verified |  | 2.1 | 4005.121 | 91.722 | 43.666 | 13.77 | 0.987 | 3991 | 83.5
PR6ZMPDD | NEXUS ELECTRICAL (JIAXING)LTD | Luceco | LCYCXX4M50G1NY-99 | Outdoor Luminaires | Low Output | Parking Garage Luminaires | Standard | FALSE | [9 empty] | 4/11/2016 12:00:00 AM | Not Dimmable | Not Dimmable | Not Yet Verified |  |  | 4149.603 | 95.022 | 43.67 | 13.77 | 0.993 | 5074 | 82.3
PWY2CU96 | NINGBO MORELUX LIGHTING MFG LTD | MORELUX | GLL450-080W-40K-T5A-8-CI-CLM | Outdoor Luminaires | Mid Output | Parking Garage Luminaires | Standard | TRUE | 6804.6 | 84.43 | 80.6 | 17.63 | 0.9004 | 3983 | 83.9 | 5 | 50000 | 3/24/2016 12:00:00 AM | Not Dimmable | Not Dimmable | No |  | 3.1 | 6804 | 84 | 80.6 | 17.63 | 0.9004 | 4000 | 83
PNHT6R38 | NINGBO MORELUX LIGHTING MFG LTD | MORELUX | GLL450-080W-50K-T5A-8-CI-CLM | Outdoor Luminaires | Mid Output | Parking Garage Luminaires | Standard | FALSE | [9 empty] | 3/24/2016 12:00:00 AM | Not Dimmable | Not Dimmable | No |  |  | 7293 | 89 | 81.3 | 17.62 | 0.9136 | 5000 | 66
PD4X78E1 | NINGBO MORELUX LIGHTING MFG LTD | MORELUX | GLL450-080W-40K-T5A-8-D-CLM | Outdoor Luminaires | Mid Output | Parking Garage Luminaires | Standard | TRUE | 6926.4 | 84.15 | 82.31 | 15.41 | 0.9054 | 3977 | 75.4 | 5 | 50000 | 2/10/2016 12:00:00 AM | Dimmable | Continuous Below 10 | No |  | 3.1 | 6926.4 | 84.15 | 82.31 | 15.41 | 0.9054 | 4000 | 75.4
PC9QKFYE | NINGBO MORELUX LIGHTING MFG LTD | MORELUX | GLL450-080W-50K-T5A-8-D-CLM | Outdoor Luminaires | Mid Output | Parking Garage Luminaires | Standard | FALSE | [9 empty] | 2/10/2016 12:00:00 AM | Dimmable | Continuous Below 10 | No |  |  | 7097.5 | 85.23 | 83.27 | 15.7 | 0.9035 | 5000 | 70
PKT5RYRG | NINGBO MORELUX LIGHTING MFG LTD | MORELUX | GLL450-060W-40K-T5A-8-D-CLM | Outdoor Luminaires | Mid Output | Parking Garage Luminaires | Standard | TRUE | 5406.2 | 86.48 | 62.51 | 16.8 | 0.9041 | 3957 | 75.4 | 5 | 50000 | 2/10/2016 12:00:00 AM | Dimmable | Continuous Below 10 | No |  | 3.1 | 5406.2 | 86.48 | 62.51 | 16.8 | 0.9041 | 4000 | 75.4
PXM2SPWU | NINGBO MORELUX LIGHTING MFG LTD | MORELUX | GLL450-060W-50K-T5A-8-D-CLM | Outdoor Luminaires | Mid Output | Parking Garage Luminaires | Standard | FALSE | [9 empty] | 2/10/2016 12:00:00 AM | Dimmable | Continuous Below 10 | No |  |  | 5553.6 | 86.69 | 64.07 | 16.61 | 0.9162 | 5000 | 70
PP2XBUT1 | NINGBO MORELUX LIGHTING MFG LTD | MORELUX | GLL450-040W-40K-T5A-8-CLM | Outdoor Luminaires | Low Output | Parking Garage Luminaires | Standard | TRUE | 3785.8 | 93.9 | 40.32 | 18.27 | 0.9285 | 3968 | 86.1 | 5 | 50000 | 1/25/2016 12:00:00 AM | Not Dimmable | Not Dimmable | No |  | 3.1 | 3859 | 95 | 40.6 | 18.27 | 0.9285 | 3968 | 70
PCAG29PE | NINGBO MORELUX LIGHTING MFG LTD | MORELUX | GLL450-040W-50K-T5A-8-CLM | Outdoor Luminaires | Low Output | Parking Garage Luminaires | Standard | FALSE | [9 empty] | 1/25/2016 12:00:00 AM | Not Dimmable | Not Dimmable | No |  |  | 3928 | 97 | 40.4 | 18.36 | 0.9225 | 4823 | 70
PMFE8RYW | NINGBO MORELUX LIGHTING MFG LTD | MORELUX | GLL450-115W-40K-T5A-8-CLM | Outdoor Luminaires | High Output | Parking Garage Luminaires | Standard | TRUE | 10893 | 91.68 | 118.8 | 17.13 | 0.929 | 4038 | 74.3 | 5 | 50000 | 1/25/2016 12:00:00 AM | Not Dimmable | Not Dimmable | No |  | 3.1 | 11055 | 95 | 115.3 | 17.13 | 0.929 | 4038 | 70
P3WTMUWS | NINGBO MORELUX LIGHTING MFG LTD | MORELUX | GLL450-115W-50K-T5A-8-CLM | Outdoor Luminaires | High Output | Parking Garage Luminaires | Standard | FALSE | [9 empty] | 1/25/2016 12:00:00 AM | Not Dimmable | Not Dimmable | No |  |  | 11264 | 98 | 114 | 18.12 | 0.9169 | 5006 | 70
PNY57CKY | NINGBO MORELUX LIGHTING MFG LTD | MORELUX | GLL450-060W-40K-T5A-8-CLM | Outdoor Luminaires | Mid Output | Parking Garage Luminaires | Standard | TRUE | 5913.4 | 96.27 | 61.42 | 16.71 | 0.9216 | 4007 | 75.3 | 5 | 50000 | 12/11/2015 12:00:00 AM | Not Dimmable | Not Dimmable | No |  | 3.1 | 5998.4 | 99.12 | 60.52 | 16.71 | 0.9216 | 4000 | 75.3
PTR8925X | NINGBO MORELUX LIGHTING MFG LTD | MORELUX | GLL450-060W-50K-T5A-8-CLM | Outdoor Luminaires | Mid Output | Parking Garage Luminaires | Standard | FALSE | [9 empty] | 12/11/2015 12:00:00 AM | Not Dimmable | Not Dimmable | No |  |  | 6112.3 | 101.66 | 60.13 | 16.15 | 0.9262 | 5000 | 75
PQSG9CUJ | NINGBO MORELUX LIGHTING MFG LTD | MORELUX | GLL450-080W-40K-T5A-8-CLM | Outdoor Luminaires | Mid Output | Parking Garage Luminaires | Standard | TRUE | 7583.3 | 90.93 | 83.4 | 15.2 | 0.9199 | 4028 | 76.3 | 5 | 50000 | 12/11/2015 12:00:00 AM | Not Dimmable | Not Dimmable | No |  | 3.1 | 7706.2 | 93.23 | 82.66 | 15.2 | 0.9199 | 4000 | 76.3
PGDGD96K | NINGBO MORELUX LIGHTING MFG LTD | MORELUX | GLL450-080W-50K-T5A-8-CLM | Outdoor Luminaires | Mid Output | Parking Garage Luminaires | Standard | FALSE | [9 empty] | 12/11/2015 12:00:00 AM | Not Dimmable | Not Dimmable | No |  |  | 7782 | 94.33 | 82.5 | 15.2 | 0.9858 | 5000 | 75
PDGKBRP7 | NLS Lighting | Guardian | GRD-T5-40L-53-40K-UNV-CM-WHT | Outdoor Luminaires | Mid Output | Parking Garage Luminaires | Premium | TRUE | 6631.4 | 105 | 63.31 | 11 | 0.91 | 3948 | 77 | 5 | 50000 | 2/12/2016 12:00:00 AM | Not Dimmable | Not Dimmable | No |  | 3.1 | 6631.4 | 105 | 63.31 | 11 | 0.91 | 3948 | 77
P5SKJVGP | NUR Manufacturing LLC | NUR | NUR-CNPY-70W-4000K | Outdoor Luminaires | Mid Output | Parking Garage Luminaires | Standard | TRUE | 5703.348 | 79.834 | 71.44 | 21.55 | 0.9074 | 4108 | 85 | 5 | 50000 | 7/20/2016 12:00:00 AM | Not Dimmable | Not Dimmable | Not Yet Verified |  | 2.1 | 5703.348 | 79.834 | 71.44 | 21.55 | 0.983 | 4108 | 85
PZEMQWV2 | NUR Manufacturing LLC | NUR | NUR-CNPY-70W-5000K | Outdoor Luminaires | Mid Output | Parking Garage Luminaires | Standard | FALSE | [9 empty] | 7/20/2016 12:00:00 AM | Not Dimmable | Not Dimmable | Not Yet Verified |  |  | 5928.278 | 86.255 | 68.73 | 21.55 | 0.977 | 5286 | 77.1
P8V5Z4HM | OLYMPIA LIGHTING, INC. | Olympia Lighting | CL-20W8-55K-SB | Outdoor Retrofit Kit | Low Output | Retrofit Kits for Parking Garage Luminaires | Standard | TRUE | 2554.45 | 115 | 22.28 | 18 | 0.87 | 5196 | 83 | 5 | 50000 | 3/2/2016 12:00:00 AM | Not Dimmable | Not Dimmable | No |  | 3.1 | 2554.45 | 115 | 22.28 | 11 | 0.96 | 5196 | 83
PAJBFCN6 | OLYMPIA LIGHTING, INC. | Olympia Lighting | CL-65W8-55K-SB | Outdoor Retrofit Kit | Mid Output | Retrofit Kits for Parking Garage Luminaires | Standard | TRUE | 7135.12 | 112 | 63.92 | 18 | 0.87 | 5196 | 83 | 5 | 50000 | 3/2/2016 12:00:00 AM | Not Dimmable | Not Dimmable | No |  | 3.1 | 7135.12 | 112 | 63.92 | 13 | 0.99 | 5500 | 83
PPKFFSDT | OLYMPIA LIGHTING, INC. | Olympia Lighting | CL-50W8-55K-SB | Outdoor Retrofit Kit | Mid Output | Retrofit Kits for Parking Garage Luminaires | Standard | FALSE | [9 empty] | 3/2/2016 12:00:00 AM | Not Dimmable | Not Dimmable | No |  |  | 5902.02 | 114 | 51.6 | 12 | 0.99 | 5422 | 85
PVCM96E8 | OLYMPIA LIGHTING, INC. | Olympia Lighting | CL-30W8-55K-SB | Outdoor Retrofit Kit | Low Output | Retrofit Kits for Parking Garage Luminaires | Standard | FALSE | [9 empty] | 3/2/2016 12:00:00 AM | Not Dimmable | Not Dimmable | No |  |  | 3480 | 116 | 30 | 11 | 0.96 | 5500 | 85
PTUX32MQ | OLYMPIA LIGHTING, INC. | Olympia Lighting | CL-40W8-55K-SB | Outdoor Retrofit Kit | Low Output | Retrofit Kits for Parking Garage Luminaires | Standard | FALSE | [9 empty] | 3/2/2016 12:00:00 AM | Not Dimmable | Not Dimmable | No |  |  | 4841.93 | 117 | 41.23 | 11 | 0.99 | 5366 | 85
PX8PBMER | On Time Lighting | DVPE LED | OTLDVPE-L-4-2L-LIRA-RF-840-55W-3K | Outdoor Luminaires | Mid Output | Parking Garage Luminaires | Standard | TRUE | 6924 | 86.96 | 79.24 | 18.286 | 0.9091 | 4029 | 84 | 5 |  | 10/7/2015 12:00:00 AM | Not Yet Verified | Not Yet Verified | Not Yet Verified |  | 2 | 6924 | 87 | 79.6 |  |  | 4000
PZJX4EJZ | On Time Lighting | DVPE LED | OTLDVPE-L-4-2L-LIRA-RF-UNVLT-840-M510C-255X2 | Outdoor Luminaires | Mid Output | Parking Garage Luminaires | Standard | TRUE | 7648 | 91.36 | 83.717 | 19.261 | 0.9167 | 4118 | 82.82 | 5 | 50000 | 10/7/2015 12:00:00 AM | Not Yet Verified | Not Yet Verified | Not Yet Verified |  | 2 | 7600 | 90 | 84 |  | 0.9 | 4000 | 82
PCJNPK2U | On Time Lighting | DVPE LED | OTLDVPE-L-4-2L-LIRA-RF-UNVLT-840-M510C-D310X1 | Outdoor Luminaires | Mid Output | Parking Garage Luminaires | Standard | TRUE | 5014 | 98.09 | 51.115 | 18.032 | 0.9368 | 4082 | 82.77 | 5 | 50000 | 10/7/2015 12:00:00 AM | Not Yet Verified | Not Yet Verified | Not Yet Verified |  | 2 | 5000 | 98 | 51 |  | 0.9 | 4000 | 82
PCHW9MNJ | On Time Lighting | DVPEW LED | OTLDVPE-L-2-2L-PG-CC-UNVLT-H-830-U | Outdoor Luminaires | Low Output | Parking Garage Luminaires | Standard | TRUE | 3068 | 73.44 | 41.77 | 18.91 | 0.92 | 3070 | 84.06 | 5 | 50000 | 10/7/2015 12:00:00 AM | Not Yet Verified | Not Yet Verified | Not Yet Verified |  | 2.1 | 3067.8 | 73.6 | 41.7 | 18.91 | 0.921 | 3000 | 84.06
PADBQA97 | On Time Lighting | DVPEW LED | OTLDVPE-L-2-2L-PG-CC-UNVLT-H-840-U | Outdoor Luminaires | Low Output | Parking Garage Luminaires | Standard | FALSE | [9 empty] | 10/7/2015 12:00:00 AM | Not Yet Verified | Not Yet Verified | Not Yet Verified |  |  | 3067.8 | 73.6 |  | 18.91 | 0.921 | 4000
PXGQ2SUB | On Time Lighting | DVPEW LED | OTLDVPE-L-2-2L-PG-CC-UNVLT-H-835-U | Outdoor Luminaires | Low Output | Parking Garage Luminaires | Standard | FALSE | [9 empty] | 10/7/2015 12:00:00 AM | Not Yet Verified | Not Yet Verified | Not Yet Verified |  |  | 3067.8 | 73.6 |  | 18.91 | 0.921 | 3500
PZVUFYFA | On Time Lighting | DVPEW LED | OTLDVPE-L-2-2L-PG-CC-UNVLT-H-850-U | Outdoor Luminaires | Low Output | Parking Garage Luminaires | Standard | FALSE | [9 empty] | 10/7/2015 12:00:00 AM | Not Yet Verified | Not Yet Verified | Not Yet Verified |  |  | 3546 | 73.6 | 42.143 | 18.91 | 0.921 | 5000 | 88.85
P000012C4 | On-Q Lighting Systems | On-Q Lighting Systems | Aura LNBL-D-HU-N-XX | Outdoor Luminaires | Low Output | Parking Garage Luminaires | Standard | TRUE | 1911.4 | 81.27 | 23.52 | 12.92 | 0.916 | 4989 | 71 | 5 | 50000 | 5/2/2012 12:00:00 AM | Not Yet Verified | Not Yet Verified | Not Yet Verified |  | 1.6 | 1900 | 80 | 24 |  | 0.9 | 5000 | 75
PEJWQ2HB | Open Platform Systems, LLC | PRK | PRK-065W-40K | Outdoor Luminaires | Mid Output | Parking Garage Luminaires | Standard | TRUE | 5497 | 82.03 | 67.01 | 17.53 | 0.872 | 4055 | 82.8 | 5 | 96000 | 4/15/2016 12:00:00 AM | Not Yet Verified | Not Yet Verified | Not Yet Verified |  | 2.1 | 5497 | 82 | 67 | 18 | 0.87 | 4000 | 82
PGAA1DT7 | Open Platform Systems, LLC | PRK | PRK-080W-40K | Outdoor Luminaires | Mid Output | Parking Garage Luminaires | Standard | TRUE | 6301 | 80.89 | 77.9 | 10.15 | 0.941 | 4063 | 83 | 5 | 200000 | 4/15/2016 12:00:00 AM | Not Yet Verified | Not Yet Verified | Not Yet Verified |  | 2.1 | 6301 | 81 | 78 | 14 | 0.94 | 4000 | 83
PNCEK7A1 | Open Platform Systems, LLC | GAR SERIES | GAR-050W | Outdoor Luminaires | Mid Output | Parking Garage Luminaires | Standard | TRUE | 5403 | 101 | 53.47 | 10.39 | 0.971 | 5345 | 76.8 | 5 | 336000 | 12/3/2015 12:00:00 AM | Dimmable | Continuous Below 10 | Not Yet Verified |  | 2.1
PXR1BHZ3 | Open Platform Systems, LLC | GAR SERIES | GAR-040W | Outdoor Luminaires | Low Output | Parking Garage Luminaires | Standard | TRUE | 3770 | 93.64 | 40.26 | 7.67 | 0.98 | 3088 | 83.2 | 5 |  | 12/3/2015 12:00:00 AM | Dimmable | Continuous Below 10 | No |  | 3
P12JB4K6 | Open Platform Systems, LLC | PRK | PRK-050W | Outdoor Luminaires | Low Output | Parking Garage Luminaires | Standard | TRUE | 4553 | 86.15 | 52.85 | 9.65 | 0.97 | 5247 | 72.6 | 5 | 200000 | 4/9/2015 12:00:00 AM | Not Yet Verified | Not Yet Verified | Not Yet Verified |  | 2.1 | 4553 | 86 | 53 | 19 | 0.9 | 5455 | 72
PNV5X4CV | Open Platform Systems, LLC | GAR SERIES | GAR-065W | Outdoor Luminaires | Mid Output | Parking Garage Luminaires | Standard | TRUE | 6537 | 93.09 | 70.22 | 16.87 | 0.886 | 5319 | 78.1 | 10 | 177000 | 11/16/2015 12:00:00 AM | Dimmable | Continuous Above 10 | No |  | 3 | 6537 | 93.09 | 70.22 | 4.39 | 0.994 | 5319 | 78.1
PH5ZHHTC | Optec LED Lighting | Optec LED | OLPS-240 | Outdoor Luminaires | High Output | Parking Garage Luminaires | Standard | TRUE | 22436 | 98.4 | 228.1 |  | 0.999 | 4756 | 66 | 5 | 50000 | 6/13/2016 12:00:00 AM | Not Yet Verified | Not Yet Verified | Not Yet Verified |  | 1.5 | 23616 | 100 | 240 |  | 0.9 | 5000 | 70
PQ2TMVFY | Optec LED Lighting | Optec LED | OLPS-030 | Outdoor Luminaires | Low Output | Parking Garage Luminaires | Standard | TRUE | 3253 | 103.3 | 31.48 | 14.93 | 0.898 | 4940 | 67.2 | 5 | 50000 | 6/13/2016 12:00:00 AM | Not Yet Verified | Not Yet Verified | Not Yet Verified |  | 2.1 | 2650 | 100 | 30 |  | 0.9 | 5000 | 70
PTZP3Y2E | Optec LED Lighting | Optec LED | OLPS-080 | Outdoor Luminaires | Mid Output | Parking Garage Luminaires | Standard | FALSE | [9 empty] | 6/13/2016 12:00:00 AM | Not Yet Verified | Not Yet Verified | Not Yet Verified |  |  | 7256 | 90.7 | 80 | 15 | 0.9 | 5000 | 65
P8UM8HZB | Optec LED Lighting | Optec LED | OLPS-220 | Outdoor Luminaires | High Output | Parking Garage Luminaires | Standard | FALSE | [9 empty] | 6/13/2016 12:00:00 AM | Not Yet Verified | Not Yet Verified | Not Yet Verified |  |  | 21432 | 97.4181818181818 | 220 | 15 | 0.9 | 5000 | 65
PBERXXWH | Optec LED Lighting | Optec LED | OLPS-130 | Outdoor Luminaires | High Output | Parking Garage Luminaires | Standard | FALSE | [9 empty] | 6/13/2016 12:00:00 AM | Not Yet Verified | Not Yet Verified | Not Yet Verified |  |  | 12103 | 93.1 | 130 | 15 | 0.9 | 5000 | 65
P1HAMD2F | Optec LED Lighting | Optec LED | OLPS-170 | Outdoor Luminaires | High Output | Parking Garage Luminaires | Standard | FALSE | [9 empty] | 6/13/2016 12:00:00 AM | Not Yet Verified | Not Yet Verified | Not Yet Verified |  |  | 16153 | 95.0176470588235 | 170 | 15 | 0.9 | 5000 | 65
PHXFAQK9 | Optec LED Lighting | Optec LED | OLPS-160 | Outdoor Luminaires | High Output | Parking Garage Luminaires | Standard | FALSE | [9 empty] | 6/13/2016 12:00:00 AM | Not Yet Verified | Not Yet Verified | Not Yet Verified |  |  | 15126 | 94.5375 | 160 | 15 | 0.9 | 5000 | 65
P84R5QGS | Optec LED Lighting | Optec LED | OLPS-100 | Outdoor Luminaires | Mid Output | Parking Garage Luminaires | Standard | FALSE | [9 empty] | 6/13/2016 12:00:00 AM | Not Yet Verified | Not Yet Verified | Not Yet Verified |  |  | 9166 | 91.66 | 100 | 15 | 0.9 | 5000 | 65
P7XGQNZC | Optec LED Lighting | Optec LED | OLPS-060 | Outdoor Luminaires | Mid Output | Parking Garage Luminaires | Standard | FALSE | [9 empty] | 6/13/2016 12:00:00 AM | Not Yet Verified | Not Yet Verified | Not Yet Verified |  |  | 5385 | 89.75 | 60 | 15 | 0.9 | 5000 | 65
PKM3G6HU | Optec LED Lighting | Optec LED | OLPS-070 | Outdoor Luminaires | Mid Output | Parking Garage Luminaires | Standard | FALSE | [9 empty] | 6/13/2016 12:00:00 AM | Not Yet Verified | Not Yet Verified | Not Yet Verified |  |  | 6315 | 90.2142857142857 | 70 | 15 | 0.9 | 5000 | 65
P9MJF1KM | Optec LED Lighting | Optec LED | OLPS-190 | Outdoor Luminaires | High Output | Parking Garage Luminaires | Standard | FALSE | [9 empty] | 6/13/2016 12:00:00 AM | Not Yet Verified | Not Yet Verified | Not Yet Verified |  |  | 18236 | 95.978947368421 | 190 | 15 | 0.9 | 5000 | 65
PHB3TQZA | Optec LED Lighting | Optec LED | OLPS-140 | Outdoor Luminaires | High Output | Parking Garage Luminaires | Standard | FALSE | [9 empty] | 6/13/2016 12:00:00 AM | Not Yet Verified | Not Yet Verified | Not Yet Verified |  |  | 13101 | 93.5785714285714 | 140 | 15 | 0.9 | 5000 | 65
PYDEK9NM | Optec LED Lighting | Optec LED | OLPS-110 | Outdoor Luminaires | High Output | Parking Garage Luminaires | Standard | FALSE | [9 empty] | 6/13/2016 12:00:00 AM | Not Yet Verified | Not Yet Verified | Not Yet Verified |  |  | 10135 | 92.1363636363636 | 110 | 15 | 0.9 | 5000 | 65
P8T7GW9M | Optec LED Lighting | Optec LED | OLPS-230 | Outdoor Luminaires | High Output | Parking Garage Luminaires | Standard | FALSE | [9 empty] | 6/13/2016 12:00:00 AM | Not Yet Verified | Not Yet Verified | Not Yet Verified |  |  | 22517 | 97.9 | 230 | 15 | 0.9 | 5000 | 65
PCWCCGC3 | Optec LED Lighting | Optec LED | OLPS-210 | Outdoor Luminaires | High Output | Parking Garage Luminaires | Standard | FALSE | [9 empty] | 6/13/2016 12:00:00 AM | Not Yet Verified | Not Yet Verified | Not Yet Verified |  |  | 20357 | 96.9380952380952 | 210 | 15 | 0.9 | 5000 | 65
P83MDSKM | Optec LED Lighting | Optec LED | OLPS-200 | Outdoor Luminaires | High Output | Parking Garage Luminaires | Standard | FALSE | [9 empty] | 6/13/2016 12:00:00 AM | Not Yet Verified | Not Yet Verified | Not Yet Verified |  |  | 19292 | 96.46 | 200 | 15 | 0.9 | 5000 | 65
PBU7WVRF | Optec LED Lighting | Optec LED | OLPS-180 | Outdoor Luminaires | High Output | Parking Garage Luminaires | Standard | FALSE | [9 empty] | 6/13/2016 12:00:00 AM | Not Yet Verified | Not Yet Verified | Not Yet Verified |  |  | 17190 | 95.5 | 180 | 15 | 0.9 | 5000 | 65
P1VDEZA9 | Optec LED Lighting | Optec LED | OLPS-150 | Outdoor Luminaires | High Output | Parking Garage Luminaires | Standard | FALSE | [9 empty] | 6/13/2016 12:00:00 AM | Not Yet Verified | Not Yet Verified | Not Yet Verified |  |  | 14109 | 94.06 | 150 | 15 | 0.9 | 5000 | 65
PVK2NTE1 | Optec LED Lighting | Optec LED | OLPS-120 | Outdoor Luminaires | High Output | Parking Garage Luminaires | Standard | FALSE | [9 empty] | 6/13/2016 12:00:00 AM | Not Yet Verified | Not Yet Verified | Not Yet Verified |  |  | 11114 | 92.6166666666667 | 120 | 15 | 0.9 | 5000 | 65
PMA2GQ1Q | Optec LED Lighting | Optec LED | OLPS-050 | Outdoor Luminaires | Low Output | Parking Garage Luminaires | Standard | FALSE | [9 empty] | 6/13/2016 12:00:00 AM | Not Yet Verified | Not Yet Verified | Not Yet Verified |  |  | 4463 | 89.26 | 50 | 15 | 0.9 | 5000 | 65
PC8XR9UF | Optec LED Lighting | Optec LED | OLPS-040 | Outdoor Luminaires | Low Output | Parking Garage Luminaires | Standard | FALSE | [9 empty] | 6/13/2016 12:00:00 AM | Not Yet Verified | Not Yet Verified | Not Yet Verified |  |  | 3550 | 88.75 | 40 | 15 | 0.9 | 5000 | 65
PFH4ZBFG | Optec LED Lighting | Optec LED | OLPS-090 | Outdoor Luminaires | Mid Output | Parking Garage Luminaires | Standard | FALSE | [9 empty] | 6/13/2016 12:00:00 AM | Not Yet Verified | Not Yet Verified | Not Yet Verified |  |  | 8206 | 91.1777777777778 | 90 | 15 | 0.9 | 5000 | 65
PP851EA4 | Orbit Industries, Inc. | Orbit | LCM6-95W-CW-WH | Outdoor Luminaires | Mid Output | Parking Garage Luminaires | Standard | TRUE | 8178.22 | 78 | 105 | 21 | 0.88 | 4952 | 70 | 5 |  | 5/14/2015 12:00:00 AM | Not Yet Verified | Not Yet Verified | Not Yet Verified |  | 2.1 | 8178 | 77.9 | 105 | 21 | 0.9 | 5000 | 70
PTXA746N | Orbit Industries, Inc. | Orbit | LCM6-138W-CW-WH | Outdoor Luminaires | High Output | Parking Garage Luminaires | Standard | FALSE | [9 empty] | 5/14/2015 12:00:00 AM | Not Yet Verified | Not Yet Verified | Not Yet Verified |  |  | 12267 | 78.6 | 156 | 15 | 0.94 | 5000 | 70
PDFTCP78 | Orion Energy Systems, Inc | HARRIS | LBGP1 | Outdoor Luminaires | Low Output | Parking Garage Luminaires | Standard | TRUE | 4309.79 | 78 | 55.14 | 16 | 0.96 | 5100 | 67.2 | 5 |  | 5/8/2015 12:00:00 AM | Not Yet Verified | Not Yet Verified | Not Yet Verified | Only qualified at 20° setting | 2.1 | 4000 | 74 | 54 |  |  | 5000 | 70
PKWZM3TG | Orion Energy Systems, Inc | HARRIS | CLLEDRF060XXX | Outdoor Luminaires | Mid Output | Parking Garage Luminaires | Standard | TRUE | 5145 | 78.99 | 65.13 | 13.5 | 0.958 | 5112 | 73 | 5 | 50000 | 12/22/2014 12:00:00 AM | Not Dimmable | Not Dimmable | Not Yet Verified |  | 2 | 5145 | 78 | 65.13 |  | 0.98 | 5112 | 75
P4YSV3ZW | Orion Energy Systems, Inc | HARRIS | CLLEDRF060SDX | Outdoor Luminaires | Mid Output | Parking Garage Luminaires | Standard | FALSE | [9 empty] | 12/22/2014 12:00:00 AM | Dimmable | Stepped | Not Yet Verified |  |  | 5145 | 78 | 65.13 |  | 0.98 | 5112 | 75
PC5NSEWU | Orion Energy Systems, Inc | HARRIS | CLLEDRF060FDX | Outdoor Luminaires | Mid Output | Parking Garage Luminaires | Standard | FALSE | [9 empty] | 12/22/2014 12:00:00 AM | Dimmable | Continuous Below 10 | Not Yet Verified |  |  | 5145 | 78 | 65.13 |  | 0.98 | 5112 | 75
P00000UGY | Orion Energy Systems, Inc | HARRIS | GCLEDSQ060 | Outdoor Luminaires | Mid Output | Parking Garage Luminaires | Standard | TRUE | 5356 | 86.59 | 61.85 | 10.2 | 0.922 | 4929 | 74 | 5 |  | 8/15/2014 12:00:00 AM | Not Yet Verified | Not Yet Verified | Not Yet Verified |  | 2 | 5356 | 86 | 61.85 |  | 0.98 | 4929 | 75
P00000UGZ | Orion Energy Systems, Inc | HARRIS | GCLEDSQ040 | Outdoor Luminaires | Low Output | Parking Garage Luminaires | Standard | TRUE | 3333 | 78.54 | 42.54 | 18.5 | 0.894 | 4816 | 73 | 5 |  | 8/15/2014 12:00:00 AM | Not Yet Verified | Not Yet Verified | Not Yet Verified |  | 2 | 3333 | 78 | 42.54 |  | 0.98 | 4816 | 75
P00000UGX | Orion Energy Systems, Inc | HARRIS | GCLEDRC120 | Outdoor Luminaires | Mid Output | Parking Garage Luminaires | Standard | TRUE | 9024 | 76.78 | 117.5 | 12.2 | 0.945 | 5408 | 74 | 5 | 50000 | 8/15/2014 12:00:00 AM | Not Yet Verified | Not Yet Verified | Not Yet Verified |  | 1.7 | 10080 | 84 | 120 |  | 0.98 | 5300 | 75
P00000UH0 | Orion Energy Systems, Inc | HARRIS | GCLEDSQ120 | Outdoor Luminaires | High Output | Parking Garage Luminaires | Standard | TRUE | 10262 | 83.78 | 122.4 | 5.6 | 0.935 | 4818 | 74 | 5 |  | 8/15/2014 12:00:00 AM | Not Yet Verified | Not Yet Verified | Not Yet Verified |  | 2 | 10262 | 83 | 122.4 |  | 0.98 | 4818 | 75
P00000UGU | Orion Energy Systems, Inc | HARRIS | CLLEDRF040 | Outdoor Luminaires | Low Output | Parking Garage Luminaires | Standard | TRUE | 3511 | 83.3 | 42.15 | 16.2 | 0.904 | 4865 | 69 | 5 |  | 8/15/2014 12:00:00 AM | Not Yet Verified | Not Yet Verified | Not Yet Verified |  | 2 | 3511 | 83 | 42.15 |  | 0.98 | 4865 | 75
P00000UGW | Orion Energy Systems, Inc | HARRIS | GCLEDRC040 | Outdoor Luminaires | Low Output | Parking Garage Luminaires | Standard | TRUE | 3138 | 77.27 | 40.61 | 17.5 | 0.89 | 4915 | 73 | 5 |  | 8/15/2014 12:00:00 AM | Not Yet Verified | Not Yet Verified | Not Yet Verified |  | 2 | 3138 | 77 | 40.61 |  | 0.98 | 4915 | 75
P00000UGV | Orion Energy Systems, Inc | HARRIS | GCLEDRC060 | Outdoor Luminaires | Low Output | Parking Garage Luminaires | Standard | TRUE | 4695 | 74.79 | 62.76 | 10.7 | 0.925 | 5297 | 74 | 5 |  | 8/15/2014 12:00:00 AM | Not Yet Verified | Not Yet Verified | Not Yet Verified |  | 2 | 4695 | 74 | 62.76 |  | 0.98 | 5297 | 75
P000012F0 | Orion Energy Systems, Inc | Orion | LED-GC-040-UNV-T5-50 | Outdoor Luminaires | Low Output | Parking Garage Luminaires | Standard | TRUE | 3726.3 | 91.06 | 40.92 | 15.88 | 0.9325 | 5556 | 80.2 | 5 | 70000 | 5/21/2014 12:00:00 AM | Not Yet Verified | Not Yet Verified | Not Yet Verified |  | 2 | 3600 | 88 | 41 |  | 0.98 | 5700 | 70
P000012F1 | Orion Energy Systems, Inc | Orion | LED-GC-060-UNV-T5-50 | Outdoor Luminaires | Mid Output | Parking Garage Luminaires | Standard | TRUE | 5134.6 | 84.84 | 60.52 | 17.98 | 0.9664 | 5628 | 80.5 | 5 | 70000 | 5/21/2014 12:00:00 AM | Not Yet Verified | Not Yet Verified | Not Yet Verified |  | 2 | 5100 | 84 | 61 |  | 0.98 | 5700 | 70
P000012F2 | Orion Energy Systems, Inc | Orion | LED-GC-080-UNV-T5-50 | Outdoor Luminaires | Mid Output | Parking Garage Luminaires | Standard | TRUE | 6647.6 | 80.63 | 82.45 | 14.26 | 0.9712 | 5638 | 80.6 | 5 | 70000 | 5/21/2014 12:00:00 AM | Not Yet Verified | Not Yet Verified | Not Yet Verified |  | 2 | 6400 | 79 | 81 |  | 0.98 | 5700 | 70
P000012FB | Orion Energy Systems, Inc | Orion | 4PG40WLEDXXXXX | Outdoor Luminaires | Low Output | Parking Garage Luminaires | Standard | TRUE | 4968 | 105 | 47.31 | 10 | 0.964 | 5134 | 82.9 | 5 |  | 6/6/2014 12:00:00 AM | Not Yet Verified | Not Yet Verified | Not Yet Verified |  | 2.1 | 4968 | 105 | 47.31 | 7.26 | 0.996 | 5134 | 82.9
P000012J7 | OSRAM | Sylvania Propoint Medium Round Canopy | 70877 MRC-L-060-745-T5-UNV-BZ | Outdoor Luminaires | Mid Output | Parking Garage Luminaires | Standard | TRUE | 5089 | 86.2 | 59.07 | 16.12 | 0.9621 | 4747 | 77 | 5 | 70000 | 8/7/2012 12:00:00 AM | Not Yet Verified | Not Yet Verified | Not Yet Verified |  | 1.6 | 5100 | 87 | 60 |  | 0.9 | 4500 | 70
P000012J8 | OSRAM | Sylvania Propoint Medium Round Canopy | 75321 MRC-L-060-745-T5-UNV-DX-IOC-BZ | Outdoor Luminaires | Mid Output | Parking Garage Luminaires | Standard | FALSE | [9 empty] | 3/29/2013 12:00:00 AM | Not Yet Verified | Not Yet Verified | Not Yet Verified |  |  | 5100 | 87 | 60 |  | 0.9 | 4500 | 70
P000012J9 | OSRAM | Sylvania Propoint Medium Round Canopy | MRC-L-075-745-T5-UNV-BZ | Outdoor Luminaires | Mid Output | Parking Garage Luminaires | Standard | TRUE | 5835 | 82.7 | 70.59 | 20.83 | 0.8726 | 4788 | 77 | 5 | 70000 | 8/10/2012 12:00:00 AM | Not Yet Verified | Not Yet Verified | Not Yet Verified |  | 1.6 | 5800 | 82 | 75 |  | 0.9 | 4500 | 70
P000012JA | OSRAM | Sylvania Propoint Medium Round Canopy | MRC-L-090-745-T5-UNV-BZ | Outdoor Luminaires | Mid Output | Parking Garage Luminaires | Standard | TRUE | 6493 | 81.65 | 79.5 | 18.39 | 0.8932 | 4809 | 77 | 5 | 70000 | 8/10/2012 12:00:00 AM | Not Yet Verified | Not Yet Verified | Not Yet Verified |  | 1.6 | 6500 | 79 | 90 |  | 0.9 | 4500 | 70
P000012JC | OSRAM | Sylvania Propoint Medium Round Canopy | MRC-L-090-745-T5-347-BZ | Outdoor Luminaires | Mid Output | Parking Garage Luminaires | Standard | FALSE | [9 empty] | 8/10/2012 12:00:00 AM | Not Yet Verified | Not Yet Verified | Not Yet Verified |  |  | 6500 | 79 | 90 |  | 0.9 | 4500 | 70
P000012JE | OSRAM | Sylvania Propoint Medium Round Canopy | MRC-L-90-745-T5-UNV-DX-IOC-BZ | Outdoor Luminaires | Mid Output | Parking Garage Luminaires | Standard | FALSE | [9 empty] | 3/29/2013 12:00:00 AM | Not Yet Verified | Not Yet Verified | Not Yet Verified |  |  | 6500 | 79 | 90 |  | 0.9 | 4500 | 70
P000012JG | OSRAM | Sylvania Propoint Medium Round Canopy | MRC-L-90-745-T5-347-DX-IOC-BZ | Outdoor Luminaires | Mid Output | Parking Garage Luminaires | Standard | FALSE | [9 empty] | 3/29/2013 12:00:00 AM | Not Yet Verified | Not Yet Verified | Not Yet Verified |  |  | 6500 | 79 | 90 |  | 0.9 | 4500 | 70
P000012JB | OSRAM | Sylvania Propoint Medium Round Canopy | MRC-L-075-745-T5-347-BZ | Outdoor Luminaires | Mid Output | Parking Garage Luminaires | Standard | FALSE | [9 empty] | 8/10/2012 12:00:00 AM | Not Yet Verified | Not Yet Verified | Not Yet Verified |  |  | 5800 | 82 | 75 |  | 0.9 | 4500 | 70
P000012JD | OSRAM | Sylvania Propoint Medium Round Canopy | MRC-L-75-745-T5-UNV-DX-IOC-BZ | Outdoor Luminaires | Mid Output | Parking Garage Luminaires | Standard | FALSE | [9 empty] | 3/29/2013 12:00:00 AM | Not Yet Verified | Not Yet Verified | Not Yet Verified |  |  | 5800 | 82 | 75 |  | 0.9 | 4500 | 70
P000012JF | OSRAM | Sylvania Propoint Medium Round Canopy | MRC-L-75-745-T5-347-DX-IOC-BZ | Outdoor Luminaires | Mid Output | Parking Garage Luminaires | Standard | FALSE | [9 empty] | 3/29/2013 12:00:00 AM | Not Yet Verified | Not Yet Verified | Not Yet Verified |  |  | 5800 | 82 | 75 |  | 0.9 | 4500 | 70
P000012JQ | OSRAM | PermaLED | LSC-L-40-750-T5-UNV-XX | Outdoor Luminaires | Low Output | Parking Garage Luminaires | Standard | TRUE | 4576 | 111.46 | 41.05 | 10.8 | 0.9599 | 4837 | 74 | 5 | 190000 | 2/20/2013 12:00:00 AM | Not Yet Verified | Not Yet Verified | Not Yet Verified | Qualified with dimming and non-dimming driver options | 1.7 | 4576 | 112 | 41 |  | 0.9 | 5000 | 75
P000012JP | OSRAM | PermaLED | LSC-L-40-740-T5-UNV-XX | Outdoor Luminaires | Low Output | Parking Garage Luminaires | Standard | TRUE | 4286 | 105.48 | 40.64 | 10.3 | 0.9593 | 3948 | 78 | 5 | 190000 | 3/19/2013 12:00:00 AM | Not Yet Verified | Not Yet Verified | Not Yet Verified | Qualified with dimming and non-dimming driver options | 1.7 | 4286 | 105 | 41 |  | 0.9 | 4000 | 70
P000012L3 | OSRAM | PermaLED | LS2-L-40-750-T5-UNV-XX | Outdoor Luminaires | Low Output | Parking Garage Luminaires | Standard | FALSE | [9 empty] | 6/5/2013 12:00:00 AM | Not Yet Verified | Not Yet Verified | Not Yet Verified | Qualified with dimming and non-dimming driver options |  | 4576 | 112 | 41 |  | 0.9 | 5000 | 75
P000012L5 | OSRAM | PermaLED | LS2/L/40/750/T5/UNV/DX/IWC/XX | Outdoor Luminaires | Low Output | Parking Garage Luminaires | Standard | FALSE | [9 empty] | 6/5/2013 12:00:00 AM | Not Yet Verified | Not Yet Verified | Not Yet Verified | Qualified with dimming and non-dimming driver options |  | 4576 | 112 | 41 |  | 0.9 | 5000 | 75
P000012L4 | OSRAM | PermaLED | LS2/L/40/750/T5/UNV/DX/OSP/XX | Outdoor Luminaires | Low Output | Parking Garage Luminaires | Standard | FALSE | [9 empty] | 6/5/2013 12:00:00 AM | Not Yet Verified | Not Yet Verified | Not Yet Verified | Qualified with dimming and non-dimming driver options |  | 4576 | 112 | 41 |  | 0.9 | 5000 | 75
P000012L0 | OSRAM | PermaLED | LS2-L-40-740-T5-UNV-XX | Outdoor Luminaires | Low Output | Parking Garage Luminaires | Standard | FALSE | [9 empty] | 6/5/2013 12:00:00 AM | Not Yet Verified | Not Yet Verified | Not Yet Verified | Qualified with dimming and non-dimming driver options |  | 4286 | 105 | 41 |  | 0.9 | 4000 | 70
P000012L1 | OSRAM | PermaLED | LS2/L/40/740/T5/UNV/DX/OSP/XX | Outdoor Luminaires | Low Output | Parking Garage Luminaires | Standard | FALSE | [9 empty] | 6/5/2013 12:00:00 AM | Not Yet Verified | Not Yet Verified | Not Yet Verified | Qualified with dimming and non-dimming driver options |  | 4286 | 105 | 41 |  | 0.9 | 4000 | 70
P000012L2 | OSRAM | PermaLED | LS2/L/40/740/T5/UNV/DX/IWC/XX | Outdoor Luminaires | Low Output | Parking Garage Luminaires | Standard | FALSE | [9 empty] | 6/5/2013 12:00:00 AM | Not Yet Verified | Not Yet Verified | Not Yet Verified | Qualified with dimming and non-dimming driver options |  | 4286 | 105 | 41 |  | 0.9 | 4000 | 70
P000012JS | OSRAM | PermaLED | LSC-L-55-750-T5-UNV-XX | Outdoor Luminaires | Mid Output | Parking Garage Luminaires | Standard | TRUE | 6142 | 113.57 | 54.08 | 14.7 | 0.9046 | 4943 | 74 | 5 | 190000 | 3/5/2013 12:00:00 AM | Not Yet Verified | Not Yet Verified | Not Yet Verified | Qualified with dimming and non-dimming driver options | 1.7 | 6142 | 114 | 54 |  | 0.9 | 5000 | 75
P000012JR | OSRAM | PermaLED | LSC-L-55-740-T5-UNV-XX | Outdoor Luminaires | Mid Output | Parking Garage Luminaires | Standard | TRUE | 5394 | 99.73 | 54.08 | 13.8 | 0.9092 | 4015 | 78 | 5 | 190000 | 3/19/2013 12:00:00 AM | Not Yet Verified | Not Yet Verified | Not Yet Verified | Qualified with dimming and non-dimming driver options | 1.7 | 5394 | 100 | 54 |  | 0.9 | 4000 | 70
P000012L7 | OSRAM | PermaLED | LS2/L/55/740/T5/UNV/DX/OSP/XX | Outdoor Luminaires | Mid Output | Parking Garage Luminaires | Standard | FALSE | [9 empty] | 6/5/2013 12:00:00 AM | Not Yet Verified | Not Yet Verified | Not Yet Verified | Qualified with dimming and non-dimming driver options |  | 5394 | 100 | 54 |  | 0.9 | 4000 | 70
P000012L8 | OSRAM | PermaLED | LS2/L/55/740/T5/UNV/DX/IWC/XX | Outdoor Luminaires | Mid Output | Parking Garage Luminaires | Standard | FALSE | [9 empty] | 6/5/2013 12:00:00 AM | Not Yet Verified | Not Yet Verified | Not Yet Verified | Qualified with dimming and non-dimming driver options |  | 5394 | 100 | 54 |  | 0.9 | 4000 | 70
P000012L9 | OSRAM | PermaLED | LS2-L-55-750-T5-UNV-XX | Outdoor Luminaires | Mid Output | Parking Garage Luminaires | Standard | FALSE | [9 empty] | 6/5/2013 12:00:00 AM | Not Yet Verified | Not Yet Verified | Not Yet Verified | Qualified with dimming and non-dimming driver options |  | 6142 | 114 | 54 |  | 0.9 | 5000 | 75
P000012LB | OSRAM | PermaLED | LS2/L/55/750/T5/UNV/DX/IWC/XX | Outdoor Luminaires | Mid Output | Parking Garage Luminaires | Standard | FALSE | [9 empty] | 6/5/2013 12:00:00 AM | Not Yet Verified | Not Yet Verified | Not Yet Verified | Qualified with dimming and non-dimming driver options |  | 6142 | 114 | 54 |  | 0.9 | 5000 | 75
P000012L6 | OSRAM | PermaLED | LS2-L-55-740-T5-UNV-XX | Outdoor Luminaires | Mid Output | Parking Garage Luminaires | Standard | FALSE | [9 empty] | 6/5/2013 12:00:00 AM | Not Yet Verified | Not Yet Verified | Not Yet Verified | Qualified with dimming and non-dimming driver options |  | 5394 | 100 | 54 |  | 0.9 | 4000 | 70
P000012LA | OSRAM | PermaLED | LS2/L/55/750/T5/UNV/DX/OSP/XX | Outdoor Luminaires | Mid Output | Parking Garage Luminaires | Standard | FALSE | [9 empty] | 6/5/2013 12:00:00 AM | Not Yet Verified | Not Yet Verified | Not Yet Verified | Qualified with dimming and non-dimming driver options |  | 6142 | 114 | 54 |  | 0.9 | 5000 | 75
P000012PL | OSRAM | Osram Propoint Medium Square Canopy LED Luminaire | MSC-L-40-745-G5-UNV-** | Outdoor Luminaires | Low Output | Parking Garage Luminaires | Standard | TRUE | 3384 | 82.7 | 70.93 | 17.15 | 0.9629 | 4807 | 79 | 5 | 70000 | 8/9/2013 12:00:00 AM | Not Yet Verified | Not Yet Verified | Not Yet Verified |  | 2 | 3300 | 82 | 40 |  | 0.9 | 4500 | 70
P000012PM | OSRAM | Osram Propoint Medium Square Canopy LED Luminaire | MSC-L-40-745-G5-UNV-DX-IOC-** | Outdoor Luminaires | Low Output | Parking Garage Luminaires | Standard | FALSE | [9 empty] | 8/9/2013 12:00:00 AM | Not Yet Verified | Not Yet Verified | Not Yet Verified |  |  | 3300 | 82 | 40 |  | 0.9 | 4500 | 70
P000012PN | OSRAM | Osram Propoint Medium Square Canopy LED Luminaire | MSC-L-75-745-G5-UNV-** | Outdoor Luminaires | Mid Output | Parking Garage Luminaires | Standard | TRUE | 5375 | 73.6 | 73.02 | 20.43 | 0.8804 | 4957 | 76 | 5 | 70000 | 8/9/2013 12:00:00 AM | Not Yet Verified | Not Yet Verified | Not Yet Verified |  | 2 | 5200 | 72 | 75 |  | 0.9 | 4500 | 70
P000012PO | OSRAM | Osram Propoint Medium Square Canopy LED Luminaire | MSC-L-75-745-G5-UNV-DX-IOC-** | Outdoor Luminaires | Mid Output | Parking Garage Luminaires | Standard | FALSE | [9 empty] | 8/9/2013 12:00:00 AM | Not Yet Verified | Not Yet Verified | Not Yet Verified |  |  | 5200 | 72 | 75 |  | 0.9 | 4500 | 70
P000012QJ | OSRAM | Osram | LS2-L-25-740-T5-UNV-DX-OSP-XX | Outdoor Luminaires | Low Output | Parking Garage Luminaires | Standard | TRUE | 2318.85 | 100 | 22.95 | 13 | 0.91 | 4027 | 77 | 5 | 50000 | 12/27/2013 12:00:00 AM | Not Yet Verified | Not Yet Verified | Not Yet Verified |  | 2.1 | 2318.85 | 100 | 20 | 13 | 0.91 | 4000
P000012QP | OSRAM | Osram | LS2-L-25-750-T5-UNV-DX-IWC-XX | Outdoor Luminaires | Low Output | Parking Garage Luminaires | Standard | FALSE | [9 empty] | 12/27/2013 12:00:00 AM | Not Yet Verified | Not Yet Verified | Not Yet Verified |  |  | 2634.87 | 100 | 26.27 | 24 | 0.96 | 5000
P000012RK | OSRAM | Osram | LS2-L-25-750-T5-UNV-XX | Outdoor Luminaires | Low Output | Parking Garage Luminaires | Standard | FALSE | [9 empty] | 12/27/2013 12:00:00 AM | Not Yet Verified | Not Yet Verified | Not Yet Verified |  |  | 2634.87 | 100 | 26.27 | 24 | 0.96 | 5000
P000012RM | OSRAM | Osram | LS2-L-72-750-T5-UNV-XX | Outdoor Luminaires | Mid Output | Parking Garage Luminaires | Standard | FALSE | [9 empty] | 12/27/2013 12:00:00 AM | Not Yet Verified | Not Yet Verified | Not Yet Verified |  |  | 7206.17 | 93 | 77.12 | 14 | 0.95 | 5000
P000012RC | OSRAM | Osram | LS2-L-40-740-T5-347-DX-IWC-XX | Outdoor Luminaires | Low Output | Parking Garage Luminaires | Standard | FALSE | [9 empty] | 12/27/2013 12:00:00 AM | Not Yet Verified | Not Yet Verified | Not Yet Verified |  |  | 4296.46 | 95 | 45.01 | 16 | 0.98 | 4000
P000012RB | OSRAM | Osram | LS2-L-55-750-T5-347-DX-OSP-XX | Outdoor Luminaires | Mid Output | Parking Garage Luminaires | Standard | FALSE | [9 empty] | 12/27/2013 12:00:00 AM | Not Yet Verified | Not Yet Verified | Not Yet Verified |  |  | 6241.86 | 102 | 61.01 | 17 | 0.92 | 5000
P000012QV | OSRAM | Osram | LS2-L-72-750-T5-347-XX | Outdoor Luminaires | Mid Output | Parking Garage Luminaires | Standard | FALSE | [9 empty] | 12/27/2013 12:00:00 AM | Not Yet Verified | Not Yet Verified | Not Yet Verified |  |  | 7206.17 | 93 | 77.12 | 14 | 0.95 | 5000
P000012R7 | OSRAM | Osram | LS2-L-55-750-T5-347-XX | Outdoor Luminaires | Mid Output | Parking Garage Luminaires | Standard | FALSE | [9 empty] | 12/27/2013 12:00:00 AM | Not Yet Verified | Not Yet Verified | Not Yet Verified |  |  | 6241.86 | 102 | 61.01 | 17 | 0.92 | 5000
P000012QX | OSRAM | Osram | LS2-L-25-750-T5-347-DX-OSP-XX | Outdoor Luminaires | Low Output | Parking Garage Luminaires | Standard | FALSE | [9 empty] | 12/27/2013 12:00:00 AM | Not Yet Verified | Not Yet Verified | Not Yet Verified |  |  | 2634.87 | 100 | 26.27 | 24 | 0.96 | 5000
P000012R0 | OSRAM | Osram | LS2-L-25-740-T5-347-DX-IWC-XX | Outdoor Luminaires | Low Output | Parking Garage Luminaires | Standard | FALSE | [9 empty] | 12/27/2013 12:00:00 AM | Not Yet Verified | Not Yet Verified | Not Yet Verified |  |  | 2634.87 | 100 | 26.27 | 24 | 0.96 | 4000
P000012R4 | OSRAM | Osram | LS2-L-40-740-T5-347-XX | Outdoor Luminaires | Low Output | Parking Garage Luminaires | Standard | FALSE | [9 empty] | 12/27/2013 12:00:00 AM | Not Yet Verified | Not Yet Verified | Not Yet Verified |  |  | 4296.46 | 95 | 45.01 | 16 | 0.98 | 4000
P000012RJ | OSRAM | Osram | LS2-L-25-740-T5-UNV-XX | Outdoor Luminaires | Low Output | Parking Garage Luminaires | Standard | FALSE | [9 empty] | 12/27/2013 12:00:00 AM | Not Yet Verified | Not Yet Verified | Not Yet Verified |  |  | 2634.87 | 100 | 26.27 | 24 | 0.96 | 4000
P000012QL | OSRAM | Osram | LS2-L-25-750-T5-UNV-DX-OSP-XX | Outdoor Luminaires | Low Output | Parking Garage Luminaires | Standard | FALSE | [9 empty] | 12/27/2013 12:00:00 AM | Not Yet Verified | Not Yet Verified | Not Yet Verified |  |  | 2634.87 | 100 | 26.27 | 24 | 0.96 | 5000
P000012QO | OSRAM | Osram | LS2-L-25-740-T5-UNV-DX-IWC-XX | Outdoor Luminaires | Low Output | Parking Garage Luminaires | Standard | FALSE | [9 empty] | 12/27/2013 12:00:00 AM | Not Yet Verified | Not Yet Verified | Not Yet Verified |  |  | 2634.87 | 100 | 26.27 | 24 | 0.96 | 4000
P000012RD | OSRAM | Osram | LS2-L-40-750-T5-347-DX-IWC-XX | Outdoor Luminaires | Low Output | Parking Garage Luminaires | Standard | FALSE | [9 empty] | 12/27/2013 12:00:00 AM | Not Yet Verified | Not Yet Verified | Not Yet Verified |  |  | 4296.46 | 95 | 45.01 | 16 | 0.98 | 5000
P000012R5 | OSRAM | Osram | LS2-L-40-750-T5-347-XX | Outdoor Luminaires | Low Output | Parking Garage Luminaires | Standard | FALSE | [9 empty] | 12/27/2013 12:00:00 AM | Not Yet Verified | Not Yet Verified | Not Yet Verified |  |  | 4296.46 | 95 | 45.01 | 16 | 0.98 | 5000
P000012RL | OSRAM | Osram | LS2-L-72-740-T5-UNV-XX | Outdoor Luminaires | Mid Output | Parking Garage Luminaires | Standard | FALSE | [9 empty] | 12/27/2013 12:00:00 AM | Not Yet Verified | Not Yet Verified | Not Yet Verified |  |  | 7206.17 | 93 | 77.12 | 14 | 0.95 | 4000
P000012QM | OSRAM | Osram | LS2-L-72-740-T5-UNV-DX-OSP-XX | Outdoor Luminaires | Mid Output | Parking Garage Luminaires | Standard | FALSE | [9 empty] | 12/27/2013 12:00:00 AM | Not Yet Verified | Not Yet Verified | Not Yet Verified |  |  | 7206.17 | 93 | 77.12 | 14 | 0.95 | 4000
P000012QY | OSRAM | Osram | LS2-L-72-740-T5-347-DX-OSP-XX | Outdoor Luminaires | Mid Output | Parking Garage Luminaires | Standard | FALSE | [9 empty] | 12/27/2013 12:00:00 AM | Not Yet Verified | Not Yet Verified | Not Yet Verified |  |  | 7206.17 | 93 | 77.12 | 14 | 0.95 | 4000
P000012R6 | OSRAM | Osram | LS2-L-55-740-T5-347-XX | Outdoor Luminaires | Mid Output | Parking Garage Luminaires | Standard | FALSE | [9 empty] | 12/27/2013 12:00:00 AM | Not Yet Verified | Not Yet Verified | Not Yet Verified |  |  | 6241.86 | 102 | 61.01 | 17 | 0.92 | 4000
P000012QT | OSRAM | Osram | LS2-L-25-750-T5-347-XX | Outdoor Luminaires | Low Output | Parking Garage Luminaires | Standard | FALSE | [9 empty] | 12/27/2013 12:00:00 AM | Not Yet Verified | Not Yet Verified | Not Yet Verified |  |  | 2634.87 | 100 | 26.27 | 24 | 0.96 | 5000
P000012QS | OSRAM | Osram | LS2-L-25-740-T5-347-XX | Outdoor Luminaires | Low Output | Parking Garage Luminaires | Standard | FALSE | [9 empty] | 12/27/2013 12:00:00 AM | Not Yet Verified | Not Yet Verified | Not Yet Verified |  |  | 2634.87 | 100 | 26.27 | 24 | 0.96 | 4000
P000012RF | OSRAM | Osram | LS2-L-55-750-T5-347-DX-IWC-XX | Outdoor Luminaires | Mid Output | Parking Garage Luminaires | Standard | FALSE | [9 empty] | 12/27/2013 12:00:00 AM | Not Yet Verified | Not Yet Verified | Not Yet Verified |  |  | 6241.86 | 102 | 61.01 | 17 | 0.92 | 5000
P000012R1 | OSRAM | Osram | LS2-L-25-750-T5-347-DX-IWC-XX | Outdoor Luminaires | Low Output | Parking Garage Luminaires | Standard | FALSE | [9 empty] | 12/27/2013 12:00:00 AM | Not Yet Verified | Not Yet Verified | Not Yet Verified |  |  | 2634.87 | 100 | 26.27 | 24 | 0.96 | 5000
P000012R8 | OSRAM | Osram | LS2-L-40-740-T5-347-DX-OSP-XX | Outdoor Luminaires | Low Output | Parking Garage Luminaires | Standard | FALSE | [9 empty] | 12/27/2013 12:00:00 AM | Not Yet Verified | Not Yet Verified | Not Yet Verified |  |  | 4296.46 | 95 | 45.01 | 16 | 0.98 | 4000
P000012QR | OSRAM | Osram | LS2-L-72-750-T5-UNV-DX-IWC-XX | Outdoor Luminaires | Mid Output | Parking Garage Luminaires | Standard | FALSE | [9 empty] | 12/27/2013 12:00:00 AM | Not Yet Verified | Not Yet Verified | Not Yet Verified |  |  | 7206.17 | 93 | 77.12 | 14 | 0.95 | 5000
P000012QU | OSRAM | Osram | LS2-L-72-740-T5-347-XX | Outdoor Luminaires | Mid Output | Parking Garage Luminaires | Standard | FALSE | [9 empty] | 12/27/2013 12:00:00 AM | Not Yet Verified | Not Yet Verified | Not Yet Verified |  |  | 7206.17 | 93 | 77.12 | 14 | 0.95 | 4000
P000012QZ | OSRAM | Osram | LS2-L-72-750-T5-347-DX-OSP-XX | Outdoor Luminaires | Mid Output | Parking Garage Luminaires | Standard | FALSE | [9 empty] | 12/27/2013 12:00:00 AM | Not Yet Verified | Not Yet Verified | Not Yet Verified |  |  | 7206.17 | 93 | 77.12 | 14 | 0.95 | 5000
P000012RA | OSRAM | Osram | LS2-L-55-740-T5-347-DX-OSP-XX | Outdoor Luminaires | Mid Output | Parking Garage Luminaires | Standard | FALSE | [9 empty] | 12/27/2013 12:00:00 AM | Not Yet Verified | Not Yet Verified | Not Yet Verified |  |  | 6241.86 | 102 | 61.01 | 17 | 0.92 | 4000
P000012QN | OSRAM | Osram | LS2-L-72-750-T5-UNV-DX-OSP-XX | Outdoor Luminaires | Mid Output | Parking Garage Luminaires | Standard | FALSE | [9 empty] | 12/27/2013 12:00:00 AM | Not Yet Verified | Not Yet Verified | Not Yet Verified |  |  | 7206.17 | 93 | 77.12 | 14 | 0.95 | 5000
P000012QQ | OSRAM | Osram | LS2-L-72-740-T5-UNV-DX-IWC-XX | Outdoor Luminaires | Mid Output | Parking Garage Luminaires | Standard | FALSE | [9 empty] | 12/27/2013 12:00:00 AM | Not Yet Verified | Not Yet Verified | Not Yet Verified |  |  | 7206.17 | 93 | 77.12 | 14 | 0.95 | 4000
P000012R3 | OSRAM | Osram | LS2-L-72-750-T5-347-DX-IWC-XX | Outdoor Luminaires | Mid Output | Parking Garage Luminaires | Standard | FALSE | [9 empty] | 12/27/2013 12:00:00 AM | Not Yet Verified | Not Yet Verified | Not Yet Verified |  |  | 7206.17 | 93 | 77.12 | 14 | 0.95 | 5000
P000012RE | OSRAM | Osram | LS2-L-55-740-T5-347-DX-IWC-XX | Outdoor Luminaires | Mid Output | Parking Garage Luminaires | Standard | FALSE | [9 empty] | 12/27/2013 12:00:00 AM | Not Yet Verified | Not Yet Verified | Not Yet Verified |  |  | 6241.86 | 102 | 61.01 | 17 | 0.92 | 4000
P000012R9 | OSRAM | Osram | LS2-L-40-750-T5-347-DX-OSP-XX | Outdoor Luminaires | Low Output | Parking Garage Luminaires | Standard | FALSE | [9 empty] | 12/27/2013 12:00:00 AM | Not Yet Verified | Not Yet Verified | Not Yet Verified |  |  | 4296.46 | 95 | 45.01 | 16 | 0.98 | 5000
P000012R2 | OSRAM | Osram | LS2-L-72-740-T5-347-DX-IWC-XX | Outdoor Luminaires | Mid Output | Parking Garage Luminaires | Standard | FALSE | [9 empty] | 12/27/2013 12:00:00 AM | Not Yet Verified | Not Yet Verified | Not Yet Verified |  |  | 7206.17 | 93 | 77.12 | 14 | 0.95 | 4000
P000012QW | OSRAM | Osram | LS2-L-25-740-T5-347-DX-OSP-XX | Outdoor Luminaires | Low Output | Parking Garage Luminaires | Standard | FALSE | [9 empty] | 12/27/2013 12:00:00 AM | Not Yet Verified | Not Yet Verified | Not Yet Verified |  |  | 2634.87 | 100 | 26.27 | 24 | 0.96 | 4000
P000012ZF | P.Q.L., Inc. | P.Q.L., Inc. | 83157 | Outdoor Luminaires | Low Output | Parking Garage Luminaires | Standard | TRUE | 3333 | 78.54 | 42.54 | 18.5 | 0.894 | 4816 | 73 | 5 | 50000 | 4/3/2014 12:00:00 AM | Not Yet Verified | Not Yet Verified | Not Yet Verified |  | 2.1 | 3333 | 78 | 40 |  | 0.98 | 5500 | 75
P000012ZG | P.Q.L., Inc. | P.Q.L., Inc. | 83158 | Outdoor Luminaires | Mid Output | Parking Garage Luminaires | Standard | TRUE | 5241.704 | 84.53 | 62.01 | 16.6 | 0.96 | 5401 | 73.7 | 5 | 50000 | 4/3/2014 12:00:00 AM | Not Yet Verified | Not Yet Verified | Not Yet Verified |  | 2.1 | 5356 | 86 | 60 | 15 | 0.98 | 5500 | 75
P000012ZH | P.Q.L., Inc. | P.Q.L., Inc. | 83161 | Outdoor Luminaires | Low Output | Parking Garage Luminaires | Standard | TRUE | 4695 | 74.79 | 62.76 | 10.7 | 0.925 | 5297 | 74 | 5 | 50000 | 4/3/2014 12:00:00 AM | Not Yet Verified | Not Yet Verified | Not Yet Verified |  | 2.1 | 4695 | 75 | 60 |  | 0.98 | 5500 | 75
P00001300 | P.Q.L., Inc. | P.Q.L., Inc. | 83160 | Outdoor Luminaires | Low Output | Parking Garage Luminaires | Standard | TRUE | 4695 | 74.79 | 62.76 | 10.7 | 0.925 | 5297 | 74 | 5 | 50000 | 7/31/2014 12:00:00 AM | Not Yet Verified | Not Yet Verified | Not Yet Verified |  | 2 | 4900 | 72 | 60 | 15 | 0.98 | 5500 | 75
P4126CRR | P.Q.L., Inc. | Superior Life | 83230 | Outdoor Luminaires | Low Output | Parking Garage Luminaires | Standard | TRUE | 4005.121 | 91.722 | 43.666 | 13.77 | 0.9507 | 3991 | 83.5 | 5 | 50000 | 6/18/2015 12:00:00 AM | Not Dimmable | Not Dimmable | Not Yet Verified |  | 2.1 | 4005.121 | 91.722 | 43.666 | 13.77 | 0.987 | 3991 | 83.5
PT1NQPKS | P.Q.L., Inc. | Superior Life | 83231 | Outdoor Luminaires | Low Output | Parking Garage Luminaires | Standard | FALSE | [9 empty] | 11/24/2015 12:00:00 AM | Not Dimmable | Not Dimmable | Not Yet Verified |  |  | 4149.603 | 95.022 | 43.67 | 13.77 | 0.993 | 5074 | 82.3
PU5FC3JC | P.Q.L., Inc. | Superior Life | 83234 | Outdoor Luminaires | Mid Output | Parking Garage Luminaires | Standard | TRUE | 5703.348 | 79.834 | 71.44 | 21.55 | 0.9074 | 4108 | 85 | 5 | 50000 | 6/18/2015 12:00:00 AM | Not Dimmable | Not Dimmable | Not Yet Verified |  | 2.1 | 5703.348 | 79.834 | 71.44 | 21.55 | 0.983 | 4108 | 85
P5CUKSS3 | P.Q.L., Inc. | Superior Life | 83235 | Outdoor Luminaires | Mid Output | Parking Garage Luminaires | Standard | FALSE | [9 empty] | 11/24/2015 12:00:00 AM | Not Dimmable | Not Dimmable | Not Yet Verified |  |  | 5928.278 | 86.255 | 68.73 | 21.55 | 0.977 | 5286 | 77.1
PFU7WPMM | PACLIGHTS, LLC | PACLIGHTS | F2SB300-3000K | Outdoor Luminaires | High Output | Parking Garage Luminaires | Standard | TRUE | 27360 | 93.51 | 292.6 | 10.84 | 0.951 | 3124 | 74.4 | 5 | 50000 | 2/29/2016 12:00:00 AM | Not Dimmable | Not Dimmable | Not Yet Verified |  | 2.1 | 27360 | 93.51 | 292.6 | 11 | 0.95 | 3000 | 74.4
PEXYPAR8 | PACLIGHTS, LLC | PACLIGHTS | F2SB300 | Outdoor Luminaires | High Output | Parking Garage Luminaires | Standard | FALSE | [9 empty] | 2/29/2016 12:00:00 AM | Not Dimmable | Not Dimmable | Not Yet Verified |  |  | 29002 | 98.85 | 293.4 | 10 | 0.93 | 5000 | 71.9
PW83XKA8 | Philips Day-Brite | VaporLume LED | DWAE51LH850-4-UNV-WHP-[MD360W] | Outdoor Luminaires | Mid Output | Parking Garage Luminaires | Standard | TRUE | 5118.35 | 108.67 | 47.1 | 18.6 | 0.89 | 5013 | 81.01 | 5 | 50000 | 12/5/2014 12:00:00 AM | Dimmable | Continuous Above 10 | Not Yet Verified |  | 2.1 | 4831.6176 | 98.6044408163265 | 49 | 20 | 0.9 | 5000 | 80
P6E3KA3C | Philips Day-Brite | VaporLume LED | DWAE70L835-8-UNV-WHP-[MD360W] | Outdoor Luminaires | High Output | Parking Garage Luminaires | Standard | TRUE | 13580 | 104 | 130.8 | 18.6 | 0.89 | 3600 | 82.7 | 5 | 50000 | 12/5/2014 12:00:00 AM | Dimmable | Continuous Above 10 | Not Yet Verified |  | 2.1 | 12646.9 | 95.8098484848485 | 132 | 20 | 0.9 | 3500 | 80
P3T3E6XB | Philips Day-Brite | VaporLume LED | DWAE51LH835-4-UNV-WHP-[MD360W] | Outdoor Luminaires | Low Output | Parking Garage Luminaires | Standard | TRUE | 4324.17 | 91.42 | 47.29 | 18.6 | 0.89 | 3469 | 82.51 | 5 | 50000 | 12/5/2014 12:00:00 AM | Dimmable | Continuous Above 10 | Not Yet Verified |  | 2.1 | 4644 | 94.7755102040816 | 49 | 20 | 0.9 | 3500 | 80
PP955492 | Philips Day-Brite | VaporLume LED | V2WAE51LH840-4-UNV-WHP-[MD360W] | Outdoor Luminaires | Low Output | Parking Garage Luminaires | Standard | FALSE | [9 empty] | 12/5/2014 12:00:00 AM | Dimmable | Continuous Above 10 | Not Yet Verified |  |  | 4736.88 | 96.6710204081633 | 49 | 20 | 0.9 | 4000 | 80
PE57JKTH | Philips Day-Brite | VaporLume LED | DWAE51LH850-8-UNV-WHP-[MD360W] | Outdoor Luminaires | Mid Output | Parking Garage Luminaires | Standard | FALSE | [9 empty] | 12/5/2014 12:00:00 AM | Dimmable | Continuous Above 10 | Not Yet Verified |  |  | 9709.574616 | 107.8841624 | 90 | 20 | 0.9 | 5000 | 80
PKQYSY4S | Philips Day-Brite | VaporLume LED | DWAE70L840-4-UNV-WHP-[MD360W] | Outdoor Luminaires | Mid Output | Parking Garage Luminaires | Standard | FALSE | [9 empty] | 12/5/2014 12:00:00 AM | Dimmable | Continuous Above 10 | Not Yet Verified |  |  | 6719.76 | 95.9965714285714 | 70 | 20 | 0.9 | 4000 | 80
P8ZA6JM4 | Philips Day-Brite | VaporLume LED | DWAE70L850-4-UNV-WHP-[MD360W] | Outdoor Luminaires | Mid Output | Parking Garage Luminaires | Standard | FALSE | [9 empty] | 12/5/2014 12:00:00 AM | Dimmable | Continuous Above 10 | Not Yet Verified |  |  | 6854.1552 | 97.9165028571429 | 70 | 20 | 0.9 | 5000 | 80
PG9R2DA7 | Philips Day-Brite | VaporLume LED | V2WAE70L835-4-UNV-WHP-[MD360W] | Outdoor Luminaires | Mid Output | Parking Garage Luminaires | Standard | FALSE | [9 empty] | 12/5/2014 12:00:00 AM | Dimmable | Continuous Above 10 | Not Yet Verified |  |  | 6588 | 94.1142857142857 | 70 | 20 | 0.9 | 3500 | 80
PGR2Y8GZ | Philips Day-Brite | VaporLume LED | DWAE51L840-8-UNV-WHP-[MD360W, EMLED] | Outdoor Luminaires | High Output | Parking Garage Luminaires | Standard | FALSE | [9 empty] | 12/5/2014 12:00:00 AM | Dimmable | Continuous Above 10 | Not Yet Verified |  |  | 10519.94952 | 107.346423673469 | 98 | 20 | 0.9 | 4000 | 80
PGQDN13K | Philips Day-Brite | VaporLume LED | DWAE51LH835-8-UNV-WHP-[MD360W] | Outdoor Luminaires | Mid Output | Parking Garage Luminaires | Standard | FALSE | [9 empty] | 12/5/2014 12:00:00 AM | Dimmable | Continuous Above 10 | Not Yet Verified |  |  | 9332.54 | 103.694888888889 | 90 | 20 | 0.9 | 3500 | 80
PBRDBX9H | Philips Day-Brite | VaporLume LED | DWAE70L850-8-UNV-WHP-[MD360W] | Outdoor Luminaires | High Output | Parking Garage Luminaires | Standard | FALSE | [9 empty] | 12/5/2014 12:00:00 AM | Dimmable | Continuous Above 10 | Not Yet Verified |  |  | 13157.83476 | 99.6805663636364 | 132 | 20 | 0.9 | 5000 | 80
PQSSE7DY | Philips Day-Brite | VaporLume LED | V2WAE51L835-8-UNV-WHP-[MD360W, EMLED] | Outdoor Luminaires | High Output | Parking Garage Luminaires | Standard | FALSE | [9 empty] | 12/10/2014 12:00:00 AM | Dimmable | Continuous Above 10 | Not Yet Verified |  |  | 10313.676 | 105.241591836735 | 98 | 20 | 0.9 | 3500 | 80
PNRDNQUA | Philips Day-Brite | VaporLume LED | V2WAE51LH850-8-UNV-WHP-[MD360W] | Outdoor Luminaires | Mid Output | Parking Garage Luminaires | Standard | FALSE | [9 empty] | 12/5/2014 12:00:00 AM | Dimmable | Continuous Above 10 | Not Yet Verified |  |  | 9709.574616 | 107.8841624 | 90 | 20 | 0.9 | 5000 | 80
PFBY3R29 | Philips Day-Brite | VaporLume LED | DWPE51LH850-8-UNV-WHP-[MD360W] | Outdoor Luminaires | Mid Output | Parking Garage Luminaires | Standard | FALSE | [9 empty] | 5/28/2015 12:00:00 AM | Dimmable | Continuous Above 10 | Not Yet Verified |  |  | 8932.80864672 | 99.253429408 | 90 | 20 | 0.9 | 5000 | 80
P2Y5MXXC | Philips Day-Brite | VaporLume LED | DWLE70L835-8-UNV-WHP-[MD360W] | Outdoor Luminaires | High Output | Parking Garage Luminaires | Standard | FALSE | [9 empty] | 5/28/2015 12:00:00 AM | Dimmable | Continuous Above 10 | Not Yet Verified |  |  | 12014.555 | 91.0193560606061 | 132 | 20 | 0.9 | 3500 | 80
P238N1SK | Philips Day-Brite | VaporLume LED | DWLE70L840-4-UNV-WHP-[MD360W] | Outdoor Luminaires | Mid Output | Parking Garage Luminaires | Standard | FALSE | [9 empty] | 5/28/2015 12:00:00 AM | Dimmable | Continuous Above 10 | Not Yet Verified |  |  | 6533.1 | 93.33 | 70 | 20 | 0.9 | 4000 | 80
PBBWE2KJ | Philips Day-Brite | VaporLume LED | DWPE70L840-8-UNV-WHP-[MD360W] | Outdoor Luminaires | High Output | Parking Garage Luminaires | Standard | FALSE | [9 empty] | 5/28/2015 12:00:00 AM | Dimmable | Continuous Above 10 | Not Yet Verified |  |  | 11867.85096 | 89.9079618181818 | 132 | 20 | 0.9 | 4000 | 80
P97ABNCQ | Philips Day-Brite | VaporLume LED | DWLE70L850-4-UNV-WHP-[MD360W] | Outdoor Luminaires | Mid Output | Parking Garage Luminaires | Standard | FALSE | [9 empty] | 5/28/2015 12:00:00 AM | Dimmable | Continuous Above 10 | Not Yet Verified |  |  | 6663.762 | 95.1966 | 70 | 20 | 0.9 | 5000 | 80
P1MH9GB4 | Philips Day-Brite | VaporLume LED | DWLE70L850-8-UNV-WHP-[MD360W] | Outdoor Luminaires | High Output | Parking Garage Luminaires | Standard | FALSE | [9 empty] | 5/28/2015 12:00:00 AM | Dimmable | Continuous Above 10 | Not Yet Verified |  |  | 12499.943022 | 94.6965380454546 | 132 | 20 | 0.9 | 5000 | 80
P8RHBAUQ | Philips Day-Brite | VaporLume LED | DWPE70L850-8-UNV-WHP-[MD360W] | Outdoor Luminaires | High Output | Parking Garage Luminaires | Standard | FALSE | [9 empty] | 5/28/2015 12:00:00 AM | Dimmable | Continuous Above 10 | Not Yet Verified |  |  | 12105.2079792 | 91.7061210545455 | 132 | 20 | 0.9 | 5000 | 80
PDKQYXGZ | Philips Day-Brite | VaporLume LED | V2WLE51LH850-4-UNV-WHP-[MD360W] | Outdoor Luminaires | Low Output | Parking Garage Luminaires | Standard | FALSE | [9 empty] | 12/5/2014 12:00:00 AM | Dimmable | Continuous Above 10 | Not Yet Verified |  |  | 4697.406 | 95.8654285714286 | 49 | 20 | 0.9 | 5000 | 80
P8QNPENN | Philips Day-Brite | VaporLume LED | V2WLE51LH835-8-UNV-WHP-[MD360W] | Outdoor Luminaires | Mid Output | Parking Garage Luminaires | Standard | FALSE | [9 empty] | 12/5/2014 12:00:00 AM | Dimmable | Continuous Above 10 | Not Yet Verified |  |  | 8865.913 | 98.5101444444445 | 90 | 20 | 0.9 | 3500 | 80
PBDPN62C | Philips Day-Brite | VaporLume LED | V2WPE51LH835-8-UNV-WHP-[MD360W] | Outdoor Luminaires | Mid Output | Parking Garage Luminaires | Standard | FALSE | [9 empty] | 12/5/2014 12:00:00 AM | Dimmable | Continuous Above 10 | Not Yet Verified |  |  | 8585.9368 | 95.3992977777778 | 90 | 20 | 0.9 | 3500 | 80
PR27SUF3 | Philips Day-Brite | VaporLume LED | V2WLE51LH850-8-UNV-WHP-[MD360W] | Outdoor Luminaires | Mid Output | Parking Garage Luminaires | Standard | FALSE | [9 empty] | 12/5/2014 12:00:00 AM | Dimmable | Continuous Above 10 | Not Yet Verified |  |  | 9224.0958852 | 102.48995428 | 90 | 20 | 0.9 | 5000 | 80
PB2DNAFX | Philips Day-Brite | VaporLume LED | V2WPE51LH850-8-UNV-WHP-[MD360W] | Outdoor Luminaires | Mid Output | Parking Garage Luminaires | Standard | FALSE | [9 empty] | 12/5/2014 12:00:00 AM | Dimmable | Continuous Above 10 | Not Yet Verified |  |  | 8932.80864672 | 99.253429408 | 90 | 20 | 0.9 | 5000 | 80
PN62UDGB | Philips Day-Brite | VaporLume LED | V2WPE70L835-4-UNV-WHP-[MD360W] | Outdoor Luminaires | Mid Output | Parking Garage Luminaires | Standard | FALSE | [9 empty] | 12/5/2014 12:00:00 AM | Dimmable | Continuous Above 10 | Not Yet Verified |  |  | 6100 | 87.1428571428571 | 70 | 20 | 0.9 | 3500 | 80
PTEDPAME | Philips Day-Brite | VaporLume LED | V2WLE70L840-4-UNV-WHP-[MD360W] | Outdoor Luminaires | Mid Output | Parking Garage Luminaires | Standard | FALSE | [9 empty] | 12/5/2014 12:00:00 AM | Dimmable | Continuous Above 10 | Not Yet Verified |  |  | 6533.1 | 93.33 | 70 | 20 | 0.9 | 4000 | 80
P483PK43 | Philips Day-Brite | VaporLume LED | V2WLE70L840-8-UNV-WHP-[MD360W] | Outdoor Luminaires | High Output | Parking Garage Luminaires | Standard | FALSE | [9 empty] | 12/5/2014 12:00:00 AM | Dimmable | Continuous Above 10 | Not Yet Verified |  |  | 12254.8461 | 92.8397431818182 | 132 | 20 | 0.9 | 4000 | 80
P54MY3QX | Philips Day-Brite | VaporLume LED | DWLE51LH850-4-UNV-WHP-[MD360W] | Outdoor Luminaires | Low Output | Parking Garage Luminaires | Standard | FALSE | [9 empty] | 5/28/2015 12:00:00 AM | Dimmable | Continuous Above 10 | Not Yet Verified |  |  | 4697.406 | 95.8654285714286 | 49 | 20 | 0.9 | 5000 | 80
PHQ7GB8A | Philips Day-Brite | VaporLume LED | DWLE51LH850-8-UNV-WHP-[MD360W] | Outdoor Luminaires | Mid Output | Parking Garage Luminaires | Standard | FALSE | [9 empty] | 5/28/2015 12:00:00 AM | Dimmable | Continuous Above 10 | Not Yet Verified |  |  | 9224.0958852 | 102.48995428 | 90 | 20 | 0.9 | 5000 | 80
P33M5XJN | Philips Day-Brite | VaporLume LED | DWPE51LH835-8-UNV-WHP-[MD360W] | Outdoor Luminaires | Mid Output | Parking Garage Luminaires | Standard | FALSE | [9 empty] | 5/28/2015 12:00:00 AM | Dimmable | Continuous Above 10 | Not Yet Verified |  |  | 8585.9368 | 95.3992977777778 | 90 | 20 | 0.9 | 3500 | 80
PKYWXRMF | Philips Day-Brite | VaporLume LED | DWPE51LH835-4-UNV-WHP-[MD360W] | Outdoor Luminaires | Low Output | Parking Garage Luminaires | Standard | FALSE | [9 empty] | 5/28/2015 12:00:00 AM | Dimmable | Continuous Above 10 | Not Yet Verified |  |  | 4300 | 87.7551020408163 | 49 | 20 | 0.9 | 3500 | 80
P74Z2NYU | Philips Day-Brite | VaporLume LED | DWPE51LH850-4-UNV-WHP-[MD360W] | Outdoor Luminaires | Low Output | Parking Garage Luminaires | Standard | FALSE | [9 empty] | 5/28/2015 12:00:00 AM | Dimmable | Continuous Above 10 | Not Yet Verified |  |  | 4473.72 | 91.3004081632653 | 49 | 20 | 0.9 | 5000 | 80
PUSUDVPX | Philips Day-Brite | VaporLume LED | V2WAE51LH850-4-UNV-WHP-[MD360W] | Outdoor Luminaires | Low Output | Parking Garage Luminaires | Standard | FALSE | [9 empty] | 12/5/2014 12:00:00 AM | Dimmable | Continuous Above 10 | Not Yet Verified |  |  | 4831.6176 | 98.6044408163265 | 49 | 20 | 0.9 | 5000 | 80
PCR4CYH8 | Philips Day-Brite | VaporLume LED | DWLE70L840-8-UNV-WHP-[MD360W] | Outdoor Luminaires | High Output | Parking Garage Luminaires | Standard | FALSE | [9 empty] | 5/28/2015 12:00:00 AM | Dimmable | Continuous Above 10 | Not Yet Verified |  |  | 12254.8461 | 92.8397431818182 | 132 | 20 | 0.9 | 4000 | 80
PXK9ESRK | Philips Day-Brite | VaporLume LED | V2WLE51L850-8-UNV-WHP-[MD360W, EMLED] | Outdoor Luminaires | High Output | Parking Garage Luminaires | Standard | FALSE | [9 empty] | 12/10/2014 12:00:00 AM | Dimmable | Continuous Above 10 | Not Yet Verified |  |  | 10432.283274 | 106.451870142857 | 98 | 20 | 0.9 | 5000 | 80
PA6HBVJP | Philips Day-Brite | VaporLume LED | DWPE51LH840-4-UNV-WHP-[MD360W] | Outdoor Luminaires | Low Output | Parking Garage Luminaires | Standard | FALSE | [9 empty] | 5/28/2015 12:00:00 AM | Dimmable | Continuous Above 10 | Not Yet Verified |  |  | 4386 | 89.5102040816327 | 49 | 20 | 0.9 | 4000 | 80
PF67SZ98 | Philips Day-Brite | VaporLume LED | DWAE51L850-8-UNV-WHP-[MD360W, EMLED] | Outdoor Luminaires | High Output | Parking Garage Luminaires | Standard | FALSE | [9 empty] | 12/5/2014 12:00:00 AM | Dimmable | Continuous Above 10 | Not Yet Verified |  |  | 10730.3485104 | 109.493352146939 | 98 | 20 | 0.9 | 5000 | 80
PCKMQ8KU | Philips Day-Brite | VaporLume LED | V2WPE70L850-8-UNV-WHP-[MD360W] | Outdoor Luminaires | High Output | Parking Garage Luminaires | Standard | FALSE | [9 empty] | 12/5/2014 12:00:00 AM | Dimmable | Continuous Above 10 | Not Yet Verified |  |  | 12105.2079792 | 91.7061210545455 | 132 | 20 | 0.9 | 5000 | 80
P3A4ZTHR | Philips Day-Brite | VaporLume LED | V2WAE51LH835-8-UNV-WHP-[MD360W] | Outdoor Luminaires | Mid Output | Parking Garage Luminaires | Standard | FALSE | [9 empty] | 12/5/2014 12:00:00 AM | Dimmable | Continuous Above 10 | Not Yet Verified |  |  | 9332.54 | 103.694888888889 | 90 | 20 | 0.9 | 3500 | 80
PQ4W451P | Philips Day-Brite | VaporLume LED | DWAE51L835-8-UNV-WHP-[MD360W, EMLED] | Outdoor Luminaires | High Output | Parking Garage Luminaires | Standard | FALSE | [9 empty] | 12/5/2014 12:00:00 AM | Dimmable | Continuous Above 10 | Not Yet Verified |  |  | 10313.676 | 105.241591836735 | 98 | 20 | 0.9 | 3500 | 80
P5PMCGRU | Philips Day-Brite | VaporLume LED | DWAE51LH840-4-UNV-WHP-[MD360W] | Outdoor Luminaires | Low Output | Parking Garage Luminaires | Standard | FALSE | [9 empty] | 12/5/2014 12:00:00 AM | Dimmable | Continuous Above 10 | Not Yet Verified |  |  | 4736.88 | 96.6710204081633 | 49 | 20 | 0.9 | 4000 | 80
PMXCTBJC | Philips Day-Brite | VaporLume LED | DWAE70L840-8-UNV-WHP-[MD360W] | Outdoor Luminaires | High Output | Parking Garage Luminaires | Standard | FALSE | [9 empty] | 12/5/2014 12:00:00 AM | Dimmable | Continuous Above 10 | Not Yet Verified |  |  | 12899.838 | 97.7260454545455 | 132 | 20 | 0.9 | 4000 | 80
PTKMXABK | Philips Day-Brite | VaporLume LED | V2WLE70L835-8-UNV-WHP-[MD360W] | Outdoor Luminaires | High Output | Parking Garage Luminaires | Standard | FALSE | [9 empty] | 12/5/2014 12:00:00 AM | Dimmable | Continuous Above 10 | Not Yet Verified |  |  | 12014.555 | 91.0193560606061 | 132 | 20 | 0.9 | 3500 | 80
P2KXQTMA | Philips Day-Brite | VaporLume LED | V2WPE70L840-8-UNV-WHP-[MD360W] | Outdoor Luminaires | High Output | Parking Garage Luminaires | Standard | FALSE | [9 empty] | 12/5/2014 12:00:00 AM | Dimmable | Continuous Above 10 | Not Yet Verified |  |  | 11867.85096 | 89.9079618181818 | 132 | 20 | 0.9 | 4000 | 80
PR3Q2SH8 | Philips Day-Brite | VaporLume LED | V2WAE70L840-4-UNV-WHP-[MD360W] | Outdoor Luminaires | Mid Output | Parking Garage Luminaires | Standard | FALSE | [9 empty] | 12/5/2014 12:00:00 AM | Dimmable | Continuous Above 10 | Not Yet Verified |  |  | 6719.76 | 95.9965714285714 | 70 | 20 | 0.9 | 4000 | 80
PH8PW1X7 | Philips Day-Brite | VaporLume LED | V2WAE70L850-4-UNV-WHP-[MD360W] | Outdoor Luminaires | Mid Output | Parking Garage Luminaires | Standard | FALSE | [9 empty] | 12/5/2014 12:00:00 AM | Dimmable | Continuous Above 10 | Not Yet Verified |  |  | 6854.1552 | 97.9165028571429 | 70 | 20 | 0.9 | 5000 | 80
P6ENZWZ7 | Philips Day-Brite | VaporLume LED | V2WAE51LH835-4-UNV-WHP-[MD360W] | Outdoor Luminaires | Low Output | Parking Garage Luminaires | Standard | FALSE | [9 empty] | 12/5/2014 12:00:00 AM | Dimmable | Continuous Above 10 | Not Yet Verified |  |  | 4644 | 94.7755102040816 | 49 | 20 | 0.9 | 3500 | 80
PKJ4GS7A | Philips Day-Brite | VaporLume LED | V2WAE51L840-8-UNV-WHP-[MD360W, EMLED] | Outdoor Luminaires | High Output | Parking Garage Luminaires | Standard | FALSE | [9 empty] | 12/10/2014 12:00:00 AM | Dimmable | Continuous Above 10 | Not Yet Verified |  |  | 10519.94952 | 107.346423673469 | 98 | 20 | 0.9 | 4000 | 80
PBAHPRZ5 | Philips Day-Brite | VaporLume LED | V2WAE51L850-8-UNV-WHP-[MD360W, EMLED] | Outdoor Luminaires | High Output | Parking Garage Luminaires | Standard | FALSE | [9 empty] | 12/10/2014 12:00:00 AM | Dimmable | Continuous Above 10 | Not Yet Verified |  |  | 10730.3485104 | 109.493352146939 | 98 | 20 | 0.9 | 5000 | 80
PZP3D1U1 | Philips Day-Brite | VaporLume LED | V2WAE51LH840-8-UNV-WHP-[MD360W] | Outdoor Luminaires | Mid Output | Parking Garage Luminaires | Standard | FALSE | [9 empty] | 12/5/2014 12:00:00 AM | Dimmable | Continuous Above 10 | Not Yet Verified |  |  | 9519.1908 | 105.768786666667 | 90 | 20 | 0.9 | 4000 | 80
PNJMUNBA | Philips Day-Brite | VaporLume LED | V2WAE70L835-8-UNV-WHP-[MD360W] | Outdoor Luminaires | High Output | Parking Garage Luminaires | Standard | FALSE | [9 empty] | 12/5/2014 12:00:00 AM | Dimmable | Continuous Above 10 | Not Yet Verified |  |  | 12646.9 | 95.8098484848485 | 132 | 20 | 0.9 | 3500 | 80
PSXQP6HW | Philips Day-Brite | VaporLume LED | V2WAE70L850-8-UNV-WHP-[MD360W] | Outdoor Luminaires | High Output | Parking Garage Luminaires | Standard | FALSE | [9 empty] | 12/5/2014 12:00:00 AM | Dimmable | Continuous Above 10 | Not Yet Verified |  |  | 13157.83476 | 99.6805663636364 | 132 | 20 | 0.9 | 5000 | 80
PXCMG5XY | Philips Day-Brite | VaporLume LED | V2WLE70L850-4-UNV-WHP-[MD360W] | Outdoor Luminaires | Mid Output | Parking Garage Luminaires | Standard | FALSE | [9 empty] | 12/5/2014 12:00:00 AM | Dimmable | Continuous Above 10 | Not Yet Verified |  |  | 6663.762 | 95.1966 | 70 | 20 | 0.9 | 5000 | 80
PPEERFX2 | Philips Day-Brite | VaporLume LED | V2WPE70L850-4-UNV-WHP-[MD360W] | Outdoor Luminaires | Mid Output | Parking Garage Luminaires | Standard | FALSE | [9 empty] | 12/5/2014 12:00:00 AM | Dimmable | Continuous Above 10 | Not Yet Verified |  |  | 6346.44 | 90.6634285714286 | 70 | 20 | 0.9 | 5000 | 80
PKP4NG62 | Philips Day-Brite | VaporLume LED | V2WLE51L840-8-UNV-WHP-[MD360W, EMLED] | Outdoor Luminaires | High Output | Parking Garage Luminaires | Standard | FALSE | [9 empty] | 12/10/2014 12:00:00 AM | Dimmable | Continuous Above 10 | Not Yet Verified |  |  | 10227.7287 | 104.364578571429 | 98 | 20 | 0.9 | 4000 | 80
PDSUHXW6 | Philips Day-Brite | VaporLume LED | V2WPE51L840-8-UNV-WHP-[MD360W, EMLED] | Outdoor Luminaires | Mid Output | Parking Garage Luminaires | Standard | FALSE | [9 empty] | 12/10/2014 12:00:00 AM | Dimmable | Continuous Above 10 | Not Yet Verified |  |  | 9740.694 | 99.3948367346939 | 98 | 20 | 0.9 | 4000 | 80
P3SHAMNZ | Philips Day-Brite | VaporLume LED | DWPE70L850-4-UNV-WHP-[MD360W] | Outdoor Luminaires | Mid Output | Parking Garage Luminaires | Standard | FALSE | [9 empty] | 5/28/2015 12:00:00 AM | Dimmable | Continuous Above 10 | Not Yet Verified |  |  | 6346.44 | 90.6634285714286 | 70 | 20 | 0.9 | 5000 | 80
PH6795SN | Philips Day-Brite | VaporLume LED | V2WLE51L835-8-UNV-WHP-[MD360W, EMLED] | Outdoor Luminaires | High Output | Parking Garage Luminaires | Standard | FALSE | [9 empty] | 12/10/2014 12:00:00 AM | Dimmable | Continuous Above 10 | Not Yet Verified |  |  | 10027.185 | 102.318214285714 | 98 | 20 | 0.9 | 3500 | 80
PFWDN7BP | Philips Day-Brite | VaporLume LED | V2WPE51L835-8-UNV-WHP-[MD360W, EMLED] | Outdoor Luminaires | Mid Output | Parking Garage Luminaires | Standard | FALSE | [9 empty] | 12/10/2014 12:00:00 AM | Dimmable | Continuous Above 10 | Not Yet Verified |  |  | 9549.7 | 97.4459183673469 | 98 | 20 | 0.9 | 3500 | 80
PDE4JCJ9 | Philips Day-Brite | VaporLume LED | V2WPE51LH840-8-UNV-WHP-[MD360W] | Outdoor Luminaires | Mid Output | Parking Garage Luminaires | Standard | FALSE | [9 empty] | 12/5/2014 12:00:00 AM | Dimmable | Continuous Above 10 | Not Yet Verified |  |  | 8757.655536 | 97.3072837333333 | 90 | 20 | 0.9 | 4000 | 80
PNJ2QSQX | Philips Day-Brite | VaporLume LED | V2WLE70L835-4-UNV-WHP-[MD360W] | Outdoor Luminaires | Mid Output | Parking Garage Luminaires | Standard | FALSE | [9 empty] | 12/5/2014 12:00:00 AM | Dimmable | Continuous Above 10 | Not Yet Verified |  |  | 6405 | 91.5 | 70 | 20 | 0.9 | 3500 | 80
PKQ4XCD3 | Philips Day-Brite | VaporLume LED | V2WPE70L835-8-UNV-WHP-[MD360W] | Outdoor Luminaires | High Output | Parking Garage Luminaires | Standard | FALSE | [9 empty] | 12/5/2014 12:00:00 AM | Dimmable | Continuous Above 10 | Not Yet Verified |  |  | 11635.148 | 88.1450606060606 | 132 | 20 | 0.9 | 3500 | 80
P6SPVR4B | Philips Day-Brite | VaporLume LED | V2WPE70L840-4-UNV-WHP-[MD360W] | Outdoor Luminaires | Mid Output | Parking Garage Luminaires | Standard | FALSE | [9 empty] | 12/5/2014 12:00:00 AM | Dimmable | Continuous Above 10 | Not Yet Verified |  |  | 6222 | 88.8857142857143 | 70 | 20 | 0.9 | 4000 | 80
PRC7TH6T | Philips Day-Brite | VaporLume LED | V2WPE51LH835-4-UNV-WHP-[MD360W] | Outdoor Luminaires | Low Output | Parking Garage Luminaires | Standard | FALSE | [9 empty] | 12/5/2014 12:00:00 AM | Dimmable | Continuous Above 10 | Not Yet Verified |  |  | 4300 | 87.7551020408163 | 49 | 20 | 0.9 | 3500 | 80
P28HF12H | Philips Day-Brite | VaporLume LED | V2WLE51LH840-4-UNV-WHP-[MD360W] | Outdoor Luminaires | Low Output | Parking Garage Luminaires | Standard | FALSE | [9 empty] | 12/5/2014 12:00:00 AM | Dimmable | Continuous Above 10 | Not Yet Verified |  |  | 4605.3 | 93.9857142857143 | 49 | 20 | 0.9 | 4000 | 80
P3UQSECQ | Philips Day-Brite | VaporLume LED | DWLE70L835-4-UNV-WHP-[MD360W] | Outdoor Luminaires | Mid Output | Parking Garage Luminaires | Standard | FALSE | [9 empty] | 5/28/2015 12:00:00 AM | Dimmable | Continuous Above 10 | Not Yet Verified |  |  | 6405 | 91.5 | 70 | 20 | 0.9 | 3500 | 80
PSR9YCPF | Philips Day-Brite | VaporLume LED | DWPE70L835-8-UNV-WHP-[MD360W] | Outdoor Luminaires | High Output | Parking Garage Luminaires | Standard | FALSE | [9 empty] | 5/28/2015 12:00:00 AM | Dimmable | Continuous Above 10 | Not Yet Verified |  |  | 11635.148 | 88.1450606060606 | 132 | 20 | 0.9 | 3500 | 80
PHTSGD3K | Philips Day-Brite | VaporLume LED | DWPE70L840-4-UNV-WHP-[MD360W] | Outdoor Luminaires | Mid Output | Parking Garage Luminaires | Standard | FALSE | [9 empty] | 5/28/2015 12:00:00 AM | Dimmable | Continuous Above 10 | Not Yet Verified |  |  | 6222 | 88.8857142857143 | 70 | 20 | 0.9 | 4000 | 80
P7PVVAF2 | Philips Day-Brite | VaporLume LED | DWLE51L835-8-UNV-WHP-[MD360W, EMLED] | Outdoor Luminaires | High Output | Parking Garage Luminaires | Standard | FALSE | [9 empty] | 5/28/2015 12:00:00 AM | Dimmable | Continuous Above 10 | Not Yet Verified |  |  | 10027.185 | 102.318214285714 | 98 | 20 | 0.9 | 3500 | 80
PMM7X26V | Philips Day-Brite | VaporLume LED | DWPE51L840-8-UNV-WHP-[MD360W, EMLED] | Outdoor Luminaires | Mid Output | Parking Garage Luminaires | Standard | FALSE | [9 empty] | 5/28/2015 12:00:00 AM | Dimmable | Continuous Above 10 | Not Yet Verified |  |  | 9740.694 | 99.3948367346939 | 98 | 20 | 0.9 | 4000 | 80
PZRJ6XF9 | Philips Day-Brite | VaporLume LED | DWLE51L850-8-UNV-WHP-[MD360W, EMLED] | Outdoor Luminaires | High Output | Parking Garage Luminaires | Standard | FALSE | [9 empty] | 5/28/2015 12:00:00 AM | Dimmable | Continuous Above 10 | Not Yet Verified |  |  | 10432.283274 | 106.451870142857 | 98 | 20 | 0.9 | 5000 | 80
PE3VRRGW | Philips Day-Brite | VaporLume LED | DWPE51L850-8-UNV-WHP-[MD360W, EMLED] | Outdoor Luminaires | Mid Output | Parking Garage Luminaires | Standard | FALSE | [9 empty] | 5/28/2015 12:00:00 AM | Dimmable | Continuous Above 10 | Not Yet Verified |  |  | 9935.50788 | 101.382733469388 | 98 | 20 | 0.9 | 5000 | 80
PUEX93MN | Philips Day-Brite | VaporLume LED | DWLE51LH835-8-UNV-WHP-[MD360W] | Outdoor Luminaires | Mid Output | Parking Garage Luminaires | Standard | FALSE | [9 empty] | 5/28/2015 12:00:00 AM | Dimmable | Continuous Above 10 | Not Yet Verified |  |  | 8865.913 | 98.5101444444445 | 90 | 20 | 0.9 | 3500 | 80
P2XJF54W | Philips Day-Brite | VaporLume LED | DWLE51LH840-8-UNV-WHP-[MD360W] | Outdoor Luminaires | Mid Output | Parking Garage Luminaires | Standard | FALSE | [9 empty] | 5/28/2015 12:00:00 AM | Dimmable | Continuous Above 10 | Not Yet Verified |  |  | 9043.23126 | 100.480347333333 | 90 | 20 | 0.9 | 4000 | 80
PY237Y8S | Philips Day-Brite | VaporLume LED | DWLE51LH840-4-UNV-WHP-[MD360W] | Outdoor Luminaires | Low Output | Parking Garage Luminaires | Standard | FALSE | [9 empty] | 5/28/2015 12:00:00 AM | Dimmable | Continuous Above 10 | Not Yet Verified |  |  | 4605.3 | 93.9857142857143 | 49 | 20 | 0.9 | 4000 | 80
P7WY8Q8T | Philips Day-Brite | VaporLume LED | DWAE70L835-4-UNV-WHP-[MD360W] | Outdoor Luminaires | Mid Output | Parking Garage Luminaires | Standard | FALSE | [9 empty] | 12/5/2014 12:00:00 AM | Dimmable | Continuous Above 10 | Not Yet Verified |  |  | 6588 | 94.1142857142857 | 70 | 20 | 0.9 | 3500 | 80
PR5XGJNX | Philips Day-Brite | VaporLume LED | V2WAE70L840-8-UNV-WHP-[MD360W] | Outdoor Luminaires | High Output | Parking Garage Luminaires | Standard | FALSE | [9 empty] | 12/5/2014 12:00:00 AM | Dimmable | Continuous Above 10 | Not Yet Verified |  |  | 12899.838 | 97.7260454545455 | 132 | 20 | 0.9 | 4000 | 80
PTVR4M6Y | Philips Day-Brite | VaporLume LED | DWPE70L835-4-UNV-WHP-[MD360W] | Outdoor Luminaires | Mid Output | Parking Garage Luminaires | Standard | FALSE | [9 empty] | 5/28/2015 12:00:00 AM | Dimmable | Continuous Above 10 | Not Yet Verified |  |  | 6100 | 87.1428571428571 | 70 | 20 | 0.9 | 3500 | 80
P4S8T9D7 | Philips Day-Brite | VaporLume LED | V2WLE70L850-8-UNV-WHP-[MD360W] | Outdoor Luminaires | High Output | Parking Garage Luminaires | Standard | FALSE | [9 empty] | 12/5/2014 12:00:00 AM | Dimmable | Continuous Above 10 | Not Yet Verified |  |  | 12499.943022 | 94.6965380454546 | 132 | 20 | 0.9 | 5000 | 80
PDZNSEKS | Philips Day-Brite | VaporLume LED | V2WPE51LH850-4-UNV-WHP-[MD360W] | Outdoor Luminaires | Low Output | Parking Garage Luminaires | Standard | FALSE | [9 empty] | 12/5/2014 12:00:00 AM | Dimmable | Continuous Above 10 | Not Yet Verified |  |  | 4473.72 | 91.3004081632653 | 49 | 20 | 0.9 | 5000 | 80
PH25R2UK | Philips Day-Brite | VaporLume LED | DWPE51L835-8-UNV-WHP-[MD360W, EMLED] | Outdoor Luminaires | Mid Output | Parking Garage Luminaires | Standard | FALSE | [9 empty] | 5/28/2015 12:00:00 AM | Dimmable | Continuous Above 10 | Not Yet Verified |  |  | 9549.7 | 97.4459183673469 | 98 | 20 | 0.9 | 3500 | 80
PY8SY6J6 | Philips Day-Brite | VaporLume LED | DWPE51LH840-8-UNV-WHP-[MD360W] | Outdoor Luminaires | Mid Output | Parking Garage Luminaires | Standard | FALSE | [9 empty] | 5/28/2015 12:00:00 AM | Dimmable | Continuous Above 10 | Not Yet Verified |  |  | 8757.655536 | 97.3072837333333 | 90 | 20 | 0.9 | 4000 | 80
PYXEFKB2 | Philips Day-Brite | VaporLume LED | DWLE51LH835-4-UNV-WHP-[MD360W] | Outdoor Luminaires | Low Output | Parking Garage Luminaires | Standard | FALSE | [9 empty] | 5/28/2015 12:00:00 AM | Dimmable | Continuous Above 10 | Not Yet Verified |  |  | 4515 | 92.1428571428571 | 49 | 20 | 0.9 | 3500 | 80
PHBWHU26 | Philips Day-Brite | VaporLume LED | V2WLE51LH840-8-UNV-WHP-[MD360W] | Outdoor Luminaires | Mid Output | Parking Garage Luminaires | Standard | FALSE | [9 empty] | 12/5/2014 12:00:00 AM | Dimmable | Continuous Above 10 | Not Yet Verified |  |  | 9043.23126 | 100.480347333333 | 90 | 20 | 0.9 | 4000 | 80
PBGY2VQJ | Philips Day-Brite | VaporLume LED | V2WLE51LH835-4-UNV-WHP-[MD360W] | Outdoor Luminaires | Low Output | Parking Garage Luminaires | Standard | FALSE | [9 empty] | 12/5/2014 12:00:00 AM | Dimmable | Continuous Above 10 | Not Yet Verified |  |  | 4515 | 92.1428571428571 | 49 | 20 | 0.9 | 3500 | 80
PS8WRX4G | Philips Day-Brite | VaporLume LED | V2WPE51LH840-4-UNV-WHP-[MD360W] | Outdoor Luminaires | Low Output | Parking Garage Luminaires | Standard | FALSE | [9 empty] | 12/5/2014 12:00:00 AM | Dimmable | Continuous Above 10 | Not Yet Verified |  |  | 4386 | 89.5102040816327 | 49 | 20 | 0.9 | 4000 | 80
PTFT5212 | Philips Day-Brite | VaporLume LED | DWAE51LH840-8-UNV-WHP-[MD360W] | Outdoor Luminaires | Mid Output | Parking Garage Luminaires | Standard | FALSE | [9 empty] | 12/5/2014 12:00:00 AM | Dimmable | Continuous Above 10 | Not Yet Verified |  |  | 9519.1908 | 105.768786666667 | 90 | 20 | 0.9 | 4000 | 80
P5TSGPRX | Philips Day-Brite | VaporLume LED | V2WPE51L850-8-UNV-WHP-[MD360W, EMLED] | Outdoor Luminaires | Mid Output | Parking Garage Luminaires | Standard | FALSE | [9 empty] | 12/10/2014 12:00:00 AM | Dimmable | Continuous Above 10 | Not Yet Verified |  |  | 9935.50788 | 101.382733469388 | 98 | 20 | 0.9 | 5000 | 80
PKRTD68C | Philips Day-Brite | VaporLume LED | DWLE51L840-8-UNV-WHP-[MD360W, EMLED] | Outdoor Luminaires | High Output | Parking Garage Luminaires | Standard | FALSE | [9 empty] | 5/28/2015 12:00:00 AM | Dimmable | Continuous Above 10 | Not Yet Verified |  |  | 10227.7287 | 104.364578571429 | 98 | 20 | 0.9 | 4000 | 80
PBX4UK6U | Philips Day-Brite | VaporLume LED | DWAE70L850-4-UNV-SDIM-WHP-[MD360W] | Outdoor Luminaires | Mid Output | Parking Garage Luminaires | Standard | TRUE | 6236.84 | 92.4 | 67.5 | 17.6 | 0.911 | 5072 | 82.24 | 5 | 50000 | 12/5/2014 12:00:00 AM | Dimmable | Continuous Above 10 | Not Yet Verified |  | 2.1 | 6854.1552 | 97.9165028571429 | 70 | 20 | 0.9 | 5000 | 80
PBAJQHMX | Philips Day-Brite | VaporLume LED | DWAE51L835-8-UNV-SDIM-WHP-[MD360W] | Outdoor Luminaires | High Output | Parking Garage Luminaires | Standard | TRUE | 10010 | 107 | 93.57 | 17.6 | 0.911 | 3577 | 82.7 | 5 | 50000 | 12/5/2014 12:00:00 AM | Dimmable | Continuous Above 10 | Not Yet Verified |  | 2.1 | 10313.676 | 105.241591836735 | 98 | 20 | 0.9 | 3500 | 80
PEKFAWTJ | Philips Day-Brite | VaporLume LED | DWAE43L835-4-UNV-WHP-[MD360W] | Outdoor Luminaires | Low Output | Parking Garage Luminaires | Standard | TRUE | 3805.41 | 95.85 | 39.7 | 17.6 | 0.911 | 3448 | 82.53 | 5 | 50000 | 12/10/2014 12:00:00 AM | Dimmable | Continuous Above 10 | Not Yet Verified |  | 2.1 | 3916 | 97.9 | 40 | 20 | 0.9 | 3500 | 80
PTG7GDYG | Philips Day-Brite | VaporLume LED | DWAE51L835-4-UNV-SDIM-WHP-[MD360W] | Outdoor Luminaires | Low Output | Parking Garage Luminaires | Standard | FALSE | [9 empty] | 12/10/2014 12:00:00 AM | Dimmable | Continuous Above 10 | Not Yet Verified |  |  | 4448.22 | 92.67125 | 48 | 20 | 0.9 | 3500 | 80
PY134HUG | Philips Day-Brite | VaporLume LED | V2WAE43L850-4-UNV-WHP-[MD360W] | Outdoor Luminaires | Low Output | Parking Garage Luminaires | Standard | FALSE | [9 empty] | 12/10/2014 12:00:00 AM | Dimmable | Continuous Above 10 | Not Yet Verified |  |  | 4074.2064 | 101.85516 | 40 | 20 | 0.9 | 5000 | 80
P6KD5RPU | Philips Day-Brite | VaporLume LED | V2WAE51L840-4-UNV-WHP-[MD360W] | Outdoor Luminaires | Low Output | Parking Garage Luminaires | Standard | FALSE | [9 empty] | 12/10/2014 12:00:00 AM | Dimmable | Continuous Above 10 | Not Yet Verified |  |  | 4539 | 94.5625 | 48 | 20 | 0.9 | 4000 | 80
PFV3KT8Q | Philips Day-Brite | VaporLume LED | V2WLE51L835-4-UNV-WHP-[MD360W] | Outdoor Luminaires | Low Output | Parking Garage Luminaires | Standard | FALSE | [9 empty] | 12/10/2014 12:00:00 AM | Dimmable | Continuous Above 10 | Not Yet Verified |  |  | 4225.809 | 88.0376875 | 48 | 20 | 0.9 | 3500 | 80
PUTPGFEN | Philips Day-Brite | VaporLume LED | DWLE70L840-4-UNV-SDIM-WHP-[MD360W] | Outdoor Luminaires | Mid Output | Parking Garage Luminaires | Standard | FALSE | [9 empty] | 5/28/2015 12:00:00 AM | Dimmable | Continuous Above 10 | Not Yet Verified |  |  | 6533.1 | 93.33 | 70 | 20 | 0.9 | 4000 | 80
PXF3AWTE | Philips Day-Brite | VaporLume LED | V2WPE70L835-4-UNV-SDIM-WHP-[MD360W] | Outdoor Luminaires | Mid Output | Parking Garage Luminaires | Standard | FALSE | [9 empty] | 12/5/2014 12:00:00 AM | Dimmable | Continuous Above 10 | Not Yet Verified |  |  | 6100 | 87.1428571428571 | 70 | 20 | 0.9 | 3500 | 80
PHS4HFCG | Philips Day-Brite | VaporLume LED | DWLE43L835-4-UNV-WHP-[MD360W] | Outdoor Luminaires | Low Output | Parking Garage Luminaires | Standard | FALSE | [9 empty] | 5/28/2015 12:00:00 AM | Dimmable | Continuous Above 10 | Not Yet Verified |  |  | 3720.2 | 93.005 | 40 | 20 | 0.9 | 3500 | 80
PPGP422D | Philips Day-Brite | VaporLume LED | DWLE43L840-4-UNV-SDIM-WHP-[MD360W] | Outdoor Luminaires | Low Output | Parking Garage Luminaires | Standard | FALSE | [9 empty] | 5/28/2015 12:00:00 AM | Dimmable | Continuous Above 10 | Not Yet Verified |  |  | 3718.71192 | 92.967798 | 40 | 20 | 0.9 | 4000 | 80
PANCT4NC | Philips Day-Brite | VaporLume LED | V2WPE51L850-4-UNV-WHP-[MD360W] | Outdoor Luminaires | Low Output | Parking Garage Luminaires | Standard | FALSE | [9 empty] | 12/10/2014 12:00:00 AM | Dimmable | Continuous Above 10 | Not Yet Verified |  |  | 4259.3976 | 88.73745 | 48 | 20 | 0.9 | 5000 | 80
PBA9MWPE | Philips Day-Brite | VaporLume LED | V2WAE70L835-4-UNV-SDIM-WHP-[MD360W] | Outdoor Luminaires | Mid Output | Parking Garage Luminaires | Standard | FALSE | [9 empty] | 12/5/2014 12:00:00 AM | Dimmable | Continuous Above 10 | Not Yet Verified |  |  | 6588 | 94.1142857142857 | 70 | 20 | 0.9 | 3500 | 80
PSRNJN6V | Philips Day-Brite | VaporLume LED | DWLE51L850-8-UNV-SDIM-WHP-[MD360W] | Outdoor Luminaires | High Output | Parking Garage Luminaires | Standard | FALSE | [9 empty] | 5/28/2015 12:00:00 AM | Dimmable | Continuous Above 10 | Not Yet Verified |  |  | 10432.283274 | 106.451870142857 | 98 | 20 | 0.9 | 5000 | 80
PSM7U2AR | Philips Day-Brite | VaporLume LED | V2WPE70L840-4-UNV-SDIM-WHP-[MD360W] | Outdoor Luminaires | Mid Output | Parking Garage Luminaires | Standard | FALSE | [9 empty] | 12/5/2014 12:00:00 AM | Dimmable | Continuous Above 10 | Not Yet Verified |  |  | 6222 | 88.8857142857143 | 70 | 20 | 0.9 | 4000 | 80
P78UB14W | Philips Day-Brite | VaporLume LED | V2WPE43L850-4-UNV-SDIM-WHP-[MD360W] | Outdoor Luminaires | Low Output | Parking Garage Luminaires | Standard | FALSE | [9 empty] | 12/10/2014 12:00:00 AM | Dimmable | Continuous Above 10 | Not Yet Verified |  |  | 3673.30449024 | 91.832612256 | 40 | 20 | 0.9 | 5000 | 80
PPZAX1SK | Philips Day-Brite | VaporLume LED | V2WLE43L850-4-UNV-WHP-[MD360W] | Outdoor Luminaires | Low Output | Parking Garage Luminaires | Standard | FALSE | [9 empty] | 12/10/2014 12:00:00 AM | Dimmable | Continuous Above 10 | Not Yet Verified |  |  | 3870.49608 | 96.762402 | 40 | 20 | 0.9 | 5000 | 80
PH37X4BZ | Philips Day-Brite | VaporLume LED | DWPE43L850-4-UNV-WHP-[MD360W] | Outdoor Luminaires | Low Output | Parking Garage Luminaires | Standard | FALSE | [9 empty] | 5/28/2015 12:00:00 AM | Dimmable | Continuous Above 10 | Not Yet Verified |  |  | 3748.269888 | 93.7067472 | 40 | 20 | 0.9 | 5000 | 80
PXHHAC3K | Philips Day-Brite | VaporLume LED | DWLE51L835-4-UNV-SDIM-WHP-[MD360W] | Outdoor Luminaires | Low Output | Parking Garage Luminaires | Standard | FALSE | [9 empty] | 5/28/2015 12:00:00 AM | Dimmable | Continuous Above 10 | Not Yet Verified |  |  | 4225.809 | 88.0376875 | 48 | 20 | 0.9 | 3500 | 80
PRUF2NKF | Philips Day-Brite | VaporLume LED | DWLE51L835-4-UNV-WHP-[MD360W] | Outdoor Luminaires | Low Output | Parking Garage Luminaires | Standard | FALSE | [9 empty] | 5/28/2015 12:00:00 AM | Dimmable | Continuous Above 10 | Not Yet Verified |  |  | 4225.809 | 88.0376875 | 48 | 20 | 0.9 | 3500 | 80
PJ1B5AM7 | Philips Day-Brite | VaporLume LED | DWPE51L850-4-UNV-SDIM-WHP-[MD360W] | Outdoor Luminaires | Low Output | Parking Garage Luminaires | Standard | FALSE | [9 empty] | 5/28/2015 12:00:00 AM | Dimmable | Continuous Above 10 | Not Yet Verified |  |  | 4259.3976 | 88.73745 | 48 | 20 | 0.9 | 5000 | 80
PBHBHS3J | Philips Day-Brite | VaporLume LED | DWPE51L850-4-UNV-WHP-[MD360W] | Outdoor Luminaires | Low Output | Parking Garage Luminaires | Standard | FALSE | [9 empty] | 5/28/2015 12:00:00 AM | Dimmable | Continuous Above 10 | Not Yet Verified |  |  | 4259.3976 | 88.73745 | 48 | 20 | 0.9 | 5000 | 80
PYRJRUB1 | Philips Day-Brite | VaporLume LED | DWPE43L835-4-UNV-SDIM-WHP-[MD360W] | Outdoor Luminaires | Low Output | Parking Garage Luminaires | Standard | FALSE | [9 empty] | 5/28/2015 12:00:00 AM | Dimmable | Continuous Above 10 | Not Yet Verified |  |  | 3530.6656 | 88.26664 | 40 | 20 | 0.9 | 3500 | 80
P19WCXY1 | Philips Day-Brite | VaporLume LED | DWPE43L840-4-UNV-SDIM-WHP-[MD360W] | Outdoor Luminaires | Low Output | Parking Garage Luminaires | Standard | FALSE | [9 empty] | 5/28/2015 12:00:00 AM | Dimmable | Continuous Above 10 | Not Yet Verified |  |  | 3601.278912 | 90.0319728 | 40 | 20 | 0.9 | 4000 | 80
PCNF8CA2 | Philips Day-Brite | VaporLume LED | DWLE43L840-4-UNV-WHP-[MD360W] | Outdoor Luminaires | Low Output | Parking Garage Luminaires | Standard | FALSE | [9 empty] | 5/28/2015 12:00:00 AM | Dimmable | Continuous Above 10 | Not Yet Verified |  |  | 3794.604 | 94.8651 | 40 | 20 | 0.9 | 4000 | 80
PYUFW1YM | Philips Day-Brite | VaporLume LED | DWPE43L840-4-UNV-WHP-[MD360W] | Outdoor Luminaires | Low Output | Parking Garage Luminaires | Standard | FALSE | [9 empty] | 5/28/2015 12:00:00 AM | Dimmable | Continuous Above 10 | Not Yet Verified |  |  | 3674.7744 | 91.86936 | 40 | 20 | 0.9 | 4000 | 80
PYP2H5FQ | Philips Day-Brite | VaporLume LED | DWPE51L835-8-UNV-SDIM-WHP-[MD360W] | Outdoor Luminaires | Mid Output | Parking Garage Luminaires | Standard | FALSE | [9 empty] | 5/28/2015 12:00:00 AM | Dimmable | Continuous Above 10 | Not Yet Verified |  |  | 9549.7 | 97.4459183673469 | 98 | 20 | 0.9 | 3500 | 80
PPTW4ZP2 | Philips Day-Brite | VaporLume LED | V2WLE51L840-4-UNV-WHP-[MD360W] | Outdoor Luminaires | Low Output | Parking Garage Luminaires | Standard | FALSE | [9 empty] | 12/10/2014 12:00:00 AM | Dimmable | Continuous Above 10 | Not Yet Verified |  |  | 4312.05 | 89.834375 | 48 | 20 | 0.9 | 4000 | 80
PYQKFW7S | Philips Day-Brite | VaporLume LED | V2WLE51L850-4-UNV-SDIM-WHP-[MD360W] | Outdoor Luminaires | Low Output | Parking Garage Luminaires | Standard | FALSE | [9 empty] | 12/10/2014 12:00:00 AM | Dimmable | Continuous Above 10 | Not Yet Verified |  |  | 4398.291 | 91.6310625 | 48 | 20 | 0.9 | 5000 | 80
PM3TFVEU | Philips Day-Brite | VaporLume LED | V2WLE51L835-8-UNV-SDIM-WHP-[MD360W] | Outdoor Luminaires | High Output | Parking Garage Luminaires | Standard | FALSE | [9 empty] | 12/10/2014 12:00:00 AM | Dimmable | Continuous Above 10 | Not Yet Verified |  |  | 10027.185 | 102.318214285714 | 98 | 20 | 0.9 | 3500 | 80
PCZ8388U | Philips Day-Brite | VaporLume LED | V2WPE51L840-8-UNV-SDIM-WHP-[MD360W] | Outdoor Luminaires | Mid Output | Parking Garage Luminaires | Standard | FALSE | [9 empty] | 12/10/2014 12:00:00 AM | Dimmable | Continuous Above 10 | Not Yet Verified |  |  | 9740.694 | 99.3948367346939 | 98 | 20 | 0.9 | 4000 | 80
PJYWNBCC | Philips Day-Brite | VaporLume LED | V2WPE51L850-8-UNV-SDIM-WHP-[MD360W] | Outdoor Luminaires | Mid Output | Parking Garage Luminaires | Standard | FALSE | [9 empty] | 12/10/2014 12:00:00 AM | Dimmable | Continuous Above 10 | Not Yet Verified |  |  | 9935.50788 | 101.382733469388 | 98 | 20 | 0.9 | 5000 | 80
PWF7RQJ5 | Philips Day-Brite | VaporLume LED | V2WLE43L835-4-UNV-SDIM-WHP-[MD360W] | Outdoor Luminaires | Low Output | Parking Garage Luminaires | Standard | FALSE | [9 empty] | 12/10/2014 12:00:00 AM | Dimmable | Continuous Above 10 | Not Yet Verified |  |  | 3645.796 | 91.1449 | 40 | 20 | 0.9 | 3500 | 80
P7A46ZUR | Philips Day-Brite | VaporLume LED | V2WPE43L835-4-UNV-SDIM-WHP-[MD360W] | Outdoor Luminaires | Low Output | Parking Garage Luminaires | Standard | FALSE | [9 empty] | 12/10/2014 12:00:00 AM | Dimmable | Continuous Above 10 | Not Yet Verified |  |  | 3530.6656 | 88.26664 | 40 | 20 | 0.9 | 3500 | 80
PKC6NX4X | Philips Day-Brite | VaporLume LED | V2WLE43L840-4-UNV-SDIM-WHP-[MD360W] | Outdoor Luminaires | Low Output | Parking Garage Luminaires | Standard | FALSE | [9 empty] | 12/10/2014 12:00:00 AM | Dimmable | Continuous Above 10 | Not Yet Verified |  |  | 3718.71192 | 92.967798 | 40 | 20 | 0.9 | 4000 | 80
P6QXC2FJ | Philips Day-Brite | VaporLume LED | V2WPE43L840-4-UNV-SDIM-WHP-[MD360W] | Outdoor Luminaires | Low Output | Parking Garage Luminaires | Standard | FALSE | [9 empty] | 12/10/2014 12:00:00 AM | Dimmable | Continuous Above 10 | Not Yet Verified |  |  | 3601.278912 | 90.0319728 | 40 | 20 | 0.9 | 4000 | 80
P4ZX863T | Philips Day-Brite | VaporLume LED | V2WPE43L840-4-UNV-WHP-[MD360W] | Outdoor Luminaires | Low Output | Parking Garage Luminaires | Standard | FALSE | [9 empty] | 12/10/2014 12:00:00 AM | Dimmable | Continuous Above 10 | Not Yet Verified |  |  | 3674.7744 | 91.86936 | 40 | 20 | 0.9 | 4000 | 80
PT1QQ55S | Philips Day-Brite | VaporLume LED | V2WPE43L850-4-UNV-WHP-[MD360W] | Outdoor Luminaires | Low Output | Parking Garage Luminaires | Standard | FALSE | [9 empty] | 12/10/2014 12:00:00 AM | Dimmable | Continuous Above 10 | Not Yet Verified |  |  | 3748.269888 | 93.7067472 | 40 | 20 | 0.9 | 5000 | 80
PXCW17KC | Philips Day-Brite | VaporLume LED | V2WLE51L840-4-UNV-SDIM-WHP-[MD360W] | Outdoor Luminaires | Low Output | Parking Garage Luminaires | Standard | FALSE | [9 empty] | 12/10/2014 12:00:00 AM | Dimmable | Continuous Above 10 | Not Yet Verified |  |  | 4312.05 | 89.834375 | 48 | 20 | 0.9 | 4000 | 80
PTHKKZVM | Philips Day-Brite | VaporLume LED | DWPE70L840-4-UNV-SDIM-WHP-[MD360W] | Outdoor Luminaires | Mid Output | Parking Garage Luminaires | Standard | FALSE | [9 empty] | 5/28/2015 12:00:00 AM | Dimmable | Continuous Above 10 | Not Yet Verified |  |  | 6222 | 88.8857142857143 | 70 | 20 | 0.9 | 4000 | 80
PC6P3525 | Philips Day-Brite | VaporLume LED | DWPE70L835-4-UNV-SDIM-WHP-[MD360W] | Outdoor Luminaires | Mid Output | Parking Garage Luminaires | Standard | FALSE | [9 empty] | 5/28/2015 12:00:00 AM | Dimmable | Continuous Above 10 | Not Yet Verified |  |  | 6100 | 87.1428571428571 | 70 | 20 | 0.9 | 3500 | 80
PWPEQUTU | Philips Day-Brite | VaporLume LED | V2WAE70L850-4-UNV-SDIM-WHP-[MD360W] | Outdoor Luminaires | Mid Output | Parking Garage Luminaires | Standard | FALSE | [9 empty] | 12/5/2014 12:00:00 AM | Dimmable | Continuous Above 10 | Not Yet Verified |  |  | 6854.1552 | 97.9165028571429 | 70 | 20 | 0.9 | 5000 | 80
PKBZYXSY | Philips Day-Brite | VaporLume LED | DWAE51L850-8-UNV-SDIM-WHP-[MD360W] | Outdoor Luminaires | High Output | Parking Garage Luminaires | Standard | FALSE | [9 empty] | 12/5/2014 12:00:00 AM | Dimmable | Continuous Above 10 | Not Yet Verified |  |  | 10730.3485104 | 109.493352146939 | 98 | 20 | 0.9 | 5000 | 80
PCS9D847 | Philips Day-Brite | VaporLume LED | V2WAE51L850-8-UNV-SDIM-WHP-[MD360W] | Outdoor Luminaires | High Output | Parking Garage Luminaires | Standard | FALSE | [9 empty] | 12/10/2014 12:00:00 AM | Dimmable | Continuous Above 10 | Not Yet Verified |  |  | 10730.3485104 | 109.493352146939 | 98 | 20 | 0.9 | 5000 | 80
PMJ7GUYA | Philips Day-Brite | VaporLume LED | DWAE43L850-4-UNV-WHP-[MD360W] | Outdoor Luminaires | Low Output | Parking Garage Luminaires | Standard | FALSE | [9 empty] | 12/10/2014 12:00:00 AM | Dimmable | Continuous Above 10 | Not Yet Verified |  |  | 4074.2064 | 101.85516 | 40 | 20 | 0.9 | 5000 | 80
PBHY1G8X | Philips Day-Brite | VaporLume LED | DWAE51L840-4-UNV-WHP-[MD360W] | Outdoor Luminaires | Low Output | Parking Garage Luminaires | Standard | FALSE | [9 empty] | 12/5/2014 12:00:00 AM | Dimmable | Continuous Above 10 | Not Yet Verified |  |  | 4539 | 94.5625 | 48 | 20 | 0.9 | 4000 | 80
PTJPGR81 | Philips Day-Brite | VaporLume LED | DWAE43L835-4-UNV-SDIM-WHP-[MD360W] | Outdoor Luminaires | Low Output | Parking Garage Luminaires | Standard | FALSE | [9 empty] | 12/10/2014 12:00:00 AM | Dimmable | Continuous Above 10 | Not Yet Verified |  |  | 3837.68 | 95.942 | 40 | 20 | 0.9 | 3500 | 80
PD3S2WVG | Philips Day-Brite | VaporLume LED | DWAE43L850-4-UNV-SDIM-WHP-[MD360W] | Outdoor Luminaires | Low Output | Parking Garage Luminaires | Standard | FALSE | [9 empty] | 12/10/2014 12:00:00 AM | Dimmable | Continuous Above 10 | Not Yet Verified |  |  | 3992.722272 | 99.8180568 | 40 | 20 | 0.9 | 5000 | 80
PWD192NY | Philips Day-Brite | VaporLume LED | DWAE51L850-4-UNV-SDIM-WHP-[MD360W] | Outdoor Luminaires | Low Output | Parking Garage Luminaires | Standard | FALSE | [9 empty] | 12/5/2014 12:00:00 AM | Dimmable | Continuous Above 10 | Not Yet Verified |  |  | 4629.78 | 96.45375 | 48 | 20 | 0.9 | 5000 | 80
PKH2B2TU | Philips Day-Brite | VaporLume LED | V2WAE43L835-4-UNV-SDIM-WHP-[MD360W] | Outdoor Luminaires | Low Output | Parking Garage Luminaires | Standard | FALSE | [9 empty] | 12/10/2014 12:00:00 AM | Dimmable | Continuous Above 10 | Not Yet Verified |  |  | 3837.68 | 95.942 | 40 | 20 | 0.9 | 3500 | 80
PUJC6E3F | Philips Day-Brite | VaporLume LED | V2WAE43L840-4-UNV-SDIM-WHP-[MD360W] | Outdoor Luminaires | Low Output | Parking Garage Luminaires | Standard | FALSE | [9 empty] | 12/10/2014 12:00:00 AM | Dimmable | Continuous Above 10 | Not Yet Verified |  |  | 3914.4336 | 97.86084 | 40 | 20 | 0.9 | 4000 | 80
PZXN6M8A | Philips Day-Brite | VaporLume LED | V2WAE51L835-4-UNV-SDIM-WHP-[MD360W] | Outdoor Luminaires | Low Output | Parking Garage Luminaires | Standard | FALSE | [9 empty] | 12/10/2014 12:00:00 AM | Dimmable | Continuous Above 10 | Not Yet Verified |  |  | 4448.22 | 92.67125 | 48 | 20 | 0.9 | 3500 | 80
P88NSQZW | Philips Day-Brite | VaporLume LED | V2WAE70L840-4-UNV-SDIM-WHP-[MD360W] | Outdoor Luminaires | Mid Output | Parking Garage Luminaires | Standard | FALSE | [9 empty] | 12/5/2014 12:00:00 AM | Dimmable | Continuous Above 10 | Not Yet Verified |  |  | 6719.76 | 95.9965714285714 | 70 | 20 | 0.9 | 4000 | 80
PD1SEEV4 | Philips Day-Brite | VaporLume LED | DWAE51L840-8-UNV-SDIM-WHP-[MD360W] | Outdoor Luminaires | High Output | Parking Garage Luminaires | Standard | FALSE | [9 empty] | 12/5/2014 12:00:00 AM | Dimmable | Continuous Above 10 | Not Yet Verified |  |  | 10519.94952 | 107.346423673469 | 98 | 20 | 0.9 | 4000 | 80
PJ26XPBK | Philips Day-Brite | VaporLume LED | DWAE43L840-4-UNV-WHP-[MD360W] | Outdoor Luminaires | Low Output | Parking Garage Luminaires | Standard | FALSE | [9 empty] | 12/10/2014 12:00:00 AM | Dimmable | Continuous Above 10 | Not Yet Verified |  |  | 3994.32 | 99.858 | 40 | 20 | 0.9 | 4000 | 80
P76S8R1C | Philips Day-Brite | VaporLume LED | DWAE51L835-4-UNV-WHP-[MD360W] | Outdoor Luminaires | Low Output | Parking Garage Luminaires | Standard | FALSE | [9 empty] | 12/10/2014 12:00:00 AM | Dimmable | Continuous Above 10 | Not Yet Verified |  |  | 4448.22 | 92.67125 | 48 | 20 | 0.9 | 3500 | 80
PEA14TZ6 | Philips Day-Brite | VaporLume LED | DWAE51L850-4-UNV-WHP-[MD360W] | Outdoor Luminaires | Low Output | Parking Garage Luminaires | Standard | FALSE | [9 empty] | 12/5/2014 12:00:00 AM | Dimmable | Continuous Above 10 | Not Yet Verified |  |  | 4629.78 | 96.45375 | 48 | 20 | 0.9 | 5000 | 80
PP7N2GTE | Philips Day-Brite | VaporLume LED | DWAE43L840-4-UNV-SDIM-WHP-[MD360W] | Outdoor Luminaires | Low Output | Parking Garage Luminaires | Standard | FALSE | [9 empty] | 12/10/2014 12:00:00 AM | Dimmable | Continuous Above 10 | Not Yet Verified |  |  | 3914.4336 | 97.86084 | 40 | 20 | 0.9 | 4000 | 80
PCRANKTE | Philips Day-Brite | VaporLume LED | V2WAE43L835-4-UNV-WHP-[MD360W] | Outdoor Luminaires | Low Output | Parking Garage Luminaires | Standard | FALSE | [9 empty] | 12/10/2014 12:00:00 AM | Dimmable | Continuous Above 10 | Not Yet Verified |  |  | 3916 | 97.9 | 40 | 20 | 0.9 | 3500 | 80
P2A1HN1T | Philips Day-Brite | VaporLume LED | V2WAE43L840-4-UNV-WHP-[MD360W] | Outdoor Luminaires | Low Output | Parking Garage Luminaires | Standard | FALSE | [9 empty] | 12/10/2014 12:00:00 AM | Dimmable | Continuous Above 10 | Not Yet Verified |  |  | 3994.32 | 99.858 | 40 | 20 | 0.9 | 4000 | 80
P68HYFFA | Philips Day-Brite | VaporLume LED | V2WAE51L835-4-UNV-WHP-[MD360W] | Outdoor Luminaires | Low Output | Parking Garage Luminaires | Standard | FALSE | [9 empty] | 12/10/2014 12:00:00 AM | Dimmable | Continuous Above 10 | Not Yet Verified |  |  | 4448.22 | 92.67125 | 48 | 20 | 0.9 | 3500 | 80
PZSXQYSN | Philips Day-Brite | VaporLume LED | V2WAE51L850-4-UNV-SDIM-WHP-[MD360W] | Outdoor Luminaires | Low Output | Parking Garage Luminaires | Standard | FALSE | [9 empty] | 12/10/2014 12:00:00 AM | Dimmable | Continuous Above 10 | Not Yet Verified |  |  | 4629.78 | 96.45375 | 48 | 20 | 0.9 | 5000 | 80
PQ6KKY4J | Philips Day-Brite | VaporLume LED | DWLE43L850-4-UNV-SDIM-WHP-[MD360W] | Outdoor Luminaires | Low Output | Parking Garage Luminaires | Standard | FALSE | [9 empty] | 5/28/2015 12:00:00 AM | Dimmable | Continuous Above 10 | Not Yet Verified |  |  | 3793.0861584 | 94.82715396 | 40 | 20 | 0.9 | 5000 | 80
PH6X2KXS | Philips Day-Brite | VaporLume LED | DWPE43L850-4-UNV-SDIM-WHP-[MD360W] | Outdoor Luminaires | Low Output | Parking Garage Luminaires | Standard | FALSE | [9 empty] | 5/28/2015 12:00:00 AM | Dimmable | Continuous Above 10 | Not Yet Verified |  |  | 3673.30449024 | 91.832612256 | 40 | 20 | 0.9 | 5000 | 80
PSHEUQSA | Philips Day-Brite | VaporLume LED | DWLE43L850-4-UNV-WHP-[MD360W] | Outdoor Luminaires | Low Output | Parking Garage Luminaires | Standard | FALSE | [9 empty] | 5/28/2015 12:00:00 AM | Dimmable | Continuous Above 10 | Not Yet Verified |  |  | 3870.49608 | 96.762402 | 40 | 20 | 0.9 | 5000 | 80
PCK284R4 | Philips Day-Brite | VaporLume LED | DWPE51L835-4-UNV-SDIM-WHP-[MD360W] | Outdoor Luminaires | Low Output | Parking Garage Luminaires | Standard | FALSE | [9 empty] | 5/28/2015 12:00:00 AM | Dimmable | Continuous Above 10 | Not Yet Verified |  |  | 4092.3624 | 85.25755 | 48 | 20 | 0.9 | 3500 | 80
PMACMGKG | Philips Day-Brite | VaporLume LED | DWPE51L835-4-UNV-WHP-[MD360W] | Outdoor Luminaires | Low Output | Parking Garage Luminaires | Standard | FALSE | [9 empty] | 5/28/2015 12:00:00 AM | Dimmable | Continuous Above 10 | Not Yet Verified |  |  | 4092.3624 | 85.25755 | 48 | 20 | 0.9 | 3500 | 80
P8CEB6J3 | Philips Day-Brite | VaporLume LED | DWPE51L840-4-UNV-SDIM-WHP-[MD360W] | Outdoor Luminaires | Low Output | Parking Garage Luminaires | Standard | FALSE | [9 empty] | 5/28/2015 12:00:00 AM | Dimmable | Continuous Above 10 | Not Yet Verified |  |  | 4175.88 | 86.9975 | 48 | 20 | 0.9 | 4000 | 80
PEQUTD2Q | Philips Day-Brite | VaporLume LED | DWLE51L840-4-UNV-WHP-[MD360W] | Outdoor Luminaires | Low Output | Parking Garage Luminaires | Standard | FALSE | [9 empty] | 5/28/2015 12:00:00 AM | Dimmable | Continuous Above 10 | Not Yet Verified |  |  | 4312.05 | 89.834375 | 48 | 20 | 0.9 | 4000 | 80
PXS2FER6 | Philips Day-Brite | VaporLume LED | DWPE51L840-4-UNV-WHP-[MD360W] | Outdoor Luminaires | Low Output | Parking Garage Luminaires | Standard | FALSE | [9 empty] | 5/28/2015 12:00:00 AM | Dimmable | Continuous Above 10 | Not Yet Verified |  |  | 4175.88 | 86.9975 | 48 | 20 | 0.9 | 4000 | 80
PQVB8C21 | Philips Day-Brite | VaporLume LED | DWLE70L850-4-UNV-SDIM-WHP-[MD360W] | Outdoor Luminaires | Mid Output | Parking Garage Luminaires | Standard | FALSE | [9 empty] | 5/28/2015 12:00:00 AM | Dimmable | Continuous Above 10 | Not Yet Verified |  |  | 6663.762 | 95.1966 | 70 | 20 | 0.9 | 5000 | 80
PCW5JRGQ | Philips Day-Brite | VaporLume LED | V2WPE43L835-4-UNV-WHP-[MD360W] | Outdoor Luminaires | Low Output | Parking Garage Luminaires | Standard | FALSE | [9 empty] | 12/10/2014 12:00:00 AM | Dimmable | Continuous Above 10 | Not Yet Verified |  |  | 3602.72 | 90.068 | 40 | 20 | 0.9 | 3500 | 80
PPRE11X4 | Philips Day-Brite | VaporLume LED | V2WPE51L835-4-UNV-SDIM-WHP-[MD360W] | Outdoor Luminaires | Low Output | Parking Garage Luminaires | Standard | FALSE | [9 empty] | 12/10/2014 12:00:00 AM | Dimmable | Continuous Above 10 | Not Yet Verified |  |  | 4092.3624 | 85.25755 | 48 | 20 | 0.9 | 3500 | 80
PAWMFKGB | Philips Day-Brite | VaporLume LED | V2WPE51L835-4-UNV-WHP-[MD360W] | Outdoor Luminaires | Low Output | Parking Garage Luminaires | Standard | FALSE | [9 empty] | 12/10/2014 12:00:00 AM | Dimmable | Continuous Above 10 | Not Yet Verified |  |  | 4092.3624 | 85.25755 | 48 | 20 | 0.9 | 3500 | 80
P4MJ3ZWF | Philips Day-Brite | VaporLume LED | DWLE70L835-4-UNV-SDIM-WHP-[MD360W] | Outdoor Luminaires | Mid Output | Parking Garage Luminaires | Standard | FALSE | [9 empty] | 5/28/2015 12:00:00 AM | Dimmable | Continuous Above 10 | Not Yet Verified |  |  | 6405 | 91.5 | 70 | 20 | 0.9 | 3500 | 80
PCV96Z43 | Philips Day-Brite | VaporLume LED | DWPE43L835-4-UNV-WHP-[MD360W] | Outdoor Luminaires | Low Output | Parking Garage Luminaires | Standard | FALSE | [9 empty] | 5/28/2015 12:00:00 AM | Dimmable | Continuous Above 10 | Not Yet Verified |  |  | 3602.72 | 90.068 | 40 | 20 | 0.9 | 3500 | 80
PW4PAAJR | Philips Day-Brite | VaporLume LED | DWLE51L840-8-UNV-SDIM-WHP-[MD360W] | Outdoor Luminaires | High Output | Parking Garage Luminaires | Standard | FALSE | [9 empty] | 5/28/2015 12:00:00 AM | Dimmable | Continuous Above 10 | Not Yet Verified |  |  | 10227.7287 | 104.364578571429 | 98 | 20 | 0.9 | 4000 | 80
PHCNNBR9 | Philips Day-Brite | VaporLume LED | DWPE51L840-8-UNV-SDIM-WHP-[MD360W] | Outdoor Luminaires | Mid Output | Parking Garage Luminaires | Standard | FALSE | [9 empty] | 5/28/2015 12:00:00 AM | Dimmable | Continuous Above 10 | Not Yet Verified |  |  | 9740.694 | 99.3948367346939 | 98 | 20 | 0.9 | 4000 | 80
P8PDJB52 | Philips Day-Brite | VaporLume LED | V2WLE70L850-4-UNV-SDIM-WHP-[MD360W] | Outdoor Luminaires | Mid Output | Parking Garage Luminaires | Standard | FALSE | [9 empty] | 12/5/2014 12:00:00 AM | Dimmable | Continuous Above 10 | Not Yet Verified |  |  | 6663.762 | 95.1966 | 70 | 20 | 0.9 | 5000 | 80
PYWUFSJS | Philips Day-Brite | VaporLume LED | V2WPE51L840-4-UNV-SDIM-WHP-[MD360W] | Outdoor Luminaires | Low Output | Parking Garage Luminaires | Standard | FALSE | [9 empty] | 12/10/2014 12:00:00 AM | Dimmable | Continuous Above 10 | Not Yet Verified |  |  | 4175.88 | 86.9975 | 48 | 20 | 0.9 | 4000 | 80
P1PFR1ZE | Philips Day-Brite | VaporLume LED | V2WPE51L840-4-UNV-WHP-[MD360W] | Outdoor Luminaires | Low Output | Parking Garage Luminaires | Standard | FALSE | [9 empty] | 12/10/2014 12:00:00 AM | Dimmable | Continuous Above 10 | Not Yet Verified |  |  | 4175.88 | 86.9975 | 48 | 20 | 0.9 | 4000 | 80
PG1TPCPM | Philips Day-Brite | VaporLume LED | V2WPE51L850-4-UNV-SDIM-WHP-[MD360W] | Outdoor Luminaires | Low Output | Parking Garage Luminaires | Standard | FALSE | [9 empty] | 12/10/2014 12:00:00 AM | Dimmable | Continuous Above 10 | Not Yet Verified |  |  | 4259.3976 | 88.73745 | 48 | 20 | 0.9 | 5000 | 80
PVES7YYZ | Philips Day-Brite | VaporLume LED | V2WLE70L840-4-UNV-SDIM-WHP-[MD360W] | Outdoor Luminaires | Mid Output | Parking Garage Luminaires | Standard | FALSE | [9 empty] | 12/5/2014 12:00:00 AM | Dimmable | Continuous Above 10 | Not Yet Verified |  |  | 6533.1 | 93.33 | 70 | 20 | 0.9 | 4000 | 80
PFQ4YDFC | Philips Day-Brite | VaporLume LED | V2WLE51L840-8-UNV-SDIM-WHP-[MD360W] | Outdoor Luminaires | High Output | Parking Garage Luminaires | Standard | FALSE | [9 empty] | 12/10/2014 12:00:00 AM | Dimmable | Continuous Above 10 | Not Yet Verified |  |  | 10227.7287 | 104.364578571429 | 98 | 20 | 0.9 | 4000 | 80
P7JRRVFQ | Philips Day-Brite | VaporLume LED | V2WLE51L850-8-UNV-SDIM-WHP-[MD360W] | Outdoor Luminaires | High Output | Parking Garage Luminaires | Standard | FALSE | [9 empty] | 12/10/2014 12:00:00 AM | Dimmable | Continuous Above 10 | Not Yet Verified |  |  | 10432.283274 | 106.451870142857 | 98 | 20 | 0.9 | 5000 | 80
PYBKN65K | Philips Day-Brite | VaporLume LED | DWPE70L850-4-UNV-SDIM-WHP-[MD360W] | Outdoor Luminaires | Mid Output | Parking Garage Luminaires | Standard | FALSE | [9 empty] | 5/28/2015 12:00:00 AM | Dimmable | Continuous Above 10 | Not Yet Verified |  |  | 6346.44 | 90.6634285714286 | 70 | 20 | 0.9 | 5000 | 80
P3Q7YSHP | Philips Day-Brite | VaporLume LED | V2WLE70L835-4-UNV-SDIM-WHP-[MD360W] | Outdoor Luminaires | Mid Output | Parking Garage Luminaires | Standard | FALSE | [9 empty] | 12/5/2014 12:00:00 AM | Dimmable | Continuous Above 10 | Not Yet Verified |  |  | 6405 | 91.5 | 70 | 20 | 0.9 | 3500 | 80
P2DD5BMU | Philips Day-Brite | VaporLume LED | V2WLE43L840-4-UNV-WHP-[MD360W] | Outdoor Luminaires | Low Output | Parking Garage Luminaires | Standard | FALSE | [9 empty] | 12/10/2014 12:00:00 AM | Dimmable | Continuous Above 10 | Not Yet Verified |  |  | 3794.604 | 94.8651 | 40 | 20 | 0.9 | 4000 | 80
PHJB7DYA | Philips Day-Brite | VaporLume LED | DWAE70L840-4-UNV-SDIM-WHP-[MD360W] | Outdoor Luminaires | Mid Output | Parking Garage Luminaires | Standard | FALSE | [9 empty] | 12/5/2014 12:00:00 AM | Dimmable | Continuous Above 10 | Not Yet Verified |  |  | 6719.76 | 95.9965714285714 | 70 | 20 | 0.9 | 4000 | 80
PG97W89D | Philips Day-Brite | VaporLume LED | V2WAE51L840-8-UNV-SDIM-WHP-[MD360W] | Outdoor Luminaires | High Output | Parking Garage Luminaires | Standard | FALSE | [9 empty] | 12/10/2014 12:00:00 AM | Dimmable | Continuous Above 10 | Not Yet Verified |  |  | 10519.94952 | 107.346423673469 | 98 | 20 | 0.9 | 4000 | 80
PHFNA9EP | Philips Day-Brite | VaporLume LED | DWAE51L840-4-UNV-SDIM-WHP-[MD360W] | Outdoor Luminaires | Low Output | Parking Garage Luminaires | Standard | FALSE | [9 empty] | 12/5/2014 12:00:00 AM | Dimmable | Continuous Above 10 | Not Yet Verified |  |  | 4539 | 94.5625 | 48 | 20 | 0.9 | 4000 | 80
P9FNPAYV | Philips Day-Brite | VaporLume LED | V2WAE51L840-4-UNV-SDIM-WHP-[MD360W] | Outdoor Luminaires | Low Output | Parking Garage Luminaires | Standard | FALSE | [9 empty] | 12/10/2014 12:00:00 AM | Dimmable | Continuous Above 10 | Not Yet Verified |  |  | 4539 | 94.5625 | 48 | 20 | 0.9 | 4000 | 80
PPA6GATX | Philips Day-Brite | VaporLume LED | DWLE43L835-4-UNV-SDIM-WHP-[MD360W] | Outdoor Luminaires | Low Output | Parking Garage Luminaires | Standard | FALSE | [9 empty] | 5/28/2015 12:00:00 AM | Dimmable | Continuous Above 10 | Not Yet Verified |  |  | 3645.796 | 91.1449 | 40 | 20 | 0.9 | 3500 | 80
PFXAPNXA | Philips Day-Brite | VaporLume LED | DWPE51L850-8-UNV-SDIM-WHP-[MD360W] | Outdoor Luminaires | Mid Output | Parking Garage Luminaires | Standard | FALSE | [9 empty] | 5/28/2015 12:00:00 AM | Dimmable | Continuous Above 10 | Not Yet Verified |  |  | 9935.50788 | 101.382733469388 | 98 | 20 | 0.9 | 5000 | 80
PGEY6SD9 | Philips Day-Brite | VaporLume LED | DWLE51L840-4-UNV-SDIM-WHP-[MD360W] | Outdoor Luminaires | Low Output | Parking Garage Luminaires | Standard | FALSE | [9 empty] | 5/28/2015 12:00:00 AM | Dimmable | Continuous Above 10 | Not Yet Verified |  |  | 4312.05 | 89.834375 | 48 | 20 | 0.9 | 4000 | 80
PY7ZNYCM | Philips Day-Brite | VaporLume LED | DWLE51L850-4-UNV-SDIM-WHP-[MD360W] | Outdoor Luminaires | Low Output | Parking Garage Luminaires | Standard | FALSE | [9 empty] | 5/28/2015 12:00:00 AM | Dimmable | Continuous Above 10 | Not Yet Verified |  |  | 4398.291 | 91.6310625 | 48 | 20 | 0.9 | 5000 | 80
PMFEBMRN | Philips Day-Brite | VaporLume LED | DWLE51L850-4-UNV-WHP-[MD360W] | Outdoor Luminaires | Low Output | Parking Garage Luminaires | Standard | FALSE | [9 empty] | 5/28/2015 12:00:00 AM | Dimmable | Continuous Above 10 | Not Yet Verified |  |  | 4398.291 | 91.6310625 | 48 | 20 | 0.9 | 5000 | 80
PDNY42UV | Philips Day-Brite | VaporLume LED | DWLE51L835-8-UNV-SDIM-WHP-[MD360W] | Outdoor Luminaires | High Output | Parking Garage Luminaires | Standard | FALSE | [9 empty] | 5/28/2015 12:00:00 AM | Dimmable | Continuous Above 10 | Not Yet Verified |  |  | 10027.185 | 102.318214285714 | 98 | 20 | 0.9 | 3500 | 80
PKZHB2YZ | Philips Day-Brite | VaporLume LED | V2WPE70L850-4-UNV-SDIM-WHP-[MD360W] | Outdoor Luminaires | Mid Output | Parking Garage Luminaires | Standard | FALSE | [9 empty] | 12/5/2014 12:00:00 AM | Dimmable | Continuous Above 10 | Not Yet Verified |  |  | 6346.44 | 90.6634285714286 | 70 | 20 | 0.9 | 5000 | 80
P3XA1QGR | Philips Day-Brite | VaporLume LED | V2WLE51L850-4-UNV-WHP-[MD360W] | Outdoor Luminaires | Low Output | Parking Garage Luminaires | Standard | FALSE | [9 empty] | 12/10/2014 12:00:00 AM | Dimmable | Continuous Above 10 | Not Yet Verified |  |  | 4398.291 | 91.6310625 | 48 | 20 | 0.9 | 5000 | 80
PUBG8BRW | Philips Day-Brite | VaporLume LED | V2WLE43L850-4-UNV-SDIM-WHP-[MD360W] | Outdoor Luminaires | Low Output | Parking Garage Luminaires | Standard | FALSE | [9 empty] | 12/10/2014 12:00:00 AM | Dimmable | Continuous Above 10 | Not Yet Verified |  |  | 3793.0861584 | 94.82715396 | 40 | 20 | 0.9 | 5000 | 80
PZFKZZJA | Philips Day-Brite | VaporLume LED | V2WPE51L835-8-UNV-SDIM-WHP-[MD360W] | Outdoor Luminaires | Mid Output | Parking Garage Luminaires | Standard | FALSE | [9 empty] | 12/10/2014 12:00:00 AM | Dimmable | Continuous Above 10 | Not Yet Verified |  |  | 9549.7 | 97.4459183673469 | 98 | 20 | 0.9 | 3500 | 80
PMM99QSA | Philips Day-Brite | VaporLume LED | DWAE70L835-4-UNV-SDIM-WHP-[MD360W] | Outdoor Luminaires | Mid Output | Parking Garage Luminaires | Standard | FALSE | [9 empty] | 12/5/2014 12:00:00 AM | Dimmable | Continuous Above 10 | Not Yet Verified |  |  | 6588 | 94.1142857142857 | 70 | 20 | 0.9 | 3500 | 80
PPJP2BDN | Philips Day-Brite | VaporLume LED | V2WLE51L835-4-UNV-SDIM-WHP-[MD360W] | Outdoor Luminaires | Low Output | Parking Garage Luminaires | Standard | FALSE | [9 empty] | 12/10/2014 12:00:00 AM | Dimmable | Continuous Above 10 | Not Yet Verified |  |  | 4225.809 | 88.0376875 | 48 | 20 | 0.9 | 3500 | 80
PX1XS4TU | Philips Day-Brite | VaporLume LED | V2WAE51L850-4-UNV-WHP-[MD360W] | Outdoor Luminaires | Low Output | Parking Garage Luminaires | Standard | FALSE | [9 empty] | 12/10/2014 12:00:00 AM | Dimmable | Continuous Above 10 | Not Yet Verified |  |  | 4629.78 | 96.45375 | 48 | 20 | 0.9 | 5000 | 80
PT2YDMD5 | Philips Day-Brite | VaporLume LED | V2WAE43L850-4-UNV-SDIM-WHP-[MD360W] | Outdoor Luminaires | Low Output | Parking Garage Luminaires | Standard | FALSE | [9 empty] | 12/10/2014 12:00:00 AM | Dimmable | Continuous Above 10 | Not Yet Verified |  |  | 3992.722272 | 99.8180568 | 40 | 20 | 0.9 | 5000 | 80
PWNV1V6B | Philips Day-Brite | VaporLume LED | V2WAE51L835-8-UNV-SDIM-WHP-[MD360W] | Outdoor Luminaires | High Output | Parking Garage Luminaires | Standard | FALSE | [9 empty] | 12/10/2014 12:00:00 AM | Dimmable | Continuous Above 10 | Not Yet Verified |  |  | 10313.676 | 105.241591836735 | 98 | 20 | 0.9 | 3500 | 80
PT4MDQ61 | Philips Day-Brite | VaporLume LED | V2WLE43L835-4-UNV-WHP-[MD360W] | Outdoor Luminaires | Low Output | Parking Garage Luminaires | Standard | FALSE | [9 empty] | 12/10/2014 12:00:00 AM | Dimmable | Continuous Above 10 | Not Yet Verified |  |  | 3720.2 | 93.005 | 40 | 20 | 0.9 | 3500 | 80
P000013BH | Philips Gardco | SlenderForm Garage / Canopy LED | SFCXXX-5W-140LA-NW-XXX-XX-XX | Outdoor Luminaires | Mid Output | Parking Garage Luminaires | Standard | TRUE | 9653 | 75.1 | 128.5 | 9.6 | 0.961 | 4019 | 76.9 | 5 | 70000 | 6/27/2011 12:00:00 AM | Not Yet Verified | Not Yet Verified | Not Yet Verified |  | 1.5 |  |  |  |  | 0.9 | 4000 | 75
P000013BG | Philips Gardco | SlenderForm Garage / Canopy LED | SFCXXX-5R-55LA-NW-[120V, 347V and 480V only]-XX-XX | Outdoor Luminaires | Low Output | Parking Garage Luminaires | Standard | TRUE | 4478.8 | 82.6 | 54.2 | 8.36 | 0.991 | 3854 | 76.5 | 5 | 70000 | 2/11/2013 12:00:00 AM | Not Yet Verified | Not Yet Verified | Not Yet Verified |  | 1.7 | 4124 | 75 | 55 |  | 0.9 | 4000 | 70
P000014I3 | Philips Gardco | SlenderForm Garage / Canopy LED | SFCXXX-3-140LA-NW-XXX-XX-XX | Outdoor Luminaires | High Output | Parking Garage Luminaires | Standard | TRUE | 10460 | 81.3 | 128.6 | 9.6 | 0.961 | 4026 | 77.3 | 5 | 70000 | 7/13/2011 12:00:00 AM | Not Yet Verified | Not Yet Verified | Not Yet Verified |  | 1.5 |  |  | 140 |  | 0.9 | 4000 | 75
P000014I5 | Philips Gardco | Philips Gardco | SFCXXX-3-90LA-CW-XXX-XX-XX | Outdoor Luminaires | Mid Output | Parking Garage Luminaires | Standard | FALSE | [9 empty] | 7/13/2011 12:00:00 AM | Not Yet Verified | Not Yet Verified | Not Yet Verified |  |  | 9100 | 101.11 | 90 | 20 | 0.9 | 5700 | 70
P000013BN | Philips Gardco | Philips Gardco | SFCXXX-5R-90LA-CW-XXX-XX-XX | Outdoor Luminaires | Mid Output | Parking Garage Luminaires | Standard | FALSE | [9 empty] | 6/27/2011 12:00:00 AM | Not Yet Verified | Not Yet Verified | Not Yet Verified |  |  | 8400 | 93.33 | 90 | 20 | 0.9 | 5700 | 75
P000013BJ | Philips Gardco | Philips Gardco | SFCXXX-5R-90LA-NW-XXX-XX-XX | Outdoor Luminaires | Mid Output | Parking Garage Luminaires | Standard | FALSE | [9 empty] | 6/27/2011 12:00:00 AM | Not Yet Verified | Not Yet Verified | Not Yet Verified |  |  | 8400 | 93.33 | 90 | 20 | 0.9 | 4000 | 75
P000013BK | Philips Gardco | Philips Gardco | SFCXXX-5R-140LA-NW-XXX-XX-XX | Outdoor Luminaires | High Output | Parking Garage Luminaires | Standard | FALSE | [9 empty] | 6/27/2011 12:00:00 AM | Not Yet Verified | Not Yet Verified | Not Yet Verified |  |  | 12000 | 92.3 | 130 | 20 | 0.9 | 4000 | 75
P000013BL | Philips Gardco | Philips Gardco | SFCXXX-5W-90LA-CW-XXX-XX-XX | Outdoor Luminaires | Mid Output | Parking Garage Luminaires | Standard | FALSE | [9 empty] | 6/27/2011 12:00:00 AM | Not Yet Verified | Not Yet Verified | Not Yet Verified |  |  | 8400 | 93.33 | 90 | 20 | 0.9 | 5700 | 75
P000014I4 | Philips Gardco | Philips Gardco | SFCXXX-3-90LA-NW-XXX-XX-XX | Outdoor Luminaires | Mid Output | Parking Garage Luminaires | Standard | FALSE | [9 empty] | 7/13/2011 12:00:00 AM | Not Yet Verified | Not Yet Verified | Not Yet Verified |  |  | 9100 | 101.11 | 90 | 20 | 0.9 | 4000 | 70
P000014I6 | Philips Gardco | Philips Gardco | SFCXXX-3-140LA-CW-XXX-XX-XX | Outdoor Luminaires | High Output | Parking Garage Luminaires | Standard | FALSE | [9 empty] | 7/13/2011 12:00:00 AM | Not Yet Verified | Not Yet Verified | Not Yet Verified |  |  | 12500 | 96.15 | 130 | 20 | 0.9 | 5700 | 70
P000013BI | Philips Gardco | Philips Gardco | SFCXXX-5W-90LA-NW-XXX-XX-XX | Outdoor Luminaires | Mid Output | Parking Garage Luminaires | Standard | FALSE | [9 empty] | 6/27/2011 12:00:00 AM | Not Yet Verified | Not Yet Verified | Not Yet Verified |  |  | 8400 | 93.33 | 90 | 20 | 0.9 | 4000 | 75
P000013BM | Philips Gardco | Philips Gardco | SFCXXX-5W-140LA-CW-XXX-XX-XX | Outdoor Luminaires | High Output | Parking Garage Luminaires | Standard | FALSE | [9 empty] | 6/27/2011 12:00:00 AM | Not Yet Verified | Not Yet Verified | Not Yet Verified |  |  | 12000 | 92.31 | 130 | 20 | 0.9 | 5700 | 75
P000013BO | Philips Gardco | Philips Gardco | SFCXXX-5R-140LA-CW-XXX-XX-XX | Outdoor Luminaires | High Output | Parking Garage Luminaires | Standard | FALSE | [9 empty] | 6/27/2011 12:00:00 AM | Not Yet Verified | Not Yet Verified | Not Yet Verified |  |  | 12000 | 92.31 | 130 | 20 | 0.9 | 5700 | 75
P000013C1 | Philips Gardco | SlenderForm Canopy LED | SFCXXX-5R-80LA-CW-XXX-XX-XX | Outdoor Luminaires | Mid Output | Parking Garage Luminaires | Standard | FALSE | [9 empty] | 2/11/2013 12:00:00 AM | Not Yet Verified | Not Yet Verified | Not Yet Verified |  |  | 5810 | 73 | 80 |  | 0.9 | 5700 | 75
P000013BP | Philips Gardco | SlenderForm Canopy LED | SFCXXX-5W-55LA-NW-[120V, 347V and 480V only]-XX-XX | Outdoor Luminaires | Low Output | Parking Garage Luminaires | Standard | FALSE | [9 empty] | 2/11/2013 12:00:00 AM | Not Yet Verified | Not Yet Verified | Not Yet Verified |  |  | 4140 | 75 | 55 |  | 0.9 | 4000 | 70
P000013BW | Philips Gardco | SlenderForm Canopy LED | SFCXXX-5W-55LA-CW-[120V, 347V and 480V only]-XX-XX | Outdoor Luminaires | Low Output | Parking Garage Luminaires | Standard | FALSE | [9 empty] | 2/11/2013 12:00:00 AM | Not Yet Verified | Not Yet Verified | Not Yet Verified |  |  | 4124 | 75 | 55 |  | 0.9 | 5700 | 75
P000013BX | Philips Gardco | SlenderForm Canopy LED | SFCXXX-5R-55LA-CW-[120V, 347V and 480V only]-XX-XX | Outdoor Luminaires | Low Output | Parking Garage Luminaires | Standard | FALSE | [9 empty] | 2/11/2013 12:00:00 AM | Not Yet Verified | Not Yet Verified | Not Yet Verified |  |  | 4140 | 75 | 55 |  | 0.9 | 5700 | 75
P000013C2 | Philips Gardco | SlenderForm Canopy LED | SFCXXX-5W-105LA-CW-XXX-XX-XX | Outdoor Luminaires | Mid Output | Parking Garage Luminaires | Standard | FALSE | [9 empty] | 2/11/2013 12:00:00 AM | Not Yet Verified | Not Yet Verified | Not Yet Verified |  |  | 7753 | 74 | 105 |  | 0.9 | 5700 | 75
P000013BS | Philips Gardco | SlenderForm Canopy LED | SFCXXX-5R-80LA-NW-XXX-XX-XX | Outdoor Luminaires | Mid Output | Parking Garage Luminaires | Standard | FALSE | [9 empty] | 2/11/2013 12:00:00 AM | Not Yet Verified | Not Yet Verified | Not Yet Verified |  |  | 5838 | 73 | 80 |  | 0.9 | 4000 | 70
P000013BY | Philips Gardco | SlenderForm Canopy LED | SFCXXX-5W-70LA-CW-XXX-XX-XX | Outdoor Luminaires | Mid Output | Parking Garage Luminaires | Standard | FALSE | [9 empty] | 2/11/2013 12:00:00 AM | Not Yet Verified | Not Yet Verified | Not Yet Verified |  |  | 5476 | 78 | 70 |  | 0.9 | 5700 | 75
P000013BZ | Philips Gardco | SlenderForm Canopy LED | SFCXXX-5R-70LA-CW-XXX-XX-XX | Outdoor Luminaires | Mid Output | Parking Garage Luminaires | Standard | FALSE | [9 empty] | 2/11/2013 12:00:00 AM | Not Yet Verified | Not Yet Verified | Not Yet Verified |  |  | 5497 | 79 | 70 |  | 0.9 | 5700 | 75
P000013BT | Philips Gardco | SlenderForm Canopy LED | SFCXXX-5W-80LA-NW-XXX-XX-XX | Outdoor Luminaires | Mid Output | Parking Garage Luminaires | Standard | FALSE | [9 empty] | 2/11/2013 12:00:00 AM | Not Yet Verified | Not Yet Verified | Not Yet Verified |  |  | 5810 | 73 | 80 |  | 0.9 | 4000 | 70
P000013BR | Philips Gardco | SlenderForm Canopy LED | SFCXXX-5W-70LA-NW-XXX-XX-XX | Outdoor Luminaires | Mid Output | Parking Garage Luminaires | Standard | FALSE | [9 empty] | 2/11/2013 12:00:00 AM | Not Yet Verified | Not Yet Verified | Not Yet Verified |  |  | 5497 | 79 | 70 |  | 0.9 | 4000 | 70
P000013BU | Philips Gardco | SlenderForm Canopy LED | SFCXXX-5R-105LA-NW-XXX-XX-XX | Outdoor Luminaires | Mid Output | Parking Garage Luminaires | Standard | FALSE | [9 empty] | 2/11/2013 12:00:00 AM | Not Yet Verified | Not Yet Verified | Not Yet Verified |  |  | 7753 | 74 | 105 |  | 0.9 | 4000 | 70
P000013BV | Philips Gardco | SlenderForm Canopy LED | SFCXXX-5W-105LA-NW-XXX-XX-XX | Outdoor Luminaires | Mid Output | Parking Garage Luminaires | Standard | FALSE | [9 empty] | 2/11/2013 12:00:00 AM | Not Yet Verified | Not Yet Verified | Not Yet Verified |  |  | 7715 | 73 | 105 |  | 0.9 | 4000 | 70
P000013C0 | Philips Gardco | SlenderForm Canopy LED | SFCXXX-5W-80LA-CW-XXX-XX-XX | Outdoor Luminaires | Mid Output | Parking Garage Luminaires | Standard | FALSE | [9 empty] | 2/11/2013 12:00:00 AM | Not Yet Verified | Not Yet Verified | Not Yet Verified |  |  | 5838 | 73 | 80 |  | 0.9 | 5700 | 75
P000013C3 | Philips Gardco | SlenderForm Canopy LED | SFCXXX-5R-105LA-CW-XXX-XX-XX | Outdoor Luminaires | Mid Output | Parking Garage Luminaires | Standard | FALSE | [9 empty] | 2/11/2013 12:00:00 AM | Not Yet Verified | Not Yet Verified | Not Yet Verified |  |  | 7715 | 74 | 105 |  | 0.9 | 5700 | 75
P000013BQ | Philips Gardco | SlenderForm Garage / Canopy LED | SFCXXX-5R-70LA-NW-XXX-XX-XX | Outdoor Luminaires | Mid Output | Parking Garage Luminaires | Standard | FALSE | [9 empty] | 2/11/2013 12:00:00 AM | Not Yet Verified | Not Yet Verified | Not Yet Verified |  |  | 5476 | 78 | 70 |  | 0.9 | 4000 | 70
P000014EN | Philips Gardco | G3 LED Garage Luminaire | G3-XXX-5-2-106LA-321A-NW-XXX-XXX-XXX | Outdoor Luminaires | Mid Output | Parking Garage Luminaires | Standard | TRUE | 8119 | 77.4 | 104.9 | 10.3 | 0.946 | 3936 | 74.4 | 5 | 60000 | 6/20/2013 12:00:00 AM | Not Yet Verified | Not Yet Verified | Not Yet Verified |  | 2 | 8505 | 80 | 106 |  |  | 4000
P000014EM | Philips Gardco | G3 LED Garage Luminaire | G3-XXX-5-1-38LA-1670-NW-UNV-XXX-XXX | Outdoor Luminaires | Low Output | Parking Garage Luminaires | Standard | TRUE | 3153 | 78.6 | 40.11 | 10.2 | 0.902 | 3824 | 75 | 5 | 60000 | 6/20/2013 12:00:00 AM | Not Yet Verified | Not Yet Verified | Not Yet Verified |  | 2 | 3267 | 86 | 38 |  |  | 4000
P000014ET | Philips Gardco | G3 LED Garage Luminaire | G3-XXX-5-1-38LA-1670-CW-XXX-XXX-XXX | Outdoor Luminaires | Low Output | Parking Garage Luminaires | Standard | FALSE | [9 empty] | 6/20/2013 12:00:00 AM | Not Yet Verified | Not Yet Verified | Not Yet Verified |  |  | 3267 | 86 | 38 |  |  | 5000
P000014FI | Philips Gardco | G3 LED Garage Luminaire | G3-XXX-1R-4-137LA-6470-NW-XXX-XXX-XXX | Outdoor Luminaires | High Output | Parking Garage Luminaires | Standard | FALSE | [9 empty] | 6/20/2013 12:00:00 AM | Not Yet Verified | Not Yet Verified | Not Yet Verified |  |  | 12676 | 93 | 137 |  |  | 4000
P000014FQ | Philips Gardco | G3 LED Garage Luminaire | G3-XXX-1R-1-55LA-161A-CW-XXX-XXX-XXX | Outdoor Luminaires | Low Output | Parking Garage Luminaires | Standard | FALSE | [9 empty] | 6/20/2013 12:00:00 AM | Not Yet Verified | Not Yet Verified | Not Yet Verified |  |  | 4443 | 81 | 55 |  |  | 5000
P000014EQ | Philips Gardco | G3 LED Garage Luminaire | G3-XXX-5-3-104LA-4870-NW-XXX-XXX-XXX | Outdoor Luminaires | Mid Output | Parking Garage Luminaires | Standard | FALSE | [9 empty] | 6/20/2013 12:00:00 AM | Not Yet Verified | Not Yet Verified | Not Yet Verified |  |  | 9322 | 90 | 104 |  |  | 4000
P000014ER | Philips Gardco | G3 LED Garage Luminaire | G3-XXX-5-4-137LA-6470-NW-XXX-XXX-XXX | Outdoor Luminaires | High Output | Parking Garage Luminaires | Standard | FALSE | [9 empty] | 6/20/2013 12:00:00 AM | Not Yet Verified | Not Yet Verified | Not Yet Verified |  |  | 12476 | 91 | 137 |  |  | 4000
P000014EW | Philips Gardco | G3 LED Garage Luminaire | G3-XXX-5-3-104LA-4870-CW-XXX-XXX-XXX | Outdoor Luminaires | Mid Output | Parking Garage Luminaires | Standard | FALSE | [9 empty] | 6/20/2013 12:00:00 AM | Not Yet Verified | Not Yet Verified | Not Yet Verified |  |  | 9322 | 90 | 104 |  |  | 5000
P000014F1 | Philips Gardco | G3 LED Garage Luminaire | G3-XXX-3-2-73LA-3270-NW-XXX-XXX-XXX | Outdoor Luminaires | Mid Output | Parking Garage Luminaires | Standard | FALSE | [9 empty] | 6/20/2013 12:00:00 AM | Not Yet Verified | Not Yet Verified | Not Yet Verified |  |  | 6605 | 90 | 73 |  |  | 4000
P000014FK | Philips Gardco | G3 LED Garage Luminaire | G3-XXX-1R-2-106LA-321A-NW-XXX-XXX-XXX | Outdoor Luminaires | Mid Output | Parking Garage Luminaires | Standard | FALSE | [9 empty] | 6/20/2013 12:00:00 AM | Not Yet Verified | Not Yet Verified | Not Yet Verified |  |  | 8544 | 81 | 106 |  |  | 4000
P000014FN | Philips Gardco | G3 LED Garage Luminaire | G3-XXX-1R-2-73VAR-CW-XXX-XXX-XXX | Outdoor Luminaires | Mid Output | Parking Garage Luminaires | Standard | FALSE | [9 empty] | 6/20/2013 12:00:00 AM | Not Yet Verified | Not Yet Verified | Not Yet Verified |  |  | 6278 | 86 | 73 |  |  | 5000
P000014F5 | Philips Gardco | G3 LED Garage Luminaire | G3-XXX-3-1-55LA-161A-NW-XXX-XXX-XXX | Outdoor Luminaires | Low Output | Parking Garage Luminaires | Standard | FALSE | [9 empty] | 6/20/2013 12:00:00 AM | Not Yet Verified | Not Yet Verified | Not Yet Verified |  |  | 4641 | 84 | 55 |  |  | 4000
P000014FC | Philips Gardco | G3 LED Garage Luminaire | G3-XXX-3-1-55LA-161A-CW-XXX-XXX-XXX | Outdoor Luminaires | Low Output | Parking Garage Luminaires | Standard | FALSE | [9 empty] | 6/20/2013 12:00:00 AM | Not Yet Verified | Not Yet Verified | Not Yet Verified |  |  | 4641 | 84 | 55 |  |  | 5000
P000014FE | Philips Gardco | G3 LED Garage Luminaire | G3-XXX-1R-1-38LA-1670-NW-XXX-XXX-XXX | Outdoor Luminaires | Low Output | Parking Garage Luminaires | Standard | FALSE | [9 empty] | 6/20/2013 12:00:00 AM | Not Yet Verified | Not Yet Verified | Not Yet Verified |  |  | 3308 | 87 | 38 |  |  | 4000
P000014FJ | Philips Gardco | G3 LED Garage Luminaire | G3-XXX-1R-1-55LA-161A-NW-XXX-XXX-XXX | Outdoor Luminaires | Low Output | Parking Garage Luminaires | Standard | FALSE | [9 empty] | 6/20/2013 12:00:00 AM | Not Yet Verified | Not Yet Verified | Not Yet Verified |  |  | 4443 | 81 | 55 |  |  | 4000
P000014ES | Philips Gardco | G3 LED Garage Luminaire | G3-XXX-5-1-55LA-161A-NW-XXX-XXX-XXX | Outdoor Luminaires | Low Output | Parking Garage Luminaires | Standard | FALSE | [9 empty] | 6/20/2013 12:00:00 AM | Not Yet Verified | Not Yet Verified | Not Yet Verified |  |  | 4423 | 80 | 55 |  |  | 4000
P000014EY | Philips Gardco | G3 LED Garage Luminaire | G3-XXX-5-1-55LA-161A-CW-XXX-XXX-XXX | Outdoor Luminaires | Low Output | Parking Garage Luminaires | Standard | FALSE | [9 empty] | 6/20/2013 12:00:00 AM | Not Yet Verified | Not Yet Verified | Not Yet Verified |  |  | 4423 | 80 | 55 |  |  | 5000
P000014F0 | Philips Gardco | G3 LED Garage Luminaire | G3-XXX-3-1-38LA-1670-NW-XXX-XXX-XXX | Outdoor Luminaires | Low Output | Parking Garage Luminaires | Standard | FALSE | [9 empty] | 6/20/2013 12:00:00 AM | Not Yet Verified | Not Yet Verified | Not Yet Verified |  |  | 3392 | 90 | 38 |  |  | 4000
P000014FB | Philips Gardco | G3 LED Garage Luminaire | G3-XXX-3-4-137LA-6470-CW-XXX-XXX-XXX | Outdoor Luminaires | High Output | Parking Garage Luminaires | Standard | FALSE | [9 empty] | 6/20/2013 12:00:00 AM | Not Yet Verified | Not Yet Verified | Not Yet Verified |  |  | 13120 | 96 | 137 |  |  | 5000
P000014FF | Philips Gardco | G3 LED Garage Luminaire | G3-XXX-1R-2-73LA-3270-NW-XXX-XXX-XXX | Outdoor Luminaires | Mid Output | Parking Garage Luminaires | Standard | FALSE | [9 empty] | 6/20/2013 12:00:00 AM | Not Yet Verified | Not Yet Verified | Not Yet Verified |  |  | 6278 | 86 | 73 |  |  | 4000
P000014EV | Philips Gardco | G3 LED Garage Luminaire | G3-XXX-5-2-73VAR-CW-XXX-XXX-XXX | Outdoor Luminaires | Mid Output | Parking Garage Luminaires | Standard | FALSE | [9 empty] | 6/20/2013 12:00:00 AM | Not Yet Verified | Not Yet Verified | Not Yet Verified |  |  | 6341 | 87 | 73 |  |  | 5000
P000014FD | Philips Gardco | G3 LED Garage Luminaire | G3-XXX-3-2-106LA-321A-CW-XXX-XXX-XXX | Outdoor Luminaires | Mid Output | Parking Garage Luminaires | Standard | FALSE | [9 empty] | 6/20/2013 12:00:00 AM | Not Yet Verified | Not Yet Verified | Not Yet Verified |  |  | 8925 | 84 | 106 |  |  | 5000
P000014FM | Philips Gardco | G3 LED Garage Luminaire | G3-XXX-1R-2-73LA-3270-CW-XXX-XXX-XXX | Outdoor Luminaires | Mid Output | Parking Garage Luminaires | Standard | FALSE | [9 empty] | 6/20/2013 12:00:00 AM | Not Yet Verified | Not Yet Verified | Not Yet Verified |  |  | 6278 | 86 | 73 |  |  | 5000
P000014FL | Philips Gardco | G3 LED Garage Luminaire | G3-XXX-1R-1-38LA-1670-CW-XXX-XXX-XXX | Outdoor Luminaires | Low Output | Parking Garage Luminaires | Standard | FALSE | [9 empty] | 6/20/2013 12:00:00 AM | Not Yet Verified | Not Yet Verified | Not Yet Verified |  |  | 3308 | 87 | 38 |  |  | 5000
P000014FO | Philips Gardco | G3 LED Garage Luminaire | G3-XXX-1R-3-104LA-4870-CW-XXX-XXX-XXX | Outdoor Luminaires | Mid Output | Parking Garage Luminaires | Standard | FALSE | [9 empty] | 6/20/2013 12:00:00 AM | Not Yet Verified | Not Yet Verified | Not Yet Verified |  |  | 9500 | 81 | 104 |  |  | 5000
P000014FA | Philips Gardco | G3 LED Garage Luminaire | G3-XXX-3-3-104LA-4870-CW-XXX-XXX-XXX | Outdoor Luminaires | Mid Output | Parking Garage Luminaires | Standard | FALSE | [9 empty] | 6/20/2013 12:00:00 AM | Not Yet Verified | Not Yet Verified | Not Yet Verified |  |  | 9818 | 84 | 104 |  |  | 5000
P000014FH | Philips Gardco | G3 LED Garage Luminaire | G3-XXX-1R-3-104LA-4870-NW-XXX-XXX-XXX | Outdoor Luminaires | Mid Output | Parking Garage Luminaires | Standard | FALSE | [9 empty] | 6/20/2013 12:00:00 AM | Not Yet Verified | Not Yet Verified | Not Yet Verified |  |  | 9500 | 91 | 104 |  |  | 4000
P000014F4 | Philips Gardco | G3 LED Garage Luminaire | G3-XXX-3-4-137LA-6470-NW-XXX-XXX-XXX | Outdoor Luminaires | High Output | Parking Garage Luminaires | Standard | FALSE | [9 empty] | 6/20/2013 12:00:00 AM | Not Yet Verified | Not Yet Verified | Not Yet Verified |  |  | 13120 | 96 | 137 |  |  | 4000
P000014EU | Philips Gardco | G3 LED Garage Luminaire | G3-XXX-5-2-73LA-3270-CW-XXX-XXX-XXX | Outdoor Luminaires | Mid Output | Parking Garage Luminaires | Standard | FALSE | [9 empty] | 6/20/2013 12:00:00 AM | Not Yet Verified | Not Yet Verified | Not Yet Verified |  |  | 6341 | 87 | 73 |  |  | 5000
P000014EX | Philips Gardco | G3 LED Garage Luminaire | G3-XXX-5-4-137LA-6470-CW-XXX-XXX-XXX | Outdoor Luminaires | High Output | Parking Garage Luminaires | Standard | FALSE | [9 empty] | 6/20/2013 12:00:00 AM | Not Yet Verified | Not Yet Verified | Not Yet Verified |  |  | 12476 | 91 | 137 |  |  | 5000
P000014EZ | Philips Gardco | G3 LED Garage Luminaire | G3-XXX-5-2-106LA-321A-CW-XXX-XXX-XXX | Outdoor Luminaires | Mid Output | Parking Garage Luminaires | Standard | FALSE | [9 empty] | 6/20/2013 12:00:00 AM | Not Yet Verified | Not Yet Verified | Not Yet Verified |  |  | 8505 | 80 | 106 |  |  | 5000
P000014F2 | Philips Gardco | G3 LED Garage Luminaire | G3-XXX-3-2-73VAR-NW-XXX-XXX-XXX | Outdoor Luminaires | Mid Output | Parking Garage Luminaires | Standard | FALSE | [9 empty] | 6/20/2013 12:00:00 AM | Not Yet Verified | Not Yet Verified | Not Yet Verified |  |  | 6605 | 90 | 73 |  |  | 4000
P000014F3 | Philips Gardco | G3 LED Garage Luminaire | G3-XXX-3-3-104LA-4870-NW-XXX-XXX-XXX | Outdoor Luminaires | Mid Output | Parking Garage Luminaires | Standard | FALSE | [9 empty] | 6/20/2013 12:00:00 AM | Not Yet Verified | Not Yet Verified | Not Yet Verified |  |  | 9818 | 94 | 104 |  |  | 4000
P000014F6 | Philips Gardco | G3 LED Garage Luminaire | G3-XXX-3-2-106LA-321A-NW-XXX-XXX-XXX | Outdoor Luminaires | Mid Output | Parking Garage Luminaires | Standard | FALSE | [9 empty] | 6/20/2013 12:00:00 AM | Not Yet Verified | Not Yet Verified | Not Yet Verified |  |  | 8925 | 84 | 106 |  |  | 4000
P000014F9 | Philips Gardco | G3 LED Garage Luminaire | G3-XXX-3-2-73VAR-CW-XXX-XXX-XXX | Outdoor Luminaires | Mid Output | Parking Garage Luminaires | Standard | FALSE | [9 empty] | 6/20/2013 12:00:00 AM | Not Yet Verified | Not Yet Verified | Not Yet Verified |  |  | 6605 | 90 | 73 |  |  | 5000
P000014FP | Philips Gardco | G3 LED Garage Luminaire | G3-XXX-1R-4-137LA-6470-CW-XXX-XXX-XXX | Outdoor Luminaires | High Output | Parking Garage Luminaires | Standard | FALSE | [9 empty] | 6/20/2013 12:00:00 AM | Not Yet Verified | Not Yet Verified | Not Yet Verified |  |  | 12676 | 93 | 137 |  |  | 5000
P000014FR | Philips Gardco | G3 LED Garage Luminaire | G3-XXX-1R-2-106LA-321A-CW-XXX-XXX-XXX | Outdoor Luminaires | Mid Output | Parking Garage Luminaires | Standard | FALSE | [9 empty] | 6/20/2013 12:00:00 AM | Not Yet Verified | Not Yet Verified | Not Yet Verified |  |  | 8544 | 81 | 106 |  |  | 5000
P000014EO | Philips Gardco | G3 LED Garage Luminaire | G3-XXX-5-2-73LA-3270-NW-XXX-XXX-XXX | Outdoor Luminaires | Mid Output | Parking Garage Luminaires | Standard | FALSE | [9 empty] | 6/20/2013 12:00:00 AM | Not Yet Verified | Not Yet Verified | Not Yet Verified | Alternative SKU: G3-5-2-73LA-NW-UNIV-NP |  | 6341 | 87 | 73 |  |  | 4000
P000014EP | Philips Gardco | G3 LED Garage Luminaire | G3-XXX-5-2-73VAR-NW-XXX-XXX-XXX | Outdoor Luminaires | Mid Output | Parking Garage Luminaires | Standard | FALSE | [9 empty] | 6/20/2013 12:00:00 AM | Not Yet Verified | Not Yet Verified | Not Yet Verified |  |  | 6341 | 87 | 73 |  |  | 4000
P000014F8 | Philips Gardco | G3 LED Garage Luminaire | G3-XXX-3-2-73LA-3270-CW-XXX-XXX-XXX | Outdoor Luminaires | Mid Output | Parking Garage Luminaires | Standard | FALSE | [9 empty] | 6/20/2013 12:00:00 AM | Not Yet Verified | Not Yet Verified | Not Yet Verified |  |  | 6605 | 90 | 73 |  |  | 5000
P000014FG | Philips Gardco | G3 LED Garage Luminaire | G3-XXX-1R-2-73VAR-NW-XXX-XXX-XXX | Outdoor Luminaires | Mid Output | Parking Garage Luminaires | Standard | FALSE | [9 empty] | 6/20/2013 12:00:00 AM | Not Yet Verified | Not Yet Verified | Not Yet Verified |  |  | 6278 | 86 | 73 |  |  | 4000
P000014F7 | Philips Gardco | G3 LED Garage Luminaire | G3-XXX-3-1-38LA-1670-CW-XXX-XXX-XXX | Outdoor Luminaires | Low Output | Parking Garage Luminaires | Standard | FALSE | [9 empty] | 6/20/2013 12:00:00 AM | Not Yet Verified | Not Yet Verified | Not Yet Verified |  |  | 3392 | 89 | 38 |  |  | 5000
P000014TF | Philips Gardco | VizorLED | VZ24-60G3-530-B-XXX-XXX-XXXX-XXX | Outdoor Luminaires | Mid Output | Parking Garage Luminaires | Standard | TRUE | 7513 | 77.3 | 97.22 | 17.88 | 0.92 | 3924 | 75.6 | 5 | 100000 | 6/4/2013 12:00:00 AM | Not Yet Verified | Not Yet Verified | Not Yet Verified |  | 2 | 7520 | 78 | 97 |  | 0.9 | 4000 | 75
PBAW8E3R | Philips Gardco | SoftView | SVPG-168L-1800-CW-cc-5-eee-fff | Outdoor Luminaires | Mid Output | Parking Garage Luminaires | Standard | TRUE | 7399 | 87.2 | 84.89 | 15.5 | 0.96 | 6022 | 74.3 | 5 | 50000 | 2/26/2016 12:00:00 AM | Dimmable | Continuous Below 10 | Yes |  | 3.1 | 7169 | 85.06 | 84.28 | 6.37 | 0.997 | 6022 | 74.3
PD9CXQH2 | Philips Gardco | SoftView | SVPG-168L-600-CW-cc-5-eee-fff | Outdoor Luminaires | Low Output | Parking Garage Luminaires | Standard | TRUE | 2819 | 103.5 | 27.24 | 15.5 | 0.96 | 5825 | 73.3 | 5 | 50000 | 2/26/2016 12:00:00 AM | Dimmable | Continuous Below 10 | Yes |  | 3.1 | 2785 | 102.13 | 27.27 | 10.4 | 0.992 | 5825 | 73.3
P9ENTQCA | Philips Gardco | SoftView | SVPG-168L-800-CW-cc-CD-eee-fff | Outdoor Luminaires | Low Output | Parking Garage Luminaires | Standard | FALSE | [9 empty] | 2/26/2016 12:00:00 AM | Dimmable | Continuous Below 10 | Yes |  |  | 3898.59129257817 | 108.29 | 36 | 20 | 0.9 | 5700 | 74.3
PTSQ51MA | Philips Gardco | SoftView | SVPG-168L-800-NW-cc-CD-eee-fff | Outdoor Luminaires | Low Output | Parking Garage Luminaires | Standard | FALSE | [9 empty] | 2/26/2016 12:00:00 AM | Dimmable | Continuous Below 10 | Yes |  |  | 4302.10011376564 | 119.5 | 36 | 20 | 0.9 | 4000 | 73.3
PTKHJ32H | Philips Gardco | SoftView | SVPG-168L-1200-CW-cc-5-eee-fff | Outdoor Luminaires | Mid Output | Parking Garage Luminaires | Standard | FALSE | [9 empty] | 2/26/2016 12:00:00 AM | Dimmable | Continuous Below 10 | Yes |  |  | 5057.53874352168 | 92.97 | 54.4 | 20 | 0.9 | 5700 | 73.3
PSNHV7RB | Philips Gardco | SoftView | SVPG-168L-1200-NW-cc-5-eee-fff | Outdoor Luminaires | Mid Output | Parking Garage Luminaires | Standard | FALSE | [9 empty] | 2/26/2016 12:00:00 AM | Dimmable | Continuous Below 10 | Yes |  |  | 5581 | 102.59 | 54.4 | 20 | 0.9 | 4000 | 72.5
P5DJWM21 | Philips Gardco | SoftView | SVPG-168L-1800-CW-cc-CD-eee-fff | Outdoor Luminaires | Mid Output | Parking Garage Luminaires | Standard | FALSE | [9 empty] | 2/26/2016 12:00:00 AM | Dimmable | Continuous Below 10 | Yes |  |  | 7806.06320313488 | 92.05 | 84.8 | 20 | 0.9 | 5700 | 74.3
PA52UNQA | Philips Gardco | SoftView | SVPG-168L-1800-NW-cc-5-eee-fff | Outdoor Luminaires | Mid Output | Parking Garage Luminaires | Standard | FALSE | [9 empty] | 2/26/2016 12:00:00 AM | Dimmable | Continuous Below 10 | Yes |  |  | 7911 | 93.29 | 84.8 | 6.44 | 0.997 | 4136 | 72.5
PKY7TK5F | Philips Gardco | SoftView | SVPG-168L-1200-CW-cc-CD-eee-fff | Outdoor Luminaires | Mid Output | Parking Garage Luminaires | Standard | FALSE | [9 empty] | 2/26/2016 12:00:00 AM | Dimmable | Continuous Below 10 | Yes |  |  | 5506.96988202449 | 101.23 | 54.4 | 20 | 0.9 | 5700 | 74.3
P3AEMGQ5 | Philips Gardco | SoftView | SVPG-168L-1200-NW-cc-CD-eee-fff | Outdoor Luminaires | Mid Output | Parking Garage Luminaires | Standard | FALSE | [9 empty] | 2/26/2016 12:00:00 AM | Dimmable | Continuous Below 10 | Yes |  |  | 6076.94779421059 | 111.71 | 54.4 | 20 | 0.9 | 4000 | 73.3
PW4CPF1Y | Philips Gardco | SoftView | SVPG-168L-600-CW-cc-CD-eee-fff | Outdoor Luminaires | Low Output | Parking Garage Luminaires | Standard | FALSE | [9 empty] | 2/26/2016 12:00:00 AM | Dimmable | Continuous Below 10 | Yes |  |  | 3008.55602406247 | 110.2 | 27.3 | 20 | 0.9 | 5700 | 74.3
PFW11A9S | Philips Gardco | SoftView | SVPG-168L-600-NW-cc-5-eee-fff | Outdoor Luminaires | Low Output | Parking Garage Luminaires | Standard | FALSE | [9 empty] | 2/26/2016 12:00:00 AM | Dimmable | Continuous Below 10 | Yes |  |  | 3049 | 111.68 | 27.3 | 20 | 0.9 | 4000 | 72.5
PDS3QFQA | Philips Gardco | SoftView | SVPG-168L-600-NW-cc-CD-eee-fff | Outdoor Luminaires | Low Output | Parking Garage Luminaires | Standard | FALSE | [9 empty] | 2/26/2016 12:00:00 AM | Dimmable | Continuous Below 10 | Yes |  |  | 3319.94513967893 | 121.61 | 27.3 | 20 | 0.9 | 4000 | 73.3
PBZ2J4GW | Philips Gardco | SoftView | SVPG-168L-800-NW-cc-5-eee-fff | Outdoor Luminaires | Low Output | Parking Garage Luminaires | Standard | FALSE | [9 empty] | 2/26/2016 12:00:00 AM | Dimmable | Continuous Below 10 | Yes |  |  | 3951 | 109.75 | 36 | 20 | 0.9 | 4000 | 72.5
PNTQSYR4 | Philips Gardco | SoftView | SVPG-168L-800-CW-cc-5-eee-fff | Outdoor Luminaires | Low Output | Parking Garage Luminaires | Standard | FALSE | [9 empty] | 2/26/2016 12:00:00 AM | Dimmable | Continuous Below 10 | Yes |  |  | 3580.4220705347 | 99.46 | 36 | 20 | 0.9 | 5700 | 73.3
PDGK3591 | Philips Gardco | SoftView | SVPG-168L-1800-NW-cc-CD-eee-fff | Outdoor Luminaires | Mid Output | Parking Garage Luminaires | Standard | FALSE | [9 empty] | 2/26/2016 12:00:00 AM | Dimmable | Continuous Below 10 | Yes |  |  | 8614 | 101.58 | 84.8 | 20 | 0.9 | 4000 | 73.3
P000014PF | Philips Stonco | Parking Garage Luminaire | PGL03833 | Outdoor Luminaires | Low Output | Parking Garage Luminaires | Standard | TRUE | 3340 | 88.3 | 37.82 | 19.3 | 0.9 | 3824 | 75.8 | 5 | 100000 | 7/19/2012 12:00:00 AM | Not Yet Verified | Not Yet Verified | Not Yet Verified |  | 1.6 | 3340 | 88 | 38 |  | 0.9 | 4000 | 76
P000014PG | Philips Stonco | Parking Garage Luminaire | PGL07258 | Outdoor Luminaires | Mid Output | Parking Garage Luminaires | Standard | TRUE | 5879 | 81.6 | 72.02 | 11.34 | 0.906 | 3899 | 75.2 | 5 | 100000 | 7/19/2012 12:00:00 AM | Not Yet Verified | Not Yet Verified | Not Yet Verified |  | 1.6 | 5879 | 82 | 72 |  | 0.9 | 4000 | 76
P000014PI | Philips Stonco | Parking Garage Luminaire | PGL07971 | Outdoor Luminaires | Mid Output | Parking Garage Luminaires | Standard | FALSE | [9 empty] | 7/19/2012 12:00:00 AM | Not Yet Verified | Not Yet Verified | Not Yet Verified |  |  | 7136 | 90 | 79 |  | 0.9 | 4000 | 76
P000014PH | Philips Stonco | Parking Garage Luminaire | PGL05350 | Outdoor Luminaires | Mid Output | Parking Garage Luminaires | Standard | FALSE | [9 empty] | 7/19/2012 12:00:00 AM | Not Yet Verified | Not Yet Verified | Not Yet Verified |  |  | 5078 | 96 | 53 |  | 0.9 | 4000 | 76
P000014U7 | Philips Stonco | Quality LED Parking Garage (QLP) | QLP-32G3-350-S [120V-214V and 347V-422V ONLY] | Outdoor Luminaires | Low Output | Parking Garage Luminaires | Standard | TRUE | 3340 | 88.3 | 37.82 | 19.3 | 0.9 | 3824 | 75.8 | 5 | 100000 | 7/19/2012 12:00:00 AM | Not Yet Verified | Not Yet Verified | Not Yet Verified |  | 1.6 | 3340 | 88 | 38 |  | 0.9 | 4000 | 76
P000014U8 | Philips Stonco | Quality LED Parking Garage (QLP) | QLP-32G3-700-S | Outdoor Luminaires | Mid Output | Parking Garage Luminaires | Standard | TRUE | 5879 | 81.6 | 72.02 | 11.34 | 0.906 | 3899 | 75.2 | 5 | 100000 | 7/19/2012 12:00:00 AM | Not Yet Verified | Not Yet Verified | Not Yet Verified |  | 1.6 | 5879 | 82 | 72 |  | 0.9 | 4000 | 76
P000014UD | Philips Stonco | Quality LED Parking Garage (QLP) | QLP-32G3-700-A | Outdoor Luminaires | Mid Output | Parking Garage Luminaires | Standard | FALSE | [9 empty] | 7/19/2012 12:00:00 AM | Not Yet Verified | Not Yet Verified | Not Yet Verified |  |  | 5879 | 82 | 72 |  | 0.9 | 4000 | 76
P000014UG | Philips Stonco | Quality LED Parking Garage (QLP) | QLP-48G3-350-S-DL [120V-214V and 347V-422V ONLY] | Outdoor Luminaires | Mid Output | Parking Garage Luminaires | Standard | FALSE | [9 empty] | 10/11/2012 12:00:00 AM | Not Yet Verified | Not Yet Verified | Not Yet Verified |  |  | 5078 | 96 | 53 |  | 0.9 | 4000 | 76
P000014UI | Philips Stonco | Quality LED Parking Garage (QLP) | QLP-48G3-530-S-DL | Outdoor Luminaires | Mid Output | Parking Garage Luminaires | Standard | FALSE | [9 empty] | 10/11/2012 12:00:00 AM | Not Yet Verified | Not Yet Verified | Not Yet Verified |  |  | 7136 | 90 | 79 |  | 0.9 | 4000 | 76
P000014UE | Philips Stonco | Quality LED Parking Garage (QLP) | QLP-48G3-530-A | Outdoor Luminaires | Mid Output | Parking Garage Luminaires | Standard | FALSE | [9 empty] | 7/19/2012 12:00:00 AM | Not Yet Verified | Not Yet Verified | Not Yet Verified |  |  | 7136 | 90 | 79 |  | 0.9 | 4000 | 76
P000014UH | Philips Stonco | Quality LED Parking Garage (QLP) | QLP-32G3-700-S-DL | Outdoor Luminaires | Mid Output | Parking Garage Luminaires | Standard | FALSE | [9 empty] | 10/11/2012 12:00:00 AM | Not Yet Verified | Not Yet Verified | Not Yet Verified |  |  | 5879 | 82 | 72 |  | 0.9 | 4000 | 76
P000014UC | Philips Stonco | Quality LED Parking Garage (QLP) | QLP-48G3-350-A [120V-214V and 347V-422V ONLY] | Outdoor Luminaires | Mid Output | Parking Garage Luminaires | Standard | FALSE | [9 empty] | 7/19/2012 12:00:00 AM | Not Yet Verified | Not Yet Verified | Not Yet Verified |  |  | 5078 | 96 | 53 |  | 0.9 | 4000 | 76
P000014UB | Philips Stonco | Quality LED Parking Garage (QLP) | QLP-32G3-350-A [120V-214V and 347V-422V ONLY] | Outdoor Luminaires | Low Output | Parking Garage Luminaires | Standard | FALSE | [9 empty] | 7/19/2012 12:00:00 AM | Not Yet Verified | Not Yet Verified | Not Yet Verified |  |  | 3340 | 88 | 38 |  | 0.9 | 4000 | 76
P000014U9 | Philips Stonco | Quality LED Parking Garage (QLP) | QLP-48G3-350-S [120V-214V and 347V-422V ONLY] | Outdoor Luminaires | Mid Output | Parking Garage Luminaires | Standard | FALSE | [9 empty] | 7/19/2012 12:00:00 AM | Not Yet Verified | Not Yet Verified | Not Yet Verified |  |  | 5078 | 96 | 53 |  | 0.9 | 4000 | 76
P000014UA | Philips Stonco | Quality LED Parking Garage (QLP) | QLP-48G3-530-S | Outdoor Luminaires | Mid Output | Parking Garage Luminaires | Standard | FALSE | [9 empty] | 7/19/2012 12:00:00 AM | Not Yet Verified | Not Yet Verified | Not Yet Verified |  |  | 7136 | 90 | 79 |  | 0.9 | 4000 | 76
P000014UF | Philips Stonco | Quality LED Parking Garage (QLP) | QLP-32G3-350-S-DL [120V-214V and 347V-422V ONLY] | Outdoor Luminaires | Low Output | Parking Garage Luminaires | Standard | FALSE | [9 empty] | 10/11/2012 12:00:00 AM | Not Yet Verified | Not Yet Verified | Not Yet Verified |  |  | 3340 | 88 | 38 |  | 0.9 | 4000 | 76
P00000ZF9 | Plusrite USA | NaturaLED | LED-FXCCM60/40K/DB | Outdoor Luminaires | Mid Output | Parking Garage Luminaires | Standard | TRUE | 5258.3 | 81.43 | 64.58 | 16.1 | 0.929 | 4190 | 75 | 5 | 50000 | 5/27/2014 12:00:00 AM | Not Yet Verified | Not Yet Verified | Not Yet Verified |  | 2.1 | 5258.3 | 81.43 | 65 | 16.1 | 0.93 | 4000 | 75
P00000ZFA | Plusrite USA | NaturaLED | LED-FXPG60/40K/DB | Outdoor Luminaires | Mid Output | Parking Garage Luminaires | Standard | TRUE | 5236.74 | 82.14 | 63.76 | 14.4 | 0.947 | 4209 | 75.6 | 5 | 50000 | 5/27/2014 12:00:00 AM | Not Yet Verified | Not Yet Verified | Not Yet Verified |  | 2.1 | 5236.74 | 82.14 | 63.76 | 14.4 | 0.947 | 4000 | 75.6
PM4321A3 | Plusrite USA | naturaLED | LED-FXSCM45/40K/XX | Outdoor Luminaires | Low Output | Parking Garage Luminaires | Standard | TRUE | 4005.121 | 91.77 | 43.66 | 13.77 | 0.9507 | 3991 | 83.5 | 5 | 50000 | 1/21/2016 12:00:00 AM | Not Dimmable | Not Dimmable | Not Yet Verified |  | 2.1 | 4005.121 | 91.722 | 43.666 | 13.77 | 0.987 | 3991 | 83.5
PGEEH517 | Plusrite USA | naturaLED | LED-FXSCM45/50K/XX | Outdoor Luminaires | Low Output | Parking Garage Luminaires | Standard | FALSE | [9 empty] | 1/21/2016 12:00:00 AM | Not Dimmable | Not Dimmable | Not Yet Verified |  |  | 4149.603 | 95.022 | 43.67 | 13.77 | 0.993 | 5074 | 82.3
PW2F2UB5 | Plusrite USA | naturaLED | LED-FXSCM70/40K/XX | Outdoor Luminaires | Mid Output | Parking Garage Luminaires | Standard | TRUE | 5703.348 | 79.834 | 71.44 | 21.55 | 0.9074 | 4108 | 85 | 5 | 50000 | 1/21/2016 12:00:00 AM | Not Dimmable | Not Dimmable | Not Yet Verified |  | 2.1 | 5703.348 | 79.834 | 71.44 | 21.55 | 0.983 | 4108 | 85
PHNASYBQ | Plusrite USA | naturaLED | LED-FXSCM70/50K/XX | Outdoor Luminaires | Mid Output | Parking Garage Luminaires | Standard | FALSE | [9 empty] | 1/21/2016 12:00:00 AM | Not Dimmable | Not Dimmable | Not Yet Verified |  |  | 5928.278 | 86.255 | 68.73 | 21.55 | 0.977 | 5286 | 77.1
P000016LW | Portland Habilitation Center | Beyond Limitations Lighting | FP-GGL-PA-0000-08-AL | Outdoor Luminaires | High Output | Parking Garage Luminaires | Standard | TRUE | 10087 | 82.41 | 122.4 | 19.66 | 0.895 | 4218 | 74 | 5 | 50000 | 9/4/2014 12:00:00 AM | Not Yet Verified | Not Yet Verified | Not Yet Verified |  | 2.1 | [5 empty] | 4218
P000016LY | Portland Habilitation Center | Beyond Limitations Lighting | FP-GGL-PA-0000-08-ALBRN | Outdoor Luminaires | High Output | Parking Garage Luminaires | Standard | FALSE | [9 empty] | 9/4/2014 12:00:00 AM | Not Yet Verified | Not Yet Verified | Not Yet Verified |  |  | 10087 | 84.21 | 122.4 |  |  | 4218 | 74
P000016LX | Portland Habilitation Center | Beyond Limitations Lighting | FP-GGL-PA-0000-08-ALBLK | Outdoor Luminaires | High Output | Parking Garage Luminaires | Standard | FALSE | [9 empty] | 9/4/2014 12:00:00 AM | Not Yet Verified | Not Yet Verified | Not Yet Verified |  |  | 10087 | 84.21 | 122.4 |  |  | 4218 | 74
P00001EHK | Pozeen LED LTD | Pozeen | CPSM60HU50K54L | Outdoor Luminaires | Mid Output | Parking Garage Luminaires | Standard | TRUE | 5356 | 86.59 | 61.85 | 10.2 | 0.922 | 4929 | 74 | 5 |  | 1/15/2014 12:00:00 AM | Not Yet Verified | Not Yet Verified | Not Yet Verified |  | 2 | 5356 | 86 | 61.85 |  | 0.98 | 4929 | 75
P926FPRZ | Pozeen LED LTD | Pozeen LED LTD | CPSM90HU50K | Outdoor Luminaires | Mid Output | Parking Garage Luminaires | Standard | TRUE | 7039.9 | 78.41 | 89.78 | 21 | 0.938 | 5198 | 65.5 | 5 | 50000 | 10/13/2014 12:00:00 AM | Not Yet Verified | Not Yet Verified | Not Yet Verified |  | 2.1 | 7040 | 78 | 90 |  | 0.9 | 5500 | 65
P00001EI1 | Pozeen LED LTD | Pozeen | CPSM45HU50K | Outdoor Luminaires | Low Output | Parking Garage Luminaires | Standard | TRUE | 3333 | 78.54 | 42.54 | 18.5 | 0.894 | 4816 | 73 | 5 | 50000 | 6/13/2014 12:00:00 AM | Not Yet Verified | Not Yet Verified | Not Yet Verified |  | 2.1 | 3330 | 79 | 40 | 20 | 0.9 | 5000 | 70
PWNZKUE6 | Pozeen LED LTD | Pozeen | CPSM60HU40K10D | Outdoor Luminaires | Low Output | Parking Garage Luminaires | Standard | TRUE | 5083.8 | 92.72 | 54.83 | 11.28 | 0.9626 | 3906 | 85 | 5 | 50000 | 9/30/2016 12:00:00 AM | Dimmable | Continuous Above 10 | Yes |  | 4 | 5134 | 93.84 | 54.71 | 11.28 | 0.96 | 4000 | 85
P4NZ5KK3 | Pozeen LED LTD | Pozeen | CPSM60HU45K10D | Outdoor Luminaires | Low Output | Parking Garage Luminaires | Standard | FALSE | [9 empty] | 9/30/2016 12:00:00 AM | Dimmable | Continuous Above 10 | Yes |  |  | 5134 | 93.84 | 54.71 | 11.28 | 0.96 | 4500 | 85
PQP1GEGT | Pozeen LED LTD | Pozeen | CPSM60HU50K10D | Outdoor Luminaires | Low Output | Parking Garage Luminaires | Standard | FALSE | [9 empty] | 9/30/2016 12:00:00 AM | Dimmable | Continuous Above 10 | Yes |  |  | 5376 | 95.28 | 56.42 | 12.68 | 0.96 | 5000 | 73.3
PHFP8S4P | Pozeen LED LTD | Pozeen | CPSM45HU40K10D | Outdoor Luminaires | Low Output | Parking Garage Luminaires | Standard | TRUE | 3955.5 | 90.78 | 43.57 | 12.08 | 0.9554 | 3874 | 83.9 | 5 | 50000 | 9/30/2016 12:00:00 AM | Dimmable | Continuous Above 10 | Yes |  | 4 | 3955.5 | 90.78 | 43.57 | 11.28 | 0.96 | 4000 | 83.9
P94W9KCM | Pozeen LED LTD | Pozeen | CPSM45HU45K10D | Outdoor Luminaires | Low Output | Parking Garage Luminaires | Standard | FALSE | [9 empty] | 9/30/2016 12:00:00 AM | Dimmable | Continuous Above 10 | Yes |  |  | 3955.5 | 90.78 | 43.57 | 11.28 | 0.96 | 4500 | 83.9
PXSQ5R6P | Pozeen LED LTD | Pozeen | CPSM45HU50K10D | Outdoor Luminaires | Low Output | Parking Garage Luminaires | Standard | FALSE | [9 empty] | 9/30/2016 12:00:00 AM | Dimmable | Continuous Above 10 | Yes |  |  | 4105 | 92.92 | 44.18 | 12.08 | 0.96 | 5000 | 73.3
PZZUBH5H | Pozeen LED LTD | Pozeen | CPSM45HU50K | Outdoor Luminaires | Low Output | Parking Garage Luminaires | Standard | TRUE | 3859.5 | 100.51 | 38.4 | 16.21 | 0.903 | 4915 | 73.9 | 5 | 50000 | 7/15/2015 12:00:00 AM | Not Dimmable | Not Dimmable | Not Yet Verified |  | 2.1 | 3859.5 | 100.51 | 38.4 | 16.21 | 0.903 | 5000 | 73.9
P438PAD1 | Pozeen LED LTD | Pozeen | CPSM60HU50K | Outdoor Luminaires | Mid Output | Parking Garage Luminaires | Standard | TRUE | 5893.2 | 104.8 | 56.23 | 12.67 | 0.903 | 5139 | 74.5 | 5 | 50000 | 7/15/2015 12:00:00 AM | Not Dimmable | Not Dimmable | Not Yet Verified |  | 2.1 | 5893.2 | 104.8 | 56.23 | 12.67 | 0.903 | 5000 | 74.5
PCXCT3GB | Pozeen LED LTD | Pozeen | CPSM90HU50K | Outdoor Luminaires | Mid Output | Parking Garage Luminaires | Standard | TRUE | 7975 | 95.58 | 83.44 | 16.75 | 0.905 | 5191 | 74.8 | 5 | 50000 | 7/15/2015 12:00:00 AM | Not Dimmable | Not Dimmable | Not Yet Verified |  | 2.1 | 7975 | 95.58 | 83.44 | 16.75 | 0.905 | 5000 | 74.8
P000016O3 | Precision Paragon [P2] | Precision Paragon [P2] | QPD-87W-277-36C-700-50K-DIR5R | Outdoor Luminaires | Mid Output | Parking Garage Luminaires | Standard | TRUE | 7114 | 85.2 | 83.5 | 3.62 | 0.988 | 5028 | 74 | 5 | 60500 | 7/13/2012 12:00:00 AM | Not Yet Verified | Not Yet Verified | Not Yet Verified |  | 1.6 | 7114 | 85.2 | 87 |  |  | 5000 | 74
P000016OJ | Precision Paragon [P2] | Precision Paragon [P2] | VPL-1X4-LW-F-UL-40K | Outdoor Luminaires | Mid Output | Parking Garage Luminaires | Standard | TRUE | 5052 | 99.45 | 50.81 | 18.2 | 0.9379 | 3790 | 84 | 5 | 51000 | 6/17/2013 12:00:00 AM | Not Yet Verified | Not Yet Verified | Not Yet Verified |  | 2 | [5 empty] | 4000
P000016OK | Precision Paragon [P2] | Precision Paragon [P2] | VPL-1X4-LW-DM-UL-40K | Outdoor Luminaires | Mid Output | Parking Garage Luminaires | Standard | FALSE | [9 empty] | 6/17/2013 12:00:00 AM | Not Yet Verified | Not Yet Verified | Not Yet Verified | Product de-listed on 3/25/2016, re-listed on 9/15/2016 due to update |  | 5050 | 99 | 51 | 10 | 0.95 | 4000 | 84
P000016OL | Precision Paragon [P2] | Precision Paragon [P2] | VPL-1X4-LW-BL-UL-40K | Outdoor Luminaires | Mid Output | Parking Garage Luminaires | Standard | FALSE | [9 empty] | 6/17/2013 12:00:00 AM | Not Yet Verified | Not Yet Verified | Not Yet Verified | Product de-listed on 3/25/2016, re-listed on 9/15/2016 due to update |  | 5050 | 99 | 51 | 10 | 0.95 | 4000 | 84
P000016OO | Precision Paragon [P2] | Precision Paragon [P2] | VPL-1X4-LW-BL-UL-50K | Outdoor Luminaires | Mid Output | Parking Garage Luminaires | Standard | FALSE | [9 empty] | 7/17/2013 12:00:00 AM | Not Yet Verified | Not Yet Verified | Not Yet Verified | Product de-listed on 3/25/2016, re-listed on 9/15/2016 due to update |  | 5150 | 99 | 51 | 10 | 0.95 | 5000 | 86
PKYMJPA2 | Precision Paragon [P2] | Precision Paragon [P2] | VPL-1x8-LW-BL-UL-50K | Outdoor Luminaires | High Output | Parking Garage Luminaires | Standard | FALSE | [9 empty] | 11/24/2014 12:00:00 AM | Dimmable | Stepped | Not Yet Verified |  |  | 10307 | 99 | 104 |  |  | 5000 | 86
PGJTZPBR | Precision Paragon [P2] | Precision Paragon [P2] | VPL-1x8-LW-DM-UL-40K | Outdoor Luminaires | High Output | Parking Garage Luminaires | Standard | FALSE | [9 empty] | 11/24/2014 12:00:00 AM | Dimmable | Continuous Below 10 | Not Yet Verified |  |  | 10105 | 99 | 102 |  |  | 4000 | 84
P000016ON | Precision Paragon [P2] | Precision Paragon [P2] | VPL-1X4-LW-DM-UL-50K | Outdoor Luminaires | Mid Output | Parking Garage Luminaires | Standard | FALSE | [9 empty] | 7/17/2013 12:00:00 AM | Not Yet Verified | Not Yet Verified | Not Yet Verified | Product de-listed on 3/25/2016, re-listed on 9/15/2016 due to update |  | 5150 | 99 | 51 | 10 | 0.95 | 5000 | 86
PFX5ST85 | Precision Paragon [P2] | Precision Paragon [P2] | VPL-1x8-LW-F-UL-40K | Outdoor Luminaires | High Output | Parking Garage Luminaires | Standard | FALSE | [9 empty] | 11/24/2014 12:00:00 AM | Not Dimmable | Not Dimmable | Not Yet Verified |  |  | 10105 | 99 | 102 |  |  | 4000 | 84
PTMCB7WW | Precision Paragon [P2] | Precision Paragon [P2] | VPL-1x8-LW-BL-UL-40K | Outdoor Luminaires | High Output | Parking Garage Luminaires | Standard | FALSE | [9 empty] | 11/24/2014 12:00:00 AM | Dimmable | Stepped | Not Yet Verified |  |  | 10105 | 99 | 102 |  |  | 4000 | 84
PVAC3J6G | Precision Paragon [P2] | Precision Paragon [P2] | VPL-1x8-LW-F-UL-50K | Outdoor Luminaires | High Output | Parking Garage Luminaires | Standard | FALSE | [9 empty] | 11/24/2014 12:00:00 AM | Not Dimmable | Not Dimmable | Not Yet Verified |  |  | 10307 | 99 | 104 |  |  | 5000 | 86
PHSFCZVA | Precision Paragon [P2] | Precision Paragon [P2] | VPL-1x8-LW-DM-UL-50K | Outdoor Luminaires | High Output | Parking Garage Luminaires | Standard | FALSE | [9 empty] | 11/24/2014 12:00:00 AM | Dimmable | Continuous Below 10 | Not Yet Verified |  |  | 10307 | 99 | 104 |  |  | 5000 | 86
P000016OM | Precision Paragon [P2] | Precision Paragon [P2] | VPL-1X4-LW-F-UL-50K | Outdoor Luminaires | Mid Output | Parking Garage Luminaires | Standard | FALSE | [9 empty] | 7/17/2013 12:00:00 AM | Not Yet Verified | Not Yet Verified | Not Yet Verified | Product de-listed on 3/25/2016, re-listed on 9/15/2016 due to update |  | 5150 | 99 | 51 | 10 | 0.95 | 5000 | 86
P000016QI | Precision Paragon [P2] | Precision Paragon [P2] | VPL-1X4-HL-F-UL-40K | Outdoor Luminaires | Mid Output | Parking Garage Luminaires | Standard | TRUE | 8321.64 | 91.97 | 90.48 | 12 | 0.93 | 3893 | 84 | 5 | 51000 | 10/22/2013 12:00:00 AM | Not Yet Verified | Not Yet Verified | Not Yet Verified |  | 2.1 | 9351 | 97 | 96 |  | 0.9 | 4000 | 80
P000016QN | Precision Paragon [P2] | Precision Paragon [P2] | VPL-1x4-HL-BL-UL-50K | Outdoor Luminaires | Mid Output | Parking Garage Luminaires | Standard | FALSE | [9 empty] | 10/22/2013 12:00:00 AM | Not Yet Verified | Not Yet Verified | Not Yet Verified |  |  | 9351 | 97 | 96 |  | 0.9 | 5000 | 80
PPEMVFFF | Precision Paragon [P2] | Precision Paragon [P2] | VPL-1x8-HL-BL-UL-50K | Outdoor Luminaires | High Output | Parking Garage Luminaires | Standard | FALSE | [9 empty] | 11/24/2014 12:00:00 AM | Dimmable | Stepped | Not Yet Verified |  |  | 16976 | 92 | 185 |  |  | 5000 | 86
P000016QK | Precision Paragon [P2] | Precision Paragon [P2] | VPL-1x4-HL-BL-UL-40K | Outdoor Luminaires | Mid Output | Parking Garage Luminaires | Standard | FALSE | [9 empty] | 10/22/2013 12:00:00 AM | Not Yet Verified | Not Yet Verified | Not Yet Verified |  |  | 9351 | 97 | 96 |  | 0.9 | 4000 | 80
P3MXYSRG | Precision Paragon [P2] | Precision Paragon [P2] | VPL-1x8-HL-F-UL-50K | Outdoor Luminaires | High Output | Parking Garage Luminaires | Standard | FALSE | [9 empty] | 11/24/2014 12:00:00 AM | Not Dimmable | Not Dimmable | Not Yet Verified |  |  | 16976 | 92 | 185 |  |  | 5000 | 86
P000016QM | Precision Paragon [P2] | Precision Paragon [P2] | VPL-1x4-HL-DM-UL-50K | Outdoor Luminaires | Mid Output | Parking Garage Luminaires | Standard | FALSE | [9 empty] | 10/22/2013 12:00:00 AM | Not Yet Verified | Not Yet Verified | Not Yet Verified |  |  | 9351 | 97 | 96 |  | 0.9 | 5000 | 80
P000016QL | Precision Paragon [P2] | Precision Paragon [P2] | VPL-1x4-HL-F-UL-50K | Outdoor Luminaires | Mid Output | Parking Garage Luminaires | Standard | FALSE | [9 empty] | 10/22/2013 12:00:00 AM | Not Yet Verified | Not Yet Verified | Not Yet Verified |  |  | 9351 | 97 | 96 |  | 0.9 | 5000 | 80
P6X7RY1B | Precision Paragon [P2] | Precision Paragon [P2] | VPL-1x8-HL-F-UL-40K | Outdoor Luminaires | High Output | Parking Garage Luminaires | Standard | FALSE | [9 empty] | 11/24/2014 12:00:00 AM | Not Dimmable | Not Dimmable | Not Yet Verified |  |  | 16643 | 92 | 181 |  |  | 4000 | 84
PY23TW4Z | Precision Paragon [P2] | Precision Paragon [P2] | VPL-1x8-HL-DM-UL-50K | Outdoor Luminaires | High Output | Parking Garage Luminaires | Standard | FALSE | [9 empty] | 11/24/2014 12:00:00 AM | Dimmable | Continuous Below 10 | Not Yet Verified |  |  | 16976 | 92 | 185 |  |  | 5000 | 86
PC194XAV | Precision Paragon [P2] | Precision Paragon [P2] | VPL-1x8-HL-DM-UL-40K | Outdoor Luminaires | High Output | Parking Garage Luminaires | Standard | FALSE | [9 empty] | 11/24/2014 12:00:00 AM | Dimmable | Continuous Below 10 | Not Yet Verified |  |  | 16643 | 92 | 181 |  |  | 4000 | 84
P000016QJ | Precision Paragon [P2] | Precision Paragon [P2] | VPL-1x4-HL-DM-UL-40K | Outdoor Luminaires | Mid Output | Parking Garage Luminaires | Standard | FALSE | [9 empty] | 10/22/2013 12:00:00 AM | Not Yet Verified | Not Yet Verified | Not Yet Verified |  |  | 9351 | 97 | 96 |  | 0.9 | 4000 | 80
PW3ZJCY9 | Precision Paragon [P2] | Precision Paragon [P2] | VPL-1x8-HL-BL-UL-40K | Outdoor Luminaires | High Output | Parking Garage Luminaires | Standard | FALSE | [9 empty] | 11/24/2014 12:00:00 AM | Dimmable | Stepped | Not Yet Verified |  |  | 16643 | 92 | 181 |  |  | 4000 | 84
P000016TS | Precision Paragon [P2] | Precision Paragon | VPL-1X4-XL-F-UL-50K | Outdoor Luminaires | Low Output | Parking Garage Luminaires | Standard | TRUE | 3244.77 | 106 | 30.71 | 17 | 0.93 | 5052 | 86 | 5 | 50000 | 6/17/2014 12:00:00 AM | Not Yet Verified | Not Yet Verified | Not Yet Verified |  | 2.1 | 3245 | 106 | 30 | 17 | 0.93 | 5000 | 86
P000016TT | Precision Paragon [P2] | Precision Paragon | VPL-1X4-XL-DM-UL-50K | Outdoor Luminaires | Low Output | Parking Garage Luminaires | Standard | FALSE | [9 empty] | 6/17/2014 12:00:00 AM | Not Yet Verified | Not Yet Verified | Not Yet Verified |  |  | 3244.77 | 106 | 30.71 | 17 | 0.93 | 5000 | 86
P000016TU | Precision Paragon [P2] | Precision Paragon | VPL-1X4-XL-BL-UL-50K | Outdoor Luminaires | Low Output | Parking Garage Luminaires | Standard | FALSE | [9 empty] | 6/17/2014 12:00:00 AM | Not Yet Verified | Not Yet Verified | Not Yet Verified |  |  | 3244.77 | 106 | 30.71 | 17 | 0.93 | 5000 | 86
P5W9MM3D | Precision Paragon [P2] | Precision Paragon [P2] | VPL-1x8-XL-DM-UL-50K | Outdoor Luminaires | Mid Output | Parking Garage Luminaires | Standard | FALSE | [9 empty] | 11/24/2014 12:00:00 AM | Dimmable | Continuous Below 10 | Not Yet Verified |  |  | 6490 | 106 | 61 |  |  | 5000 | 86
PKK2GK4P | Precision Paragon [P2] | Precision Paragon [P2] | VPL-1x8-XL-BL-UL-50K | Outdoor Luminaires | Mid Output | Parking Garage Luminaires | Standard | FALSE | [9 empty] | 11/24/2014 12:00:00 AM | Dimmable | Stepped | Not Yet Verified |  |  | 6490 | 106 | 61 |  |  | 5000 | 86
P1GHCVQY | Precision Paragon [P2] | Precision Paragon [P2] | VPL-1x8-XL-F-UL-50K | Outdoor Luminaires | Mid Output | Parking Garage Luminaires | Standard | FALSE | [9 empty] | 11/24/2014 12:00:00 AM | Not Dimmable | Not Dimmable | Not Yet Verified |  |  | 6490 | 106 | 61 |  |  | 5000 | 86
P000016VO | Precision Paragon [P2] | PRECISION PARAGON [P2] | VPL-1X4-XL-F-UL-40K | Outdoor Luminaires | Low Output | Parking Garage Luminaires | Standard | TRUE | 3130.73 | 102 | 30.59 | 10 | 0.95 | 3994 | 84 | 5 | 50000 | 9/8/2014 12:00:00 AM | Not Yet Verified | Not Yet Verified | Not Yet Verified |  | 2.1 | 3130 | 102 | 30.59 | 10 | 0.95 | 4000 | 84
PEPV6AU3 | Precision Paragon [P2] | Precision Paragon [P2] | VPL-1x8-XL-BL-UL-40K | Outdoor Luminaires | Mid Output | Parking Garage Luminaires | Standard | FALSE | [9 empty] | 11/24/2014 12:00:00 AM | Dimmable | Stepped | Not Yet Verified |  |  | 6360 | 106 | 60 |  |  | 4000 | 84
P9FMAF6H | Precision Paragon [P2] | Precision Paragon [P2] | VPL-1x8-XL-F-UL-40K | Outdoor Luminaires | Mid Output | Parking Garage Luminaires | Standard | FALSE | [9 empty] | 11/24/2014 12:00:00 AM | Not Dimmable | Not Dimmable | Not Yet Verified |  |  | 6360 | 106 | 60 |  |  | 4000 | 84
PXNY7T3B | Precision Paragon [P2] | Precision Paragon [P2] | VPL-1x8-XL-DM-UL-40K | Outdoor Luminaires | Mid Output | Parking Garage Luminaires | Standard | FALSE | [9 empty] | 11/24/2014 12:00:00 AM | Dimmable | Continuous Below 10 | Not Yet Verified |  |  | 6360 | 106 | 60 |  |  | 4000 | 84
P000016VP | Precision Paragon [P2] | Precision Paragon [P2] | VPL-1X4-XL-DM-UL-40K | Outdoor Luminaires | Low Output | Parking Garage Luminaires | Standard | FALSE | [9 empty] | 9/8/2014 12:00:00 AM | Not Yet Verified | Not Yet Verified | Not Yet Verified |  |  | 3130.73 | 102 | 30.59 | 10 | 0.95 | 4000 | 84
P000016VQ | Precision Paragon [P2] | Precision Paragon [P2] | VPL-1X4-XL-BL-UL-40K | Outdoor Luminaires | Low Output | Parking Garage Luminaires | Standard | FALSE | [9 empty] | 9/8/2014 12:00:00 AM | Not Yet Verified | Not Yet Verified | Not Yet Verified |  |  | 3130.73 | 102 | 30.59 | 10 | 0.95 | 4000 | 84
P000016VX | Precision Paragon [P2] | Precision Paragon [P2] | VPL-1X2-XL-F-UL-40K | Outdoor Luminaires | Low Output | Parking Garage Luminaires | Standard | TRUE | 3028.73 | 96 | 31.6 | 21 | 0.89 | 4150 | 84 | 5 | 50000 | 9/8/2014 12:00:00 AM | Not Yet Verified | Not Yet Verified | Not Yet Verified |  | 2.1 | 3028.73 | 96 | 31.6 | 21 | 0.89 | 4000 | 84
P000016W0 | Precision Paragon [P2] | Precision Paragon [P2] | VPL-1X2-XL-F-UL-50K | Outdoor Luminaires | Low Output | Parking Garage Luminaires | Standard | FALSE | [9 empty] | 9/8/2014 12:00:00 AM | Not Yet Verified | Not Yet Verified | Not Yet Verified |  |  | 3172.31 | 99 | 31.89 | 21 | 0.89 | 5000 | 84
P000016W2 | Precision Paragon [P2] | Precision Paragon [P2] | VPL-1X2-XL-BL-UL-50K | Outdoor Luminaires | Low Output | Parking Garage Luminaires | Standard | FALSE | [9 empty] | 9/8/2014 12:00:00 AM | Not Yet Verified | Not Yet Verified | Not Yet Verified |  |  | 3172.31 | 99 | 31.89 | 21 | 0.89 | 5000 | 84
P000016W1 | Precision Paragon [P2] | Precision Paragon [P2] | VPL-1X2-XL-DM-UL-50K | Outdoor Luminaires | Low Output | Parking Garage Luminaires | Standard | FALSE | [9 empty] | 9/8/2014 12:00:00 AM | Not Yet Verified | Not Yet Verified | Not Yet Verified |  |  | 3172.31 | 99 | 31.89 | 21 | 0.89 | 5000 | 84
P000016VZ | Precision Paragon [P2] | Precision Paragon [P2] | VPL-1X2-XL-BL-UL-40K | Outdoor Luminaires | Low Output | Parking Garage Luminaires | Standard | FALSE | [9 empty] | 9/8/2014 12:00:00 AM | Not Yet Verified | Not Yet Verified | Not Yet Verified |  |  | 3028.73 | 96 | 31.6 | 21 | 0.89 | 4000 | 84
P000016VY | Precision Paragon [P2] | Precision Paragon [P2] | VPL-1X2-XL-DM-UL-40K | Outdoor Luminaires | Low Output | Parking Garage Luminaires | Standard | FALSE | [9 empty] | 9/8/2014 12:00:00 AM | Not Yet Verified | Not Yet Verified | Not Yet Verified |  |  | 3028.73 | 96 | 31.6 | 21 | 0.89 | 4000 | 84
P000016W3 | Precision Paragon [P2] | Precision Paragon [P2] | VPL-1X2-LW-F-UL-50K | Outdoor Luminaires | Mid Output | Parking Garage Luminaires | Standard | TRUE | 5277.36 | 91 | 57.8 | 18 | 0.95 | 5324 | 86 | 5 | 50000 | 9/8/2014 12:00:00 AM | Not Yet Verified | Not Yet Verified | Not Yet Verified |  | 2.1 | 5277.36 | 91 | 58 | 18 | 0.95 | 5000 | 86
P000016W5 | Precision Paragon [P2] | Precision Paragon [P2] | VPL-1X2-LW-BL-UL-50K | Outdoor Luminaires | Mid Output | Parking Garage Luminaires | Standard | FALSE | [9 empty] | 9/8/2014 12:00:00 AM | Not Yet Verified | Not Yet Verified | Not Yet Verified |  |  | 5277.36 | 91 | 57.8 | 18 | 0.95 | 5000 | 86
P000016W4 | Precision Paragon [P2] | Precision Paragon [P2] | VPL-1X2-LW-DM-UL-50K | Outdoor Luminaires | Mid Output | Parking Garage Luminaires | Standard | FALSE | [9 empty] | 9/8/2014 12:00:00 AM | Not Yet Verified | Not Yet Verified | Not Yet Verified |  |  | 5277.36 | 91 | 57.8 | 18 | 0.95 | 5000 | 86
P000016X1 | QSSI | QSSI | VNQTC1X71U45K | Outdoor Luminaires | Mid Output | Parking Garage Luminaires | Standard | TRUE | 6715 | 92.76 | 72.39 | 10.99 | 0.94 | 4766 | 77.6 | 5 | 50000 | 11/8/2013 12:00:00 AM | Not Yet Verified | Not Yet Verified | Not Yet Verified |  | 2.1 | 5689 | 80 | 71 |  |  | 4500 | 75
PH9ZEQWT | QSSI | QSSI | VN50IG55U5K* | Outdoor Luminaires | Mid Output | Parking Garage Luminaires | Standard | TRUE | 6142 | 113.57 | 54.08 | 14.7 | 0.9046 | 4943 | 74 | 5 | 190000 | 1/5/2015 12:00:00 AM | Not Yet Verified | Not Yet Verified | Not Yet Verified | Qualified with dimming and non-dimming driver options | 1.7 | 6142 | 114 | 54 |  | 0.9 | 5000 | 75
PB54VZSY | QSSI | QSSI | VN51IG55U5K* | Outdoor Luminaires | Mid Output | Parking Garage Luminaires | Standard | FALSE | [9 empty] | 1/5/2015 12:00:00 AM | Not Yet Verified | Not Yet Verified | Not Yet Verified | Qualified with dimming and non-dimming driver options |  | 6142 | 114 | 54 |  | 0.9 | 5000 | 75
PCJNUZBJ | QSSI | QSSI | VN50IG41U5K* | Outdoor Luminaires | Low Output | Parking Garage Luminaires | Standard | TRUE | 4576 | 111.46 | 41.05 | 10.8 | 0.9599 | 4837 | 74 | 5 | 190000 | 1/5/2015 12:00:00 AM | Not Yet Verified | Not Yet Verified | Not Yet Verified | Qualified with dimming and non-dimming driver options | 1.7 | 4576 | 112 | 41 |  | 0.9 | 5000 | 75
PGGG3SCE | QSSI | DuraGuard | VN50IG41U5K* | Outdoor Luminaires | Low Output | Parking Garage Luminaires | Standard | TRUE | 4576 | 111.46 | 41.05 | 10.8 | 0.9599 | 4837 | 74 | 5 | 190000 | 1/13/2015 12:00:00 AM | Not Yet Verified | Not Yet Verified | Not Yet Verified | Qualified with dimming and non-dimming driver options | 1.7 | 4576 | 112 | 41 |  | 0.9 | 5000 | 75
P2KHEDGW | QSSI | DuraGuard | VN50IG55U5K* | Outdoor Luminaires | Mid Output | Parking Garage Luminaires | Standard | TRUE | 6142 | 113.57 | 54.08 | 14.7 | 0.9046 | 4943 | 74 | 5 | 190000 | 1/13/2015 12:00:00 AM | Not Yet Verified | Not Yet Verified | Not Yet Verified | Qualified with dimming and non-dimming driver options | 1.7 | 6142 | 114 | 54 |  | 0.9 | 5000 | 75
P5SW482R | QSSI | DuraGuard | VN51IG55U5K* | Outdoor Luminaires | Mid Output | Parking Garage Luminaires | Standard | FALSE | [9 empty] | 1/13/2015 12:00:00 AM | Not Yet Verified | Not Yet Verified | Not Yet Verified | Qualified with dimming and non-dimming driver options |  | 6142 | 114 | 54 |  | 0.9 | 5000 | 75
PUWVAG5X | RAB Design Lighting | RAB Design | GAR-LED40-B-4K-T5A-CM | Outdoor Luminaires | Low Output | Parking Garage Luminaires | Standard | TRUE | 3785.8 | 93.9 | 40.32 | 18.27 | 0.9285 | 3968 | 86.1 | 5 | 50000 | 3/18/2016 12:00:00 AM | Not Dimmable | Not Dimmable | No |  | 3.1 | 3859 | 95 | 40.6 | 18.27 | 0.9285 | 3968 | 70
P3XNQ6CS | RAB Design Lighting | RAB Design | GAR-LED40-B-5K-T5A-CM | Outdoor Luminaires | Low Output | Parking Garage Luminaires | Standard | FALSE | [9 empty] | 3/18/2016 12:00:00 AM | Not Dimmable | Not Dimmable | No |  |  | 3928 | 97 | 40.4 | 18.36 | 0.9225 | 4823 | 70
PG6JM8S6 | RAB Design Lighting | RAB Design | GAR-LED115-B-4K-T5A-CM | Outdoor Luminaires | High Output | Parking Garage Luminaires | Standard | TRUE | 10893 | 91.68 | 118.8 | 17.13 | 0.929 | 4038 | 74.3 | 5 | 50000 | 3/18/2016 12:00:00 AM | Not Dimmable | Not Dimmable | No |  | 3.1 | 11055 | 95 | 115.3 | 17.13 | 0.929 | 4038 | 70
P6787ZNV | RAB Design Lighting | RAB Design | GAR-LED115-B-5K-T5A-CM | Outdoor Luminaires | High Output | Parking Garage Luminaires | Standard | FALSE | [9 empty] | 3/18/2016 12:00:00 AM | Not Dimmable | Not Dimmable | No |  |  | 11264 | 98 | 114 | 18.12 | 0.9169 | 5006 | 70
PPWDASVA | RAB Design Lighting | RAB Design | GAR-LED60-B-4K-T5A-CM | Outdoor Luminaires | Mid Output | Parking Garage Luminaires | Standard | TRUE | 5913.4 | 96.27 | 61.42 | 16.71 | 0.9216 | 4007 | 75.3 | 5 | 50000 | 3/18/2016 12:00:00 AM | Not Dimmable | Not Dimmable | No |  | 3.1 | 5998.4 | 99.12 | 60.52 | 16.71 | 0.9216 | 4000 | 75.3
PJSZPPZG | RAB Design Lighting | RAB Design | GAR-LED60-B-5K-T5A-CM | Outdoor Luminaires | Mid Output | Parking Garage Luminaires | Standard | FALSE | [9 empty] | 3/18/2016 12:00:00 AM | Not Dimmable | Not Dimmable | No |  |  | 6112.3 | 101.66 | 60.13 | 16.15 | 0.9262 | 5000 | 75
P2NVWN7K | RAB Design Lighting | RAB Design | GAR-LED78-B-4K-T5A-CM | Outdoor Luminaires | Mid Output | Parking Garage Luminaires | Standard | TRUE | 7583.3 | 90.93 | 83.4 | 15.2 | 0.9199 | 4028 | 76.3 | 5 | 50000 | 3/18/2016 12:00:00 AM | Not Dimmable | Not Dimmable | No |  | 3.1 | 7706.2 | 93.23 | 82.66 | 15.2 | 0.9199 | 4000 | 76.3
PC88QEAT | RAB Design Lighting | RAB Design | GAR-LED78-B-5K-T5A-CM | Outdoor Luminaires | Mid Output | Parking Garage Luminaires | Standard | FALSE | [9 empty] | 3/18/2016 12:00:00 AM | Not Dimmable | Not Dimmable | No |  |  | 7782 | 94.33 | 82.5 | 15.2 | 0.9858 | 5000 | 75
P0000170Z | RAB Lighting | RAB Lighting | GLED78(All Fixture Colors) | Outdoor Luminaires | Mid Output | Parking Garage Luminaires | Standard | TRUE | 7053 | 79.9 | 88.3 | 10.7 | 0.908 | 5160 | 68 | 5 | 100000 | 12/13/2013 12:00:00 AM | Not Yet Verified | Not Yet Verified | Not Yet Verified |  | 2.1 | 7053 | 80 | 88 |  | 0.9 | 5000 | 68
PWPW329E | RAB Lighting | RAB Lighting | GLED78(All Fixture Colors)/BL | Outdoor Luminaires | Mid Output | Parking Garage Luminaires | Standard | FALSE | [9 empty] | 11/10/2014 12:00:00 AM | Dimmable | Stepped | Not Yet Verified |  |  | 7053 | 80 | 88 |  | 0.9 | 5000 | 68
P00001711 | RAB Lighting | RAB Lighting | GPLED78(All Fixture Colors) | Outdoor Luminaires | Mid Output | Parking Garage Luminaires | Standard | TRUE | 7053 | 79.9 | 88.3 | 10.7 | 0.908 | 5160 | 68 | 5 | 100000 | 12/13/2013 12:00:00 AM | Not Yet Verified | Not Yet Verified | Not Yet Verified |  | 2.1 | 7053 | 80 | 88 |  | 0.9 | 5000 | 68
PHDQNKES | RAB Lighting | RAB Lighting | GPLED78(All Fixture Colors)/BL | Outdoor Luminaires | Mid Output | Parking Garage Luminaires | Standard | FALSE | [9 empty] | 11/10/2014 12:00:00 AM | Dimmable | Stepped | Not Yet Verified |  |  | 7053 | 80 | 88 |  | 0.9 | 5000 | 68
PJZ3RWU1 | RAB Lighting | RAB Lighting | GPLED78(All Fixture Colors)/D10 | Outdoor Luminaires | Mid Output | Parking Garage Luminaires | Standard | FALSE | [9 empty] | 5/21/2015 12:00:00 AM | Dimmable | Continuous Below 10 | Not Yet Verified |  |  | 7053 | 80 | 88 |  | 0.9 | 5000 | 68
P00001713 | RAB Lighting | RAB Lighting | GLED52(All Fixture Colors) | Outdoor Luminaires | Low Output | Parking Garage Luminaires | Standard | TRUE | 4975 | 84.5 | 58.9 | 11.5 | 0.902 | 5182 | 68 | 5 | 100000 | 12/16/2013 12:00:00 AM | Not Yet Verified | Not Yet Verified | Not Yet Verified |  | 2.1 | 4975 | 84.5 | 59 |  | 0.902 | 5000 | 68
P78RRGT2 | RAB Lighting | RAB Lighting | GLED52(All Fixture Colors)/BL | Outdoor Luminaires | Low Output | Parking Garage Luminaires | Standard | FALSE | [9 empty] | 11/10/2014 12:00:00 AM | Dimmable | Stepped | Not Yet Verified |  |  | 4975 | 84.5 | 59 |  | 0.902 | 5000 | 68
P00001715 | RAB Lighting | RAB Lighting | GPLED52(All Fixture Colors) | Outdoor Luminaires | Low Output | Parking Garage Luminaires | Standard | TRUE | 4975 | 85 | 58.9 | 11.5 | 0.902 | 5182 | 68 | 5 | 100000 | 12/16/2013 12:00:00 AM | Not Yet Verified | Not Yet Verified | Not Yet Verified |  | 2.1 | 4975 | 84.5 | 59 |  | 0.902 | 5000 | 68
PVJS38PQ | RAB Lighting | RAB Lighting | GPLED52(All Fixture Colors)/D10 | Outdoor Luminaires | Low Output | Parking Garage Luminaires | Standard | FALSE | [9 empty] | 5/21/2015 12:00:00 AM | Dimmable | Continuous Below 10 | Not Yet Verified |  |  | 4975 | 84.5 | 59 |  | 0.902 | 5000 | 68
P76PPP4G | RAB Lighting | RAB Lighting | GPLED52(All Fixture Colors)/BL | Outdoor Luminaires | Low Output | Parking Garage Luminaires | Standard | FALSE | [9 empty] | 11/10/2014 12:00:00 AM | Dimmable | Stepped | Not Yet Verified |  |  | 4975 | 84.5 | 59 |  | 0.902 | 5000 | 68
P000017A9 | RAB Lighting | RAB Lighting | GLED26(All Fixture Colors) | Outdoor Luminaires | Low Output | Parking Garage Luminaires | Standard | TRUE | 2812 | 94 | 29.9 | 10.8 | 0.897 | 5058 | 69 | 5 | 100000 | 5/20/2014 12:00:00 AM | Not Yet Verified | Not Yet Verified | Not Yet Verified |  | 2.1 | 2812 | 94 | 26 | 10.8 | 0.897 | 5000 | 69
P000017AA | RAB Lighting | RAB Lighting | GLED26Y(All Fixture Colors) | Outdoor Luminaires | Low Output | Parking Garage Luminaires | Standard | TRUE | 2202 | 78.9 | 27.9 | 10.7 | 0.871 | 3098 | 83 | 5 | 100000 | 5/20/2014 12:00:00 AM | Not Yet Verified | Not Yet Verified | Not Yet Verified |  | 2.1 | 2202 | 78.9 | 28 | 10.7 | 0.871 | 3098 | 83
P000017AB | RAB Lighting | RAB Lighting | GLED26N(All Fixture Colors) | Outdoor Luminaires | Low Output | Parking Garage Luminaires | Standard | FALSE | [9 empty] | 5/20/2014 12:00:00 AM | Not Yet Verified | Not Yet Verified | Not Yet Verified |  |  | 2272 | 82.6 | 27.5 | 10.5 | 0.871 | 4041 | 84
P000017AC | RAB Lighting | RAB Lighting | GPLED26(All Fixture Colors) | Outdoor Luminaires | Low Output | Parking Garage Luminaires | Standard | TRUE | 2812 | 94 | 29.9 | 10.8 | 0.897 | 5058 | 69 | 5 | 100000 | 5/20/2014 12:00:00 AM | Not Yet Verified | Not Yet Verified | Not Yet Verified |  | 2.1 | 2812 | 94 | 26 | 10.8 | 0.897 | 5000 | 69
P422QEJ8 | RAB Lighting | RAB Lighting | GPLED26(All Fixture Colors)/D10 | Outdoor Luminaires | Low Output | Parking Garage Luminaires | Standard | FALSE | [9 empty] | 5/21/2015 12:00:00 AM | Dimmable | Continuous Below 10 | Not Yet Verified |  |  | 2812 | 94 | 26 | 10.8 | 0.897 | 5000 | 69
P000017AD | RAB Lighting | RAB Lighting | GPLED26Y(All Fixture Colors) | Outdoor Luminaires | Low Output | Parking Garage Luminaires | Standard | TRUE | 2202 | 78.9 | 27.9 | 10.7 | 0.871 | 3098 | 83 | 5 | 100000 | 5/20/2014 12:00:00 AM | Not Yet Verified | Not Yet Verified | Not Yet Verified |  | 2.1 | 2202 | 78.9 | 28 | 10.7 | 0.871 | 3098 | 83
P000017AE | RAB Lighting | RAB Lighting | GPLED26N(All Fixture Colors) | Outdoor Luminaires | Low Output | Parking Garage Luminaires | Standard | FALSE | [9 empty] | 5/20/2014 12:00:00 AM | Not Yet Verified | Not Yet Verified | Not Yet Verified |  |  | 2272 | 82.6 | 27.5 | 10.5 | 0.871 | 4041 | 84
PVA9SDHQ | RAB Lighting | RAB Lighting | GPLED26Y(All Fixture Colors)/D10 | Outdoor Luminaires | Low Output | Parking Garage Luminaires | Standard | FALSE | [9 empty] | 5/21/2015 12:00:00 AM | Dimmable | Continuous Below 10 | Not Yet Verified |  |  | 2202 | 78.9 | 28 | 10.7 | 0.871 | 3098 | 83
PTH7SMUG | RAB Lighting | RAB Lighting | GPLED26N(All Fixture Colors)/D10 | Outdoor Luminaires | Low Output | Parking Garage Luminaires | Standard | FALSE | [9 empty] | 5/21/2015 12:00:00 AM | Dimmable | Continuous Below 10 | Not Yet Verified |  |  | 2272 | 82.6 | 27.5 | 10.5 | 0.871 | 4041 | 84
PKG7WXYN | RAB Lighting | RAB Lighting | PRT30Y | Outdoor Luminaires | Low Output | Parking Garage Luminaires | Standard | TRUE | 3136 | 107 | 29.3 | 15 | 0.907 | 3060 | 72 | 5 | 100000 | 5/4/2015 12:00:00 AM | Not Dimmable | Not Dimmable | Not Yet Verified |  | 2.1
PGZ9WFYZ | RAB Lighting | RAB Lighting | PRT30N | Outdoor Luminaires | Low Output | Parking Garage Luminaires | Standard | FALSE | [9 empty] | 5/4/2015 12:00:00 AM | Not Dimmable | Not Dimmable | Not Yet Verified |  |  | 3151 | 108.3 | 29.1 | 15.2 | 0.909 | 3886 | 73
P5DRFSDX | RAB Lighting | RAB Lighting | PRT30 | Outdoor Luminaires | Low Output | Parking Garage Luminaires | Standard | FALSE | [9 empty] | 5/4/2015 12:00:00 AM | Not Dimmable | Not Dimmable | Not Yet Verified |  |  | 3455 | 117.9 | 29.3 | 14.9 | 0.907 | 4951 | 74
PRV7WRVH | RAB Lighting | RAB Lighting | PRT30Y/D10 | Outdoor Luminaires | Low Output | Parking Garage Luminaires | Standard | FALSE | [9 empty] | 5/4/2015 12:00:00 AM | Dimmable | Continuous Below 10 | Not Yet Verified |  |  | 3066 | 107.1 | 29.4 | 15 | 0.907 | 3060 | 72
P5BG1SGU | RAB Lighting | RAB Lighting | PRT30/D10 | Outdoor Luminaires | Low Output | Parking Garage Luminaires | Standard | FALSE | [9 empty] | 5/4/2015 12:00:00 AM | Dimmable | Continuous Below 10 | Not Yet Verified |  |  | 3377 | 118.1 | 28.59 | 14.9 | 0.907 | 4951 | 74
PTVMWXAW | RAB Lighting | RAB Lighting | PRT30N/D10 | Outdoor Luminaires | Low Output | Parking Garage Luminaires | Standard | FALSE | [9 empty] | 5/4/2015 12:00:00 AM | Dimmable | Continuous Below 10 | Not Yet Verified |  |  | 3080 | 108.5 | 29.2 | 15.2 | 0.909 | 3886 | 73
PXJJQRVH | RAB Lighting | RAB Lighting | PRT42Y | Outdoor Luminaires | Low Output | Parking Garage Luminaires | Standard | TRUE | 4316 | 100.8 | 42.8 | 8.4 | 0.972 | 3064 | 72 | 5 | 100000 | 5/4/2015 12:00:00 AM | Not Dimmable | Not Dimmable | Not Yet Verified |  | 2.1
PW9AFCEY | RAB Lighting | RAB Lighting | PRT42 | Outdoor Luminaires | Low Output | Parking Garage Luminaires | Standard | FALSE | [9 empty] | 5/4/2015 12:00:00 AM | Not Dimmable | Not Dimmable | Not Yet Verified |  |  | 4833 | 111.6 | 43.3 | 7 | 0.969 | 4982 | 74
PDXATYC9 | RAB Lighting | RAB Lighting | PRT42Y/D10 | Outdoor Luminaires | Low Output | Parking Garage Luminaires | Standard | FALSE | [9 empty] | 5/4/2015 12:00:00 AM | Dimmable | Continuous Below 10 | Not Yet Verified |  |  | 4316 | 100.8 | 42.8 | 6.9 | 0.972 | 3064 | 72
P5ZHGF44 | RAB Lighting | RAB Lighting | PRT42N | Outdoor Luminaires | Low Output | Parking Garage Luminaires | Standard | FALSE | [9 empty] | 5/4/2015 12:00:00 AM | Not Dimmable | Not Dimmable | Not Yet Verified |  |  | 4382 | 103.1 | 42.5 | 7 | 0.971 | 3919 | 73
PBHRA6C4 | RAB Lighting | RAB Lighting | PRT42N/D10 | Outdoor Luminaires | Low Output | Parking Garage Luminaires | Standard | FALSE | [9 empty] | 5/4/2015 12:00:00 AM | Dimmable | Continuous Below 10 | Not Yet Verified |  |  | 4561 | 103.5 | 44.05 | 7 | 0.971 | 3919 | 73
PMYFA99Y | RAB Lighting | RAB Lighting | PRT42/D10 | Outdoor Luminaires | Mid Output | Parking Garage Luminaires | Standard | FALSE | [9 empty] | 5/4/2015 12:00:00 AM | Dimmable | Continuous Below 10 | Not Yet Verified |  |  | 5030 | 111.9 | 44.95 | 7 | 0.969 | 4982 | 74
P5DPSF3J | RAB Lighting | RAB Lighting | PRT55Y | Outdoor Luminaires | Mid Output | Parking Garage Luminaires | Standard | TRUE | 5234 | 90.7 | 57.7 | 7.3 | 0.972 | 3064 | 72 | 5 | 100000 | 5/4/2015 12:00:00 AM | Not Dimmable | Not Dimmable | Not Yet Verified |  | 2.1
PUNK1D4T | RAB Lighting | RAB Lighting | PRT55Y/480 | Outdoor Luminaires | Mid Output | Parking Garage Luminaires | Standard | TRUE | 5669 | 96.2 | 58.908 | 16.2 | 0.916 | 3056 | 71 | 5 | 100000 | 8/14/2015 12:00:00 AM | Not Dimmable | Not Dimmable | Not Yet Verified |  | 2.1
PTXBTKZ9 | RAB Lighting | RAB Lighting | PRT55/D10 | Outdoor Luminaires | Mid Output | Parking Garage Luminaires | Standard | FALSE | [9 empty] | 5/4/2015 12:00:00 AM | Dimmable | Continuous Below 10 | Not Yet Verified |  |  | 6035 | 101.8 | 59.3 | 6.9 | 0.973 | 5004 | 75
PWDGPY9B | RAB Lighting | RAB Lighting | PRT55/480 | Outdoor Luminaires | Mid Output | Parking Garage Luminaires | Standard | FALSE | [9 empty] | 8/14/2015 12:00:00 AM | Not Dimmable | Not Dimmable | Not Yet Verified |  |  | 6085 | 102.8 | 59.2 | 6.9 | 0.973 | 5004 | 75
PXH62TJ3 | RAB Lighting | RAB Lighting | PRT55 | Outdoor Luminaires | Mid Output | Parking Garage Luminaires | Standard | FALSE | [9 empty] | 5/4/2015 12:00:00 AM | Not Dimmable | Not Dimmable | Not Yet Verified |  |  | 6085 | 102.8 | 59.2 | 6.9 | 0.973 | 5004 | 75
PS3GJ29J | RAB Lighting | RAB Lighting | PRT55Y/D10 | Outdoor Luminaires | Mid Output | Parking Garage Luminaires | Standard | FALSE | [9 empty] | 5/4/2015 12:00:00 AM | Dimmable | Continuous Below 10 | Not Yet Verified |  |  | 5191 | 89.9 | 57.75 | 7.3 | 0.972 | 3064 | 72
P4VR2JZA | RAB Lighting | RAB Lighting | PRT55N/480 | Outdoor Luminaires | Mid Output | Parking Garage Luminaires | Standard | FALSE | [9 empty] | 8/14/2015 12:00:00 AM | Not Dimmable | Not Dimmable | Not Yet Verified |  |  | 5302 | 92.7 | 57.1 | 7.5 | 0.972 | 3899 | 73
PPYQH1ZZ | RAB Lighting | RAB Lighting | PRT55/D10/480 | Outdoor Luminaires | Mid Output | Parking Garage Luminaires | Standard | FALSE | [9 empty] | 8/14/2015 12:00:00 AM | Dimmable | Continuous Below 10 | Not Yet Verified |  |  | 6035 | 101.8 | 59.3 | 6.9 | 0.973 | 5004 | 75
PH3ZVVYJ | RAB Lighting | RAB Lighting | PRT55Y/D10/480 | Outdoor Luminaires | Mid Output | Parking Garage Luminaires | Standard | FALSE | [9 empty] | 8/14/2015 12:00:00 AM | Dimmable | Continuous Below 10 | Not Yet Verified |  |  | 5191 | 89.9 | 57.75 | 7.3 | 0.972 | 3064 | 72
PCGUPC5T | RAB Lighting | RAB Lighting | PRT55N | Outdoor Luminaires | Mid Output | Parking Garage Luminaires | Standard | FALSE | [9 empty] | 5/4/2015 12:00:00 AM | Not Dimmable | Not Dimmable | Not Yet Verified |  |  | 5302 | 92.7 | 57.1 | 7.5 | 0.972 | 3899 | 73
PNPZF1SY | RAB Lighting | RAB Lighting | PRT55N/D10/480 | Outdoor Luminaires | Mid Output | Parking Garage Luminaires | Standard | FALSE | [9 empty] | 8/14/2015 12:00:00 AM | Dimmable | Continuous Below 10 | Not Yet Verified |  |  | 5259 | 92 | 57.15 | 7.5 | 0.972 | 3899 | 73
PK4FDFAJ | RAB Lighting | RAB Lighting | PRT55N/D10 | Outdoor Luminaires | Mid Output | Parking Garage Luminaires | Standard | FALSE | [9 empty] | 5/4/2015 12:00:00 AM | Dimmable | Continuous Below 10 | Not Yet Verified |  |  | 5259 | 92 | 57.15 | 7.5 | 0.972 | 3899 | 73
PCBCZN9S | RAB Lighting | RAB Lighting | PRT80Y/[All Housing Colors]/[PCS,PCS2] | Outdoor Luminaires | Mid Output | Parking Garage Luminaires | Premium | TRUE | 8384 | 103.8 | 80.822 | 12.5 | 0.942 | 3084 | 71 | 5 | 100000 | 10/8/2015 12:00:00 AM | Not Dimmable | Not Dimmable | Yes |  | 3
PTXHW7NW | RAB Lighting | RAB Lighting | PRT105Y/[All Colors]/[PCS,PCS2] | Outdoor Luminaires | Mid Output | Parking Garage Luminaires | Standard | TRUE | 9950 | 96.3 | 103.31 | 8.8 | 0.967 | 3087 | 71 | 5 | 100000 | 10/8/2015 12:00:00 AM | Not Dimmable | Not Dimmable | Yes |  | 3
PU64X7AK | RAB Lighting | RAB Lighting | PRT105Y/[All Colors]/480/[PCS4] | Outdoor Luminaires | Mid Output | Parking Garage Luminaires | Standard | TRUE | 9892 | 98.5 | 100.42 | 11.3 | 0.93 | 3088 | 71 | 5 | 100000 | 10/8/2015 12:00:00 AM | Not Dimmable | Not Dimmable | Yes |  | 3
PYJQHXD7 | RAB Lighting | RAB Lighting | PRT105 [All Colors][PCS,PCS2] | Outdoor Luminaires | High Output | Parking Garage Luminaires | Standard | TRUE | 10208 | 98.1 | 104.13 | 8.4 | 0.968 | 5056 | 74 | 5 | 100000 | 10/8/2015 12:00:00 AM | Not Dimmable | Not Dimmable | Yes |  | 3
PBU5ACM6 | RAB Lighting | RAB Lighting | PRT80Y/[All Housing Colors]/480/[PCS4] | Outdoor Luminaires | Mid Output | Parking Garage Luminaires | Premium | TRUE | 8511 | 103.9 | 81.949 | 13.9 | 0.893 | 3087 | 71 | 5 | 100000 | 10/13/2015 12:00:00 AM | Not Dimmable | Not Dimmable | Yes |  | 3
PEC2VXKS | RAB Lighting | RAB Lighting | PRT70Y/[All Housing Colors]/480/[PCS4] | Outdoor Luminaires | Mid Output | Parking Garage Luminaires | Premium | TRUE | 7546 | 108.4 | 69.642 | 13.3 | 0.986 | 3084 | 71 | 5 | 100000 | 10/14/2015 12:00:00 AM | Not Dimmable | Not Dimmable | Yes |  | 3
P557HZHH | RAB Lighting | RAB Lighting | PRT70N/[All Housing Colors]/480/[PCS4] | Outdoor Luminaires | Mid Output | Parking Garage Luminaires | Premium | FALSE | [9 empty] | 10/14/2015 12:00:00 AM | Not Dimmable | Not Dimmable | Yes |  |  | 7617 | 110 | 69.2 | 15.5 | 0.943 | 3920 | 73
PXKX76H8 | RAB Lighting | RAB Lighting | PRT70/[All Housing Colors]/480/[PCS4] | Outdoor Luminaires | Mid Output | Parking Garage Luminaires | Premium | FALSE | [9 empty] | 10/14/2015 12:00:00 AM | Not Dimmable | Not Dimmable | Yes |  |  | 7736 | 111.5 | 69.4 | 13.9 | 0.943 | 5037 | 74
PDZQEWV7 | RAB Lighting | RAB Lighting | PRT80/[All Housing Colors]/D10/480 | Outdoor Luminaires | Mid Output | Parking Garage Luminaires | Premium | FALSE | [9 empty] | 10/13/2015 12:00:00 AM | Dimmable | Continuous Below 10 | No |  |  | 8771 | 106.8 | 82.1 | 4.4 | 0.996 | 5071 | 74
P4JBPZKR | RAB Lighting | RAB Lighting | PRT80/[All Housing Colors]/480/[PCS4] | Outdoor Luminaires | Mid Output | Parking Garage Luminaires | Premium | FALSE | [9 empty] | 10/13/2015 12:00:00 AM | Not Dimmable | Not Dimmable | Yes |  |  | 8887 | 107.3 | 82.8 | 12 | 0.894 | 5071 | 74
P8V7MQP2 | RAB Lighting | RAB Lighting | PRT105/[All Colors]/D10/480 | Outdoor Luminaires | Mid Output | Parking Garage Luminaires | Standard | FALSE | [9 empty] | 10/8/2015 12:00:00 AM | Dimmable | Continuous Below 10 | No |  |  | 9995 | 97 | 103 | 3.2 | 0.999 | 5056 | 74
PA68ASU3 | RAB Lighting | RAB Lighting | PRT70Y/[All Housing Colors]/D10/WS | Outdoor Luminaires | Mid Output | Parking Garage Luminaires | Premium | FALSE | [9 empty] | 10/8/2015 12:00:00 AM | Dimmable | Continuous Below 10 | Yes |  |  | 7629 | 108.1 | 70.6 | 5.5 | 0.993 | 3079 | 71
PTG5G324 | RAB Lighting | RAB Lighting | PRT70/[All Housing Colors]/D10 | Outdoor Luminaires | Mid Output | Parking Garage Luminaires | Premium | FALSE | [9 empty] | 10/8/2015 12:00:00 AM | Dimmable | Continuous Below 10 | No |  |  | 7820 | 111.2 | 70.3 | 5.8 | 0.994 | 5037 | 74
PUT6UNEB | RAB Lighting | RAB Lighting | PRT70Y/[All Housing Colors]/[PCS,PCS2] | Outdoor Luminaires | Mid Output | Parking Garage Luminaires | Premium | FALSE | [9 empty] | 10/8/2015 12:00:00 AM | Not Dimmable | Not Dimmable | Yes |  |  | 7643 | 108 | 70.8 | 4.8 | 0.993 | 3079 | 71
PYC3Z38C | RAB Lighting | RAB Lighting | PRT80Y/[All Housing Colors]/D10 | Outdoor Luminaires | Mid Output | Parking Garage Luminaires | Premium | FALSE | [9 empty] | 10/8/2015 12:00:00 AM | Dimmable | Continuous Below 10 | No |  |  | 8400 | 103.4 | 81.2 | 5.1 | 0.995 | 3084 | 71
P9RE393H | RAB Lighting | RAB Lighting | PRT80Y/[All Housing Colors]/D10/WS | Outdoor Luminaires | Mid Output | Parking Garage Luminaires | Premium | FALSE | [9 empty] | 10/8/2015 12:00:00 AM | Dimmable | Continuous Below 10 | Yes |  |  | 8400 | 103.4 | 81.2 | 5.1 | 0.995 | 3084 | 71
PQC4VG8V | RAB Lighting | RAB Lighting | PRT80/[All Housing Colors]/D10/WS | Outdoor Luminaires | Mid Output | Parking Garage Luminaires | Premium | FALSE | [9 empty] | 10/8/2015 12:00:00 AM | Dimmable | Continuous Below 10 | Yes |  |  | 8771 | 106.8 | 82.1 | 4.4 | 0.996 | 5071 | 74
P9CUKDC6 | RAB Lighting | RAB Lighting | PRT70Y/[All Housing Colors]/D10 | Outdoor Luminaires | Mid Output | Parking Garage Luminaires | Premium | FALSE | [9 empty] | 10/8/2015 12:00:00 AM | Dimmable | Continuous Below 10 | No |  |  | 7629 | 108.1 | 70.6 | 5.5 | 0.993 | 3079 | 71
PGBUTPDG | RAB Lighting | RAB Lighting | PRT70N/[All Housing Colors]/D10 | Outdoor Luminaires | Mid Output | Parking Garage Luminaires | Premium | FALSE | [9 empty] | 10/8/2015 12:00:00 AM | Dimmable | Continuous Below 10 | No |  |  | 7701 | 109.7 | 70.2 | 6.5 | 0.994 | 3920 | 73
P6UCEYVA | RAB Lighting | RAB Lighting | PRT80N/[All Housing Colors]/[PCS,PCS2] | Outdoor Luminaires | Mid Output | Parking Garage Luminaires | Premium | FALSE | [9 empty] | 10/8/2015 12:00:00 AM | Not Dimmable | Not Dimmable | Yes |  |  | 8479 | 105.5 | 80.4 | 5.3 | 0.996 | 3938 | 73
P9VGYC73 | RAB Lighting | RAB Lighting | PRT80N/[All Housing Colors]/480/[PCS4] | Outdoor Luminaires | Mid Output | Parking Garage Luminaires | Premium | FALSE | [9 empty] | 10/13/2015 12:00:00 AM | Not Dimmable | Not Dimmable | Yes |  |  | 8607 | 105.6 | 81.5 | 14.7 | 0.894 | 3938 | 73
PH6D37QD | RAB Lighting | RAB Lighting | PRT70/[All Housing Colors]/D10/480 | Outdoor Luminaires | Mid Output | Parking Garage Luminaires | Premium | FALSE | [9 empty] | 10/14/2015 12:00:00 AM | Dimmable | Continuous Below 10 | No |  |  | 7820 | 111.2 | 70.3 | 5.8 | 0.994 | 5037 | 74
PJ47WTVY | RAB Lighting | RAB Lighting | PRT105/[All Colors]/D10/WS | Outdoor Luminaires | Mid Output | Parking Garage Luminaires | Standard | FALSE | [9 empty] | 10/8/2015 12:00:00 AM | Dimmable | Continuous Below 10 | Yes |  |  | 9995 | 97 | 103 | 3.2 | 0.999 | 5056 | 74
PVUF5YFG | RAB Lighting | RAB Lighting | PRT70N/[All Housing Colors]/[PCS,PCS2] | Outdoor Luminaires | Mid Output | Parking Garage Luminaires | Premium | FALSE | [9 empty] | 10/8/2015 12:00:00 AM | Not Dimmable | Not Dimmable | Yes |  |  | 7715 | 109.6 | 70.4 | 5.6 | 0.994 | 3920 | 73
PBPW47C7 | RAB Lighting | RAB Lighting | PRT80N/[All Housing Colors]/D10 | Outdoor Luminaires | Mid Output | Parking Garage Luminaires | Premium | FALSE | [9 empty] | 10/8/2015 12:00:00 AM | Dimmable | Continuous Below 10 | No |  |  | 8495 | 105.1 | 80.8 | 5.4 | 0.996 | 3938 | 73
PXHP6SQV | RAB Lighting | RAB Lighting | PRT105N/[All Colors/]D10 | Outdoor Luminaires | Mid Output | Parking Garage Luminaires | Standard | FALSE | [9 empty] | 10/8/2015 12:00:00 AM | Dimmable | Continuous Below 10 | No |  |  | 9950 | 97.1 | 102.5 | 2.6 | 0.999 | 3953 | 73
PBQGCFSD | RAB Lighting | RAB Lighting | PRT105Y/[All Colors]/D10/480 | Outdoor Luminaires | Mid Output | Parking Garage Luminaires | Standard | FALSE | [9 empty] | 10/8/2015 12:00:00 AM | Dimmable | Continuous Below 10 | No |  |  | 9932 | 98.1 | 101.2 | 11.9 | 0.928 | 3088 | 71
PP5CRW5V | RAB Lighting | RAB Lighting | PRT105/[All Colors]/D10 | Outdoor Luminaires | Mid Output | Parking Garage Luminaires | Standard | FALSE | [9 empty] | 10/8/2015 12:00:00 AM | Dimmable | Continuous Below 10 | No |  |  | 9995 | 97 | 103 | 3.2 | 0.999 | 5056 | 74
PFF8YPJC | RAB Lighting | RAB Lighting | PRT105N/[All Colors]/D10/WS | Outdoor Luminaires | Mid Output | Parking Garage Luminaires | Standard | FALSE | [9 empty] | 10/8/2015 12:00:00 AM | Dimmable | Continuous Below 10 | Yes |  |  | 9950 | 97.1 | 102.5 | 2.6 | 0.999 | 3953 | 73
PQM3AHNX | RAB Lighting | RAB Lighting | PRT105N/[All Colors]/480/[PCS4] | Outdoor Luminaires | High Output | Parking Garage Luminaires | Standard | FALSE | [9 empty] | 10/8/2015 12:00:00 AM | Not Dimmable | Not Dimmable | Yes |  |  | 10103 | 100.2 | 100.8 | 9.2 | 0.93 | 3953 | 73
PAE5DK6H | RAB Lighting | RAB Lighting | PRT105N/[All Colors]/D10/480 | Outdoor Luminaires | Mid Output | Parking Garage Luminaires | Standard | FALSE | [9 empty] | 10/8/2015 12:00:00 AM | Dimmable | Continuous Below 10 | No |  |  | 9950 | 97.1 | 102.5 | 2.6 | 0.999 | 3953 | 73
PDCCPWEQ | RAB Lighting | RAB Lighting | PRT70/[All Housing Colors]/D10/WS | Outdoor Luminaires | Mid Output | Parking Garage Luminaires | Premium | FALSE | [9 empty] | 10/8/2015 12:00:00 AM | Dimmable | Continuous Below 10 | Yes |  |  | 7820 | 111.2 | 70.3 | 5.8 | 0.994 | 5037 | 74
PTJE6B2T | RAB Lighting | RAB Lighting | PRT70/[All Housing Colors]/[PCS,PCS2] | Outdoor Luminaires | Mid Output | Parking Garage Luminaires | Premium | FALSE | [9 empty] | 10/8/2015 12:00:00 AM | Not Dimmable | Not Dimmable | Yes |  |  | 7835 | 111.1 | 70.5 | 5 | 0.994 | 5037 | 74
P38SUN65 | RAB Lighting | RAB Lighting | PRT80/[All Housing Colors]/D10 | Outdoor Luminaires | Mid Output | Parking Garage Luminaires | Premium | FALSE | [9 empty] | 10/8/2015 12:00:00 AM | Dimmable | Continuous Below 10 | No |  |  | 8771 | 106.8 | 82.1 | 4.4 | 0.996 | 5071 | 74
PPRWGKSF | RAB Lighting | RAB Lighting | PRT80/[All Housing Colors]/[PCS,PCS2] | Outdoor Luminaires | Mid Output | Parking Garage Luminaires | Premium | FALSE | [9 empty] | 10/8/2015 12:00:00 AM | Not Dimmable | Not Dimmable | Yes |  |  | 8754 | 107.3 | 81.6 | 4.3 | 0.996 | 5071 | 74
PG7MT18R | RAB Lighting | RAB Lighting | PRT80N/[All Housing Colors]/D10/480 | Outdoor Luminaires | Mid Output | Parking Garage Luminaires | Premium | FALSE | [9 empty] | 10/13/2015 12:00:00 AM | Dimmable | Continuous Below 10 | No |  |  | 8495 | 105.1 | 80.8 | 5.4 | 0.996 | 3938 | 73
PJ5MMCJK | RAB Lighting | RAB Lighting | PRT80Y/[All Housing Colors]/D10/480 | Outdoor Luminaires | Mid Output | Parking Garage Luminaires | Premium | FALSE | [9 empty] | 10/13/2015 12:00:00 AM | Dimmable | Continuous Below 10 | No |  |  | 7542 | 102.8 | 73.4 | 16.1 | 0.893 | 3087 | 71
PQPQYK5B | RAB Lighting | RAB Lighting | PRT105Y/[All Colors]/D10 | Outdoor Luminaires | Mid Output | Parking Garage Luminaires | Standard | FALSE | [9 empty] | 10/8/2015 12:00:00 AM | Dimmable | Continuous Below 10 | No |  |  | 9742 | 95.3 | 102.2 | 3.2 | 0.999 | 3087 | 71
P24QVHQZ | RAB Lighting | RAB Lighting | PRT105Y/[All Colors]/D10/WS | Outdoor Luminaires | Mid Output | Parking Garage Luminaires | Standard | FALSE | [9 empty] | 10/8/2015 12:00:00 AM | Dimmable | Continuous Below 10 | Yes |  |  | 9742 | 95.3 | 102.2 | 3.2 | 0.999 | 3087 | 71
P2UKEGBE | RAB Lighting | RAB Lighting | PRT70N/[All Housing Colors]/D10/WS | Outdoor Luminaires | Mid Output | Parking Garage Luminaires | Premium | FALSE | [9 empty] | 10/8/2015 12:00:00 AM | Dimmable | Continuous Below 10 | Yes |  |  | 7701 | 109.7 | 70.2 | 6.5 | 0.994 | 3920 | 73
PV9DBQNR | RAB Lighting | RAB Lighting | PRT105/[All Colors]/480/[PCS4] | Outdoor Luminaires | High Output | Parking Garage Luminaires | Standard | FALSE | [9 empty] | 10/8/2015 12:00:00 AM | Not Dimmable | Not Dimmable | Yes |  |  | 10148 | 100.3 | 101.2 | 11.3 | 0.93 | 5056 | 74
PYZNDWXV | RAB Lighting | RAB Lighting | PRT80N/[All Housing Colors]/D10/WS | Outdoor Luminaires | Mid Output | Parking Garage Luminaires | Premium | FALSE | [9 empty] | 10/8/2015 12:00:00 AM | Dimmable | Continuous Below 10 | Yes |  |  | 8495 | 105.1 | 80.8 | 5.4 | 0.996 | 3938 | 73
PK2JZDNV | RAB Lighting | RAB Lighting | PRT105N [All Colors][PCS,PCS2] | Outdoor Luminaires | High Output | Parking Garage Luminaires | Standard | FALSE | [9 empty] | 10/8/2015 12:00:00 AM | Not Dimmable | Not Dimmable | Yes |  |  | 10162 | 98 | 103.7 | 2.6 | 0.998 | 3953 | 73
PXEBTZPH | RAB Lighting | RAB Lighting | PRT70Y/[All Housing Colors]/D10/480 | Outdoor Luminaires | Mid Output | Parking Garage Luminaires | Premium | FALSE | [9 empty] | 10/14/2015 12:00:00 AM | Dimmable | Continuous Below 10 | No |  |  | 7642 | 108.2 | 70.6 | 13.3 | 0.943 | 3084 | 71
PY2P38YG | RAB Lighting | RAB Lighting | PRT70N/[All Housing Colors]/D10/480 | Outdoor Luminaires | Mid Output | Parking Garage Luminaires | Premium | FALSE | [9 empty] | 10/14/2015 12:00:00 AM | Dimmable | Continuous Below 10 | No |  |  | 7701 | 109.7 | 70.2 | 6.5 | 0.994 | 3920 | 73
P00001GF9 | Raffino | Raffino | LG24-2500L-40K-NHC-N-N | Outdoor Luminaires | Low Output | Parking Garage Luminaires | Standard | TRUE | 2398 | 86.9 | 27.6 | 4.59 | 0.99 | 3950 | 78 | 5 | 50000 | 10/15/2013 12:00:00 AM | Not Yet Verified | Not Yet Verified | Not Yet Verified |  | 2 | 2500 | 83 | 30 |  |  | 4000 | 70
P00001GEO | Raffino | Raffino | LG36-3600L-40K-NHC-N-N | Outdoor Luminaires | Low Output | Parking Garage Luminaires | Standard | TRUE | 3730 | 83.1 | 44.9 | 17.7 | 0.89 | 3930 | 77 | 5 | 150000 | 9/9/2013 12:00:00 AM | Not Yet Verified | Not Yet Verified | Not Yet Verified |  | 2 | 3600 | 83 | 40 |  |  | 4000 | 70
P00001GFB | Raffino | Raffino | LG48-5250L-40K-NHC-N-N | Outdoor Luminaires | Mid Output | Parking Garage Luminaires | Standard | TRUE | 5091 | 86.4 | 58.9 | 4.81 | 0.99 | 3970 | 78 | 5 | 50000 | 10/15/2013 12:00:00 AM | Not Yet Verified | Not Yet Verified | Not Yet Verified |  | 2 | 5250 | 83 | 60 |  |  | 4000 | 70
P00001GFA | Raffino | Raffino | LG24-2500L-50K-NCH-N-N (120V ONLY) | Outdoor Luminaires | Low Output | Parking Garage Luminaires | Standard | FALSE | [9 empty] | 11/5/2013 12:00:00 AM | Not Yet Verified | Not Yet Verified | Not Yet Verified |  |  | 2500 | 83 | 30 |  |  | 5000 | 70
P00001GEP | Raffino | Raffino | LG36-3600L-50K-NHC-N-N | Outdoor Luminaires | Low Output | Parking Garage Luminaires | Standard | FALSE | [9 empty] | 9/9/2013 12:00:00 AM | Not Yet Verified | Not Yet Verified | Not Yet Verified |  |  | 3600 | 83 | 45 |  |  | 5000 | 70
P4YTNJU8H | Raffino | Raffino | LG24-XXXXL-40K-XHC-N-X [120-277V ONLY] | Outdoor Luminaires | Low Output | Parking Garage Luminaires | Standard | TRUE | 2107.4 | 112.9 | 18.66 | 22.1 | 0.904 | 4040 | 84 | 5 | 178000 | 9/26/2014 12:00:00 AM | Dimmable | Continuous Above 10 | Not Yet Verified |  | 2.1 | 2200 |  | 18.7 |  |  | 4000 | 84
PW7FM4TGR | Raffino | Raffino | LG36-XXXXL-40K-XHC-N-X [120-277V ONLY] | Outdoor Luminaires | Low Output | Parking Garage Luminaires | Standard | TRUE | 4125 | 111.22 | 37.09 | 17.53 | 0.899 | 3990 | 84 | 5 | 178000 | 10/1/2014 12:00:00 AM | Dimmable | Continuous Above 10 | Not Yet Verified |  | 2.1 | 4200 | 111 | 37.5 |  |  | 4000 | 84
PCD53TAVE | Raffino | Raffino | LG55-XXXXL-40K-XHC-N-X [120-277V ONLY] | Outdoor Luminaires | Mid Output | Parking Garage Luminaires | Standard | FALSE | [9 empty] | 10/1/2014 12:00:00 AM | Dimmable | Continuous Above 10 | Not Yet Verified |  |  | 8800 | 111 | 76 |  |  | 4000 | 84
PJMX3KZRR | Raffino | Raffino | LG55-XXXXL-50K-XHC-N-X [120-277V ONLY] | Outdoor Luminaires | Mid Output | Parking Garage Luminaires | Standard | FALSE | [9 empty] | 10/1/2014 12:00:00 AM | Dimmable | Continuous Above 10 | Not Yet Verified |  |  | 8800 | 115.7 | 76 |  |  | 5000 | 84
PJBFX5PZM | Raffino | Raffino | LG36-XXXXL-50K-XHC-N-X [120-277V ONLY] | Outdoor Luminaires | Low Output | Parking Garage Luminaires | Standard | FALSE | [9 empty] | 10/1/2014 12:00:00 AM | Dimmable | Continuous Above 10 | Not Yet Verified |  |  | 4200 | 111 | 37.5 |  |  | 5000 | 84
PWPTGYR85 | Raffino | Raffino | LG48-XXXXL-40K-XHC-X-X [120-277V ONLY] | Outdoor Luminaires | Mid Output | Parking Garage Luminaires | Standard | TRUE | 6538.3 | 112.34 | 58.2 | 11.33 | 0.983 | 4040 | 84 | 5 | 178000 | 10/7/2014 12:00:00 AM | Dimmable | Continuous Above 10 | Not Yet Verified |  | 2.1 | 6700 | 111 | 58 |  |  | 4000 | 84
PPKYGY6SG | Raffino | Raffino | LG48-XXXXL-50K-XHC-X-X [120-277V ONLY] | Outdoor Luminaires | Mid Output | Parking Garage Luminaires | Standard | FALSE | [9 empty] | 10/7/2014 12:00:00 AM | Dimmable | Continuous Above 10 | Not Yet Verified |  |  | 6700 | 111 | 58 |  |  | 5000 | 84
P00001GFD | Raffino | Raffino | LG24-2500L-40K-NHD-N-N | Outdoor Luminaires | Low Output | Parking Garage Luminaires | Standard | TRUE | 2318 | 80.3 | 28.9 | 15.6 | 0.95 | 3870 | 76 | 5 | 50000 | 2/24/2014 12:00:00 AM | Not Yet Verified | Not Yet Verified | Not Yet Verified |  | 2.1 | 2318 | 80.3 | 28.9 |  | 0.9 | 4000 | 70
P00001GFE | Raffino | Raffino | LG24-2500L-50K-NHD-N-N | Outdoor Luminaires | Low Output | Parking Garage Luminaires | Standard | FALSE | [9 empty] | 2/24/2014 12:00:00 AM | Not Yet Verified | Not Yet Verified | Not Yet Verified |  |  | 2413 | 83.8 | 28.8 |  | 0.9 | 5000 | 70
P00001GFG | Raffino | Raffino | LG36-3600L-50K-NHD-N-N | Outdoor Luminaires | Low Output | Parking Garage Luminaires | Standard | FALSE | [9 empty] | 2/24/2014 12:00:00 AM | Not Yet Verified | Not Yet Verified | Not Yet Verified |  |  | 3171 | 84.9 | 43.8 |  | 0.9 | 5000 | 70
P00001GFF | Raffino | Raffino | LG36-3600L-40K-NHD-N-N | Outdoor Luminaires | Low Output | Parking Garage Luminaires | Standard | TRUE | 3747 | 87.9 | 42.7 | 16.3 | 0.91 | 3810 | 75 | 5 | 50000 | 2/24/2014 12:00:00 AM | Not Yet Verified | Not Yet Verified | Not Yet Verified |  | 2.1 | 3747 | 87.9 | 42.6 |  | 0.9 | 4000 | 70
P00001GFH | Raffino | Raffino | LG48-5250L-50K-NHD-N-N | Outdoor Luminaires | Mid Output | Parking Garage Luminaires | Standard | TRUE | 5068 | 85.5 | 59.3 | 4.36 | 0.91 | 4750 | 73 | 5 | 50000 | 2/24/2014 12:00:00 AM | Not Yet Verified | Not Yet Verified | Not Yet Verified |  | 2.1 | 5028 | 85.5 | 58.8 |  | 0.9 | 5000 | 70
P00001GFI | Raffino | Raffino | LG48-5250L-40K-NHD-N-N | Outdoor Luminaires | Mid Output | Parking Garage Luminaires | Standard | FALSE | [9 empty] | 2/24/2014 12:00:00 AM | Not Yet Verified | Not Yet Verified | Not Yet Verified |  |  | 5142 | 86.9 | 59.2 |  | 0.9 | 4000 | 70
P000017C6 | RC Lighting | RC Lighting | GLED78(All Fixture Colors) RCL | Outdoor Luminaires | Mid Output | Parking Garage Luminaires | Standard | TRUE | 7053 | 79.9 | 88.3 | 10.7 | 0.908 | 5160 | 68 | 5 | 100000 | 12/13/2013 12:00:00 AM | Not Yet Verified | Not Yet Verified | Not Yet Verified |  | 2.1 | 5668 | 62.8 | 90.1 |  |  | 5000 | 68
PK76WB6X | RC Lighting | RC Lighting | GLED78(All Fixture Colors)/BL RCL | Outdoor Luminaires | Mid Output | Parking Garage Luminaires | Standard | FALSE | [9 empty] | 2/3/2015 12:00:00 AM | Dimmable | Stepped | Not Yet Verified |  |  | 7053 | 80 | 88 |  | 0.9 | 5000 | 68
P000017C8 | RC Lighting | RC Lighting | GPLED78(All Fixture Colors) RCL | Outdoor Luminaires | Mid Output | Parking Garage Luminaires | Standard | TRUE | 7053 | 79.9 | 88.3 | 10.7 | 0.908 | 5160 | 68 | 5 | 100000 | 12/13/2013 12:00:00 AM | Not Yet Verified | Not Yet Verified | Not Yet Verified |  | 2.1 | 5668 | 62.8 | 90.1 |  |  | 5000 | 68
P000017D5 | RC Lighting | RC Lighting | GLED52(All Fixture Colors) RCL | Outdoor Luminaires | Low Output | Parking Garage Luminaires | Standard | TRUE | 4975 | 84.5 | 58.9 | 11.5 | 0.902 | 5182 | 68 | 5 | 100000 | 12/16/2013 12:00:00 AM | Not Yet Verified | Not Yet Verified | Not Yet Verified |  | 2.1 | 3644 | 60.2 | 60.4 |  |  | 5000 | 67
P000017D7 | RC Lighting | RC Lighting | GPLED52(All Fixture Colors) RCL | Outdoor Luminaires | Low Output | Parking Garage Luminaires | Standard | TRUE | 4975 | 85 | 58.9 | 11.5 | 0.902 | 5182 | 68 | 5 | 100000 | 12/16/2013 12:00:00 AM | Not Yet Verified | Not Yet Verified | Not Yet Verified |  | 2.1 | 3644 | 60.2 | 60.4 |  |  | 5000 | 67
P000017IF | RC Lighting | RC Lighting | GLED26(All Fixture Colors) RCL | Outdoor Luminaires | Low Output | Parking Garage Luminaires | Standard | TRUE | 2812 | 94 | 29.9 | 10.8 | 0.897 | 5058 | 69 | 5 | 100000 | 6/30/2014 12:00:00 AM | Not Yet Verified | Not Yet Verified | Not Yet Verified |  | 2.1 | 2812 | 94 | 26 | 10.8 | 0.897 | 5000 | 69
P000017IG | RC Lighting | RC Lighting | GLED26N(All Fixture Colors) RCL | Outdoor Luminaires | Low Output | Parking Garage Luminaires | Standard | FALSE | [9 empty] | 6/30/2014 12:00:00 AM | Not Yet Verified | Not Yet Verified | Not Yet Verified |  |  | 2272 | 82.6 | 27.5 | 10.5 | 0.871 | 4041 | 84
P000017IH | RC Lighting | RC Lighting | GLED26Y(All Fixture Colors) RCL | Outdoor Luminaires | Low Output | Parking Garage Luminaires | Standard | TRUE | 2202 | 78.9 | 27.9 | 10.7 | 0.871 | 3098 | 83 | 5 | 100000 | 6/30/2014 12:00:00 AM | Not Yet Verified | Not Yet Verified | Not Yet Verified |  | 2.1 | 2202 | 78.9 | 28 | 10.7 | 0.871 | 3098 | 83
P1YTA3HM | RC Lighting | RC Lighting | GPLED26(All Fixture Colors) RCL | Outdoor Luminaires | Low Output | Parking Garage Luminaires | Standard | TRUE | 2812 | 94 | 29.9 | 10.8 | 0.897 | 5058 | 69 | 5 | 100000 | 10/21/2014 12:00:00 AM | Not Yet Verified | Not Yet Verified | Not Yet Verified |  | 2.1 | 2812 | 94 | 26 | 10.8 | 0.897 | 5000 | 69
PVCMEUFX | RC Lighting | RC Lighting | GPLED26Y(All Fixture Colors) RCL | Outdoor Luminaires | Low Output | Parking Garage Luminaires | Standard | TRUE | 2202 | 78.9 | 27.9 | 10.7 | 0.871 | 3098 | 83 | 5 | 100000 | 10/21/2014 12:00:00 AM | Not Yet Verified | Not Yet Verified | Not Yet Verified |  | 2.1 | 2202 | 78.9 | 28 | 10.7 | 0.871 | 3098 | 83
PWTRPT1Z | RC Lighting | RC Lighting | GPLED26N(All Fixture Colors) RCL | Outdoor Luminaires | Low Output | Parking Garage Luminaires | Standard | FALSE | [9 empty] | 10/21/2014 12:00:00 AM | Not Yet Verified | Not Yet Verified | Not Yet Verified |  |  | 2272 | 82.6 | 27.5 | 10.5 | 0.871 | 4041 | 84
PZ6K6ZYE | RC Lighting | RC Lighting | PRT30Y RCL | Outdoor Luminaires | Low Output | Parking Garage Luminaires | Standard | TRUE | 3136 | 107 | 29.3 | 15 | 0.907 | 3060 | 72 | 5 | 100000 | 5/29/2015 12:00:00 AM | Not Dimmable | Not Dimmable | Not Yet Verified |  | 2.1
PXR3QZ75 | RC Lighting | RC Lighting | PRT30N RCL | Outdoor Luminaires | Low Output | Parking Garage Luminaires | Standard | FALSE | [9 empty] | 5/29/2015 12:00:00 AM | Not Dimmable | Not Dimmable | Not Yet Verified |  |  | 3151 | 108.3 | 29.1 | 15.2 | 0.909 | 3886 | 73
PCN9DRX5 | RC Lighting | RC Lighting | PRT30N/D10 RCL | Outdoor Luminaires | Low Output | Parking Garage Luminaires | Standard | FALSE | [9 empty] | 5/29/2015 12:00:00 AM | Dimmable | Continuous Below 10 | Not Yet Verified |  |  | 3080 | 108.5 | 29.2 | 15.2 | 0.909 | 3886 | 73
PMHHRFHF | RC Lighting | RC Lighting | PRT30Y/D10 RCL | Outdoor Luminaires | Low Output | Parking Garage Luminaires | Standard | FALSE | [9 empty] | 5/29/2015 12:00:00 AM | Dimmable | Continuous Below 10 | Not Yet Verified |  |  | 3066 | 107.1 | 29.4 | 15 | 0.907 | 3060 | 72
PBKSGT3R | RC Lighting | RC Lighting | PRT30 RCL | Outdoor Luminaires | Low Output | Parking Garage Luminaires | Standard | FALSE | [9 empty] | 5/29/2015 12:00:00 AM | Not Dimmable | Not Dimmable | Not Yet Verified |  |  | 3455 | 117.9 | 29.3 | 14.9 | 0.907 | 4951 | 74
PWQW8N2M | RC Lighting | RC Lighting | PRT30/D10 RCL | Outdoor Luminaires | Low Output | Parking Garage Luminaires | Standard | FALSE | [9 empty] | 5/29/2015 12:00:00 AM | Dimmable | Continuous Below 10 | Not Yet Verified |  |  | 3377 | 118.1 | 28.59 | 14.9 | 0.907 | 4951 | 74
PJATRUFB | RC Lighting | RC Lighting | PRT42Y RCL | Outdoor Luminaires | Low Output | Parking Garage Luminaires | Standard | TRUE | 4316 | 100.8 | 42.8 | 8.4 | 0.972 | 3064 | 72 | 5 | 100000 | 5/29/2015 12:00:00 AM | Not Dimmable | Not Dimmable | Not Yet Verified |  | 2.1
PPDT3WJE | RC Lighting | RC Lighting | PRT42N/D10 RCL | Outdoor Luminaires | Low Output | Parking Garage Luminaires | Standard | FALSE | [9 empty] | 5/29/2015 12:00:00 AM | Dimmable | Continuous Below 10 | Not Yet Verified |  |  | 4561 | 103.5 | 44.05 | 7 | 0.971 | 3919 | 73
P81Z1SKD | RC Lighting | RC Lighting | PRT42/D10 RCL | Outdoor Luminaires | Mid Output | Parking Garage Luminaires | Standard | FALSE | [9 empty] | 5/29/2015 12:00:00 AM | Dimmable | Continuous Below 10 | Not Yet Verified |  |  | 5030 | 111.9 | 44.95 | 7 | 0.969 | 4982 | 74
PC3MHKA1 | RC Lighting | RC Lighting | PRT42N RCL | Outdoor Luminaires | Low Output | Parking Garage Luminaires | Standard | FALSE | [9 empty] | 5/29/2015 12:00:00 AM | Not Dimmable | Not Dimmable | Not Yet Verified |  |  | 4382 | 103.1 | 42.5 | 7 | 0.971 | 3919 | 73
PSY7M64U | RC Lighting | RC Lighting | PRT42Y/D10 RCL | Outdoor Luminaires | Low Output | Parking Garage Luminaires | Standard | FALSE | [9 empty] | 5/29/2015 12:00:00 AM | Dimmable | Continuous Below 10 | Not Yet Verified |  |  | 4316 | 100.8 | 42.8 | 6.9 | 0.972 | 3064 | 72
PCH1MVKM | RC Lighting | RC Lighting | PRT42 RCL | Outdoor Luminaires | Low Output | Parking Garage Luminaires | Standard | FALSE | [9 empty] | 5/29/2015 12:00:00 AM | Not Dimmable | Not Dimmable | Not Yet Verified |  |  | 4833 | 111.6 | 43.3 | 7 | 0.969 | 4982 | 74
PWKN8M24 | RC Lighting | RC Lighting | PRT55Y RCL | Outdoor Luminaires | Mid Output | Parking Garage Luminaires | Standard | TRUE | 5234 | 90.7 | 57.7 | 7.3 | 0.972 | 3064 | 72 | 5 | 100000 | 5/29/2015 12:00:00 AM | Not Dimmable | Not Dimmable | Not Yet Verified |  | 2.1
PT8Q7A2C | RC Lighting | RC Lighting | PRT55N RCL | Outdoor Luminaires | Mid Output | Parking Garage Luminaires | Standard | FALSE | [9 empty] | 5/29/2015 12:00:00 AM | Not Dimmable | Not Dimmable | Not Yet Verified |  |  | 5302 | 92.7 | 57.1 | 7.5 | 0.972 | 3899 | 73
PHGGJFM5 | RC Lighting | RC Lighting | PRT55Y/D10 RCL | Outdoor Luminaires | Mid Output | Parking Garage Luminaires | Standard | FALSE | [9 empty] | 5/29/2015 12:00:00 AM | Dimmable | Continuous Below 10 | Not Yet Verified |  |  | 5191 | 89.9 | 57.75 | 7.3 | 0.972 | 3064 | 72
PT8K8H6T | RC Lighting | RC Lighting | PRT55N/D10 RCL | Outdoor Luminaires | Mid Output | Parking Garage Luminaires | Standard | FALSE | [9 empty] | 5/29/2015 12:00:00 AM | Dimmable | Continuous Below 10 | Not Yet Verified |  |  | 5259 | 92 | 57.15 | 7.5 | 0.972 | 3899 | 73
PVMEJQWG | RC Lighting | RC Lighting | PRT55/D10 RCL | Outdoor Luminaires | Mid Output | Parking Garage Luminaires | Standard | FALSE | [9 empty] | 5/29/2015 12:00:00 AM | Dimmable | Continuous Below 10 | Not Yet Verified |  |  | 6035 | 101.8 | 59.3 | 6.9 | 0.973 | 5004 | 75
PVQTKUPS | RC Lighting | RC Lighting | PRT55 RCL | Outdoor Luminaires | Mid Output | Parking Garage Luminaires | Standard | FALSE | [9 empty] | 5/29/2015 12:00:00 AM | Not Dimmable | Not Dimmable | Not Yet Verified |  |  | 6085 | 102.8 | 59.2 | 6.9 | 0.973 | 5004 | 75
PNYUVEVF | RC Lighting | RC Lighting | PRT105 [All Colors][PCS,PCS2] RCL | Outdoor Luminaires | High Output | Parking Garage Luminaires | Standard | TRUE | 10208 | 98.1 | 104.13 | 8.4 | 0.968 | 5056 | 74 | 5 | 100000 | 12/21/2015 12:00:00 AM | Not Dimmable | Not Dimmable | Yes |  | 3
P8A5WJSB | RC Lighting | RC Lighting | PRT80Y/[All Housing Colors]/[PCS,PCS2] RCL | Outdoor Luminaires | Mid Output | Parking Garage Luminaires | Standard | TRUE | 8384 | 103.8 | 80.822 | 12.5 | 0.942 | 3084 | 71 | 5 | 100000 | 12/21/2015 12:00:00 AM | Not Dimmable | Not Dimmable | Yes |  | 3
PC7J95KC | RC Lighting | RC Lighting | PRT105Y/[All Colors]/[PCS,PCS2] RCL | Outdoor Luminaires | Mid Output | Parking Garage Luminaires | Premium | TRUE | 9950 | 96.3 | 103.31 | 8.8 | 0.967 | 3087 | 71 | 5 | 100000 | 12/21/2015 12:00:00 AM | Not Dimmable | Not Dimmable | Yes |  | 3
PRYDXGST | RC Lighting | RC Lighting | PRT70/[All Housing Colors]/D10 RCL | Outdoor Luminaires | Mid Output | Parking Garage Luminaires | Premium | FALSE | [9 empty] | 12/21/2015 12:00:00 AM | Dimmable | Continuous Below 10 | No |  |  | 7820 | 111.2 | 70.3 | 5.8 | 0.994 | 5037 | 74
P4JGA7M7 | RC Lighting | RC Lighting | PRT70/[All Housing Colors]/D10/WS RCL | Outdoor Luminaires | Mid Output | Parking Garage Luminaires | Standard | FALSE | [9 empty] | 12/21/2015 12:00:00 AM | Dimmable | Continuous Below 10 | Yes |  |  | 7820 | 111.2 | 70.3 | 5.8 | 0.994 | 5037 | 74
P333ZXX9 | RC Lighting | RC Lighting | PRT80N/[All Housing Colors]/[PCS,PCS2] RCL | Outdoor Luminaires | Mid Output | Parking Garage Luminaires | Standard | FALSE | [9 empty] | 12/21/2015 12:00:00 AM | Not Dimmable | Not Dimmable | Yes |  |  | 8479 | 105.5 | 80.4 | 5.3 | 0.996 | 3938 | 73
PPZMYVE7 | RC Lighting | RC Lighting | PRT80N/[All Housing Colors]/D10 RCL | Outdoor Luminaires | Mid Output | Parking Garage Luminaires | Standard | FALSE | [9 empty] | 12/21/2015 12:00:00 AM | Dimmable | Continuous Below 10 | No |  |  | 8495 | 105.1 | 80.8 | 5.4 | 0.996 | 3938 | 73
PRJW6DQV | RC Lighting | RC Lighting | PRT80N/[All Housing Colors]/D10/WS RCL | Outdoor Luminaires | Mid Output | Parking Garage Luminaires | Premium | FALSE | [9 empty] | 12/21/2015 12:00:00 AM | Dimmable | Continuous Below 10 | Yes |  |  | 8495 | 105.1 | 80.8 | 5.4 | 0.996 | 3938 | 73
PJXP7SZ2 | RC Lighting | RC Lighting | PRT80Y/[All Housing Colors]/D10/WS RCL | Outdoor Luminaires | Mid Output | Parking Garage Luminaires | Standard | FALSE | [9 empty] | 12/21/2015 12:00:00 AM | Dimmable | Continuous Below 10 | Yes |  |  | 8400 | 103.4 | 81.2 | 5.1 | 0.995 | 3084 | 71
PXTZZSHD | RC Lighting | RC Lighting | PRT70Y/[All Housing Colors]/[PCS,PCS2] RCL | Outdoor Luminaires | Mid Output | Parking Garage Luminaires | Standard | FALSE | [9 empty] | 12/21/2015 12:00:00 AM | Not Dimmable | Not Dimmable | Yes |  |  | 7643 | 108 | 70.8 | 4.8 | 0.993 | 3079 | 71
P6GJVQ37 | RC Lighting | RC Lighting | PRT80Y/[All Housing Colors]/D10 RCL | Outdoor Luminaires | Mid Output | Parking Garage Luminaires | Premium | FALSE | [9 empty] | 12/21/2015 12:00:00 AM | Dimmable | Continuous Below 10 | No |  |  | 8400 | 103.4 | 81.2 | 5.1 | 0.995 | 3084 | 71
PCGBQFDW | RC Lighting | RC Lighting | PRT105/[All Colors]/D10/WS RCL | Outdoor Luminaires | Mid Output | Parking Garage Luminaires | Standard | FALSE | [9 empty] | 12/21/2015 12:00:00 AM | Dimmable | Continuous Below 10 | Yes |  |  | 9995 | 97 | 103 | 3.2 | 0.999 | 5056 | 74
PZBQDVDZ | RC Lighting | RC Lighting | PRT80/[All Housing Colors]/[PCS,PCS2] RCL | Outdoor Luminaires | Mid Output | Parking Garage Luminaires | Standard | FALSE | [9 empty] | 12/21/2015 12:00:00 AM | Not Dimmable | Not Dimmable | Yes |  |  | 8754 | 107.3 | 81.6 | 4.3 | 0.996 | 5071 | 74
PFHHV4AJ | RC Lighting | RC Lighting | PRT80/[All Housing Colors]/D10 RCL | Outdoor Luminaires | Mid Output | Parking Garage Luminaires | Premium | FALSE | [9 empty] | 12/21/2015 12:00:00 AM | Dimmable | Continuous Below 10 | No |  |  | 8771 | 106.8 | 82.1 | 4.4 | 0.996 | 5071 | 74
PR6B9ZZA | RC Lighting | RC Lighting | PRT105/[All Colors]/D10 RCL | Outdoor Luminaires | Mid Output | Parking Garage Luminaires | Standard | FALSE | [9 empty] | 12/21/2015 12:00:00 AM | Dimmable | Continuous Below 10 | No |  |  | 9995 | 97 | 103 | 3.2 | 0.999 | 5056 | 74
PJGJ3ZWB | RC Lighting | RC Lighting | PRT105N/[All Colors/]D10 RCL | Outdoor Luminaires | Mid Output | Parking Garage Luminaires | Standard | FALSE | [9 empty] | 12/21/2015 12:00:00 AM | Dimmable | Continuous Below 10 | No |  |  | 9950 | 97.1 | 102.5 | 2.6 | 0.999 | 3953 | 73
P7XS2XMW | RC Lighting | RC Lighting | PRT70N/[All Housing Colors]/[PCS,PCS2] RCL | Outdoor Luminaires | Mid Output | Parking Garage Luminaires | Standard | FALSE | [9 empty] | 12/21/2015 12:00:00 AM | Not Dimmable | Not Dimmable | Yes |  |  | 7715 | 109.6 | 70.4 | 5.6 | 0.994 | 3920 | 73
PW1TF5HP | RC Lighting | RC Lighting | PRT105N [All Colors][PCS,PCS2] RCL | Outdoor Luminaires | High Output | Parking Garage Luminaires | Premium | FALSE | [9 empty] | 12/21/2015 12:00:00 AM | Not Dimmable | Not Dimmable | Yes |  |  | 10162 | 98 | 103.7 | 2.6 | 0.998 | 3953 | 73
PT1NKU6D | RC Lighting | RC Lighting | PRT105N/[All Colors]/D10/WS RCL | Outdoor Luminaires | Mid Output | Parking Garage Luminaires | Premium | FALSE | [9 empty] | 12/21/2015 12:00:00 AM | Dimmable | Continuous Below 10 | Yes |  |  | 9950 | 97.1 | 102.5 | 2.6 | 0.999 | 3953 | 73
PNKXM791 | RC Lighting | RC Lighting | PRT105Y/[All Colors]/D10 RCL | Outdoor Luminaires | Mid Output | Parking Garage Luminaires | Standard | FALSE | [9 empty] | 12/21/2015 12:00:00 AM | Dimmable | Continuous Below 10 | No |  |  | 9742 | 95.3 | 102.2 | 3.2 | 0.999 | 3087 | 71
P7APJM2G | RC Lighting | RC Lighting | PRT105Y/[All Colors]/D10/WS RCL | Outdoor Luminaires | Mid Output | Parking Garage Luminaires | Premium | FALSE | [9 empty] | 12/21/2015 12:00:00 AM | Dimmable | Continuous Below 10 | Yes |  |  | 9742 | 95.3 | 102.2 | 3.2 | 0.999 | 3087 | 71
PY3FAC8U | RC Lighting | RC Lighting | PRT70/[All Housing Colors]/[PCS,PCS2] RCL | Outdoor Luminaires | Mid Output | Parking Garage Luminaires | Standard | FALSE | [9 empty] | 12/21/2015 12:00:00 AM | Not Dimmable | Not Dimmable | Yes |  |  | 7835 | 111.1 | 70.5 | 5 | 0.994 | 5037 | 74
PZ9BGD7P | RC Lighting | RC Lighting | PRT70N/[All Housing Colors]/D10 RCL | Outdoor Luminaires | Mid Output | Parking Garage Luminaires | Standard | FALSE | [9 empty] | 12/21/2015 12:00:00 AM | Dimmable | Continuous Below 10 | No |  |  | 7701 | 109.7 | 70.2 | 6.5 | 0.994 | 3920 | 73
PEC82MT6 | RC Lighting | RC Lighting | PRT70N/[All Housing Colors]/D10/WS RCL | Outdoor Luminaires | Mid Output | Parking Garage Luminaires | Premium | FALSE | [9 empty] | 12/21/2015 12:00:00 AM | Dimmable | Continuous Below 10 | Yes |  |  | 7701 | 109.7 | 70.2 | 6.5 | 0.994 | 3920 | 73
P2FJQQK2 | RC Lighting | RC Lighting | PRT70Y/[All Housing Colors]/D10 RCL | Outdoor Luminaires | Mid Output | Parking Garage Luminaires | Standard | FALSE | [9 empty] | 12/21/2015 12:00:00 AM | Dimmable | Continuous Below 10 | No |  |  | 7629 | 108.1 | 70.6 | 5.5 | 0.993 | 3079 | 71
PEYJRX81 | RC Lighting | RC Lighting | PRT70Y/[All Housing Colors]/D10/WS RCL | Outdoor Luminaires | Mid Output | Parking Garage Luminaires | Standard | FALSE | [9 empty] | 12/21/2015 12:00:00 AM | Dimmable | Continuous Below 10 | Yes |  |  | 7629 | 108.1 | 70.6 | 5.5 | 0.993 | 3079 | 71
PD3BFCT8 | RC Lighting | RC Lighting | PRT80/[All Housing Colors]/D10/WS RCL | Outdoor Luminaires | Mid Output | Parking Garage Luminaires | Standard | FALSE | [9 empty] | 12/21/2015 12:00:00 AM | Dimmable | Continuous Below 10 | Yes |  |  | 8771 | 106.8 | 82.1 | 4.4 | 0.996 | 5071 | 74
P7F1228H | RC Lighting | RC Lighting | PRT105Y[All Colors]/347/[PCS4] RCL | Outdoor Luminaires | Mid Output | Parking Garage Luminaires | Standard | TRUE | 9892 | 99.9 | 99 | 10.2 | 0.98 | 3088 | 71 | 5 | 100000 | 2/4/2016 12:00:00 AM | Not Dimmable | Not Dimmable | Yes |  | 3.1 | 9892 | 100 | 99 | 10.2 | 0.98 | 3088 | 71
P5XDCWWD | RC Lighting | RC Lighting | PRT80Y[All Colors]/347/[PCS4] RCL | Outdoor Luminaires | Mid Output | Parking Garage Luminaires | Premium | TRUE | 8511 | 106 | 80.3 | 11.4 | 0.964 | 3087 | 71 | 5 | 100000 | 2/4/2016 12:00:00 AM | Not Dimmable | Not Dimmable | Yes |  | 3.1 | 8511 | 106 | 80.3 | 11.4 | 0.964 | 3087 | 71
PES3R4HP | RC Lighting | RC Lighting | PRT70Y[All Colors]/347/ [PCS4] RCL | Outdoor Luminaires | Mid Output | Parking Garage Luminaires | Premium | TRUE | 7546 | 110.3 | 68.4 | 6 | 0.986 | 3084 | 71 | 5 | 100000 | 2/4/2016 12:00:00 AM | Not Dimmable | Not Dimmable | Yes |  | 3.1 | 7546 | 110.3 | 68.4 | 6 | 0.986 | 3084 | 71
P5ZNVTFS | RC Lighting | RC Lighting | PRT70N[All Colors]/347/[PCS4] RCL | Outdoor Luminaires | Mid Output | Parking Garage Luminaires | Premium | FALSE | [9 empty] | 2/4/2016 12:00:00 AM | Not Dimmable | Not Dimmable | Yes |  |  | 7617 | 110 | 69.2 | 15.5 | 0.98 | 3920 | 73
PUKM3BC9 | RC Lighting | RC Lighting | PRT70[All Colors]/347/[PCS4] RCL | Outdoor Luminaires | Mid Output | Parking Garage Luminaires | Premium | FALSE | [9 empty] | 2/4/2016 12:00:00 AM | Not Dimmable | Not Dimmable | Yes |  |  | 7736 | 111.5 | 69.4 | 13.9 | 0.98 | 5037 | 74
PQVNGR48 | RC Lighting | RC Lighting | PRT80[All Colors]/347/[PCS4] RCL | Outdoor Luminaires | Mid Output | Parking Garage Luminaires | Premium | FALSE | [9 empty] | 2/4/2016 12:00:00 AM | Not Dimmable | Not Dimmable | Yes |  |  | 8887 | 107.3 | 82.8 | 12 | 0.964 | 5071 | 74
PPHAZRZJ | RC Lighting | RC Lighting | PRT105N[All Colors]/347/[PCS4] RCL | Outdoor Luminaires | High Output | Parking Garage Luminaires | Standard | FALSE | [9 empty] | 2/4/2016 12:00:00 AM | Not Dimmable | Not Dimmable | Yes |  |  | 10103 | 100.2 | 100.4 | 10.2 | 0.98 | 3953 | 73
P5ZPGXJ8 | RC Lighting | RC Lighting | PRT105[All Colors]/347/[PCS4] RCL | Outdoor Luminaires | High Output | Parking Garage Luminaires | Standard | FALSE | [9 empty] | 2/4/2016 12:00:00 AM | Not Dimmable | Not Dimmable | Yes |  |  | 10148 | 100.3 | 101.2 | 11.3 | 0.98 | 5056 | 74
P63D2W2F | RC Lighting | RC Lighting | PRT80N[All Colors]/347/[PCS4] RCL | Outdoor Luminaires | Mid Output | Parking Garage Luminaires | Premium | FALSE | [9 empty] | 2/4/2016 12:00:00 AM | Not Dimmable | Not Dimmable | Yes |  |  | 8607 | 105.6 | 81.5 | 14.7 | 0.964 | 3938 | 73
PZA7P1JX | Reliable Energy Solutions | POLARIS | CP45W5KYY | Outdoor Luminaires | Low Output | Parking Garage Luminaires | Standard | TRUE | 4005.121 | 91.722 | 43.666 | 13.77 | 0.9507 | 3991 | 83.5 | 5 | 50000 | 2/18/2016 12:00:00 AM | Not Dimmable | Not Dimmable | Not Yet Verified |  | 2.1 | 4005.121 | 91.722 | 43.666 | 13.77 | 0.987 | 3991 | 83.5
PFB47E9R | Reliable Energy Solutions | POLARIS | CP70W5KYY | Outdoor Luminaires | Low Output | Parking Garage Luminaires | Standard | FALSE | [9 empty] | 2/18/2016 12:00:00 AM | Not Dimmable | Not Dimmable | Not Yet Verified |  |  | 4149.603 | 95.022 | 43.67 | 13.77 | 0.993 | 5074 | 82.3
PJC2HJPS | Reliable Energy Solutions | POLARIS | WP25W5KYY | Outdoor Luminaires | Mid Output | Parking Garage Luminaires | Standard | TRUE | 5703.348 | 79.834 | 71.44 | 21.55 | 0.9074 | 4108 | 85 | 5 | 50000 | 2/18/2016 12:00:00 AM | Not Dimmable | Not Dimmable | Not Yet Verified |  | 2.1 | 5703.348 | 79.834 | 71.44 | 21.55 | 0.983 | 4108 | 85
PW9NXM7B | Reliable Energy Solutions | POLARIS | CP45W4KYY | Outdoor Luminaires | Mid Output | Parking Garage Luminaires | Standard | FALSE | [9 empty] | 2/18/2016 12:00:00 AM | Not Dimmable | Not Dimmable | Not Yet Verified |  |  | 5928.278 | 86.255 | 68.73 | 21.55 | 0.977 | 5286 | 77.1
P000017NH | Relume Technologies | Relume Technologies | PV-40HB-D5-DR-NW-UL1/UL2-*-*-*-* - 120V | Outdoor Luminaires | Low Output | Parking Garage Luminaires | Standard | TRUE | 3589 | 77.9 | 46.15 | 14.5 | 0.972 | 4843 | 84 | 5 |  | 10/15/2012 12:00:00 AM | Not Yet Verified | Not Yet Verified | Not Yet Verified |  | 1.7 | 3998 | 86 | 46.61 |  | 0.98 | 4500
P000017NJ | Relume Technologies | Relume Technologies | PV-40HB-D3-DR-NW-UL1/UL2-*-*-*-* - 120V | Outdoor Luminaires | Low Output | Parking Garage Luminaires | Standard | TRUE | 2698 | 77.3 | 34.94 | 22.2 | 0.934 | 4843 | 84 | 5 |  | 10/15/2012 12:00:00 AM | Not Yet Verified | Not Yet Verified | Not Yet Verified |  | 1.7 | 3998 | 86 | 46.61 |  | 0.98 | 4500
P00001830 | Relume Technologies | Relume Technologies | PV50HB-D5-DA-NW-UL1-XX-*-*-* | Outdoor Luminaires | Mid Output | Parking Garage Luminaires | Standard | TRUE | 5460 | 87.2 | 62.59 | 7.73 | 0.985 | 3831 | 72.1 | 5 |  | 10/17/2013 12:00:00 AM | Not Dimmable | Not Dimmable | No |  | 2 | 5594 | 89.6 | 62.44 | 6 | 0.997 | 3831 | 72.1
P9GVPGMH | Relume Technologies | Relume Technologies | PV50HB-D5-DA-CW-UL1-BB-*-*-* | Outdoor Luminaires | Mid Output | Parking Garage Luminaires | Standard | FALSE | [9 empty] | 10/17/2013 12:00:00 AM | Not Dimmable | Not Dimmable | No |  |  | 5708 | 91.3 | 62.52 | 6.14 | 0.997 | 5733 | 76
P00001831 | Relume Technologies | Relume Technologies | PV50HB-D5-DA-NW-UL1-PC-*-*-* | Outdoor Luminaires | Mid Output | Parking Garage Luminaires | Standard | FALSE | [9 empty] | 10/17/2013 12:00:00 AM | Not Dimmable | Not Dimmable | Yes |  |  | 5594 | 89.6 | 62.44 | 6 | 0.997 | 3831 | 72.1
PQXFEVB6 | Relume Technologies | Relume Technologies | PV50HB-D5-DA-NW-UL1-BB-*-*-* | Outdoor Luminaires | Mid Output | Parking Garage Luminaires | Standard | FALSE | [9 empty] | 10/17/2013 12:00:00 AM | Not Dimmable | Not Dimmable | No |  |  | 5594 | 89.6 | 62.44 | 6 | 0.997 | 3831 | 72.1
PAPAMUFH | Relume Technologies | Relume Technologies | PV50HB-D5-DA-NW-UL1-OC-*-*-* | Outdoor Luminaires | Mid Output | Parking Garage Luminaires | Standard | FALSE | [9 empty] | 10/17/2013 12:00:00 AM | Dimmable | Stepped | Yes |  |  | 5594 | 89.6 | 62.44 | 6 | 0.997 | 3831 | 72.1
PBEY47AW | Relume Technologies | Relume Technologies | PV50HB-D5-DA-CW-UL1-OC-*-*-* | Outdoor Luminaires | Mid Output | Parking Garage Luminaires | Standard | FALSE | [9 empty] | 10/17/2013 12:00:00 AM | Dimmable | Stepped | Yes |  |  | 5708 | 91.3 | 62.52 | 6.14 | 0.997 | 5733 | 76
P26N897M | Relume Technologies | Relume Technologies | PV50HB-D5-DA-NW-UL1-DM-*-*-* | Outdoor Luminaires | Mid Output | Parking Garage Luminaires | Standard | FALSE | [9 empty] | 10/17/2013 12:00:00 AM | Dimmable | Continuous Below 10 | No |  |  | 5594 | 89.6 | 62.44 | 6 | 0.997 | 3831 | 72.1
P3DJ7ZMA | Relume Technologies | Relume Technologies | PV50HB-D5-DA-CW-UL1-XX-*-*-* | Outdoor Luminaires | Mid Output | Parking Garage Luminaires | Standard | FALSE | [9 empty] | 10/17/2013 12:00:00 AM | Not Dimmable | Not Dimmable | No |  |  | 5708 | 91.3 | 62.52 | 6.14 | 0.997 | 5733 | 76
PT6H615W | Relume Technologies | Relume Technologies | PV50HB-D5-DA-CW-UL1-PC-*-*-* | Outdoor Luminaires | Mid Output | Parking Garage Luminaires | Standard | FALSE | [9 empty] | 10/17/2013 12:00:00 AM | Not Dimmable | Not Dimmable | Yes |  |  | 5708 | 91.3 | 62.52 | 6.14 | 0.997 | 5733 | 76
PHYT5DDB | Relume Technologies | Relume Technologies | PV50HB-D5-DA-CW-UL1-DM-*-*-* | Outdoor Luminaires | Mid Output | Parking Garage Luminaires | Standard | FALSE | [9 empty] | 10/17/2013 12:00:00 AM | Dimmable | Continuous Below 10 | No |  |  | 5708 | 91.3 | 62.52 | 6.14 | 0.997 | 5733 | 76
P00001833 | Relume Technologies | Relume Technologies | PV40HB-D5-DA-NW-UL1-XX-*-*-* | Outdoor Luminaires | Low Output | Parking Garage Luminaires | Standard | TRUE | 3895 | 85.9 | 45.34 | 9.58 | 0.977 | 3846 | 72.2 | 5 |  | 11/22/2013 12:00:00 AM | Not Dimmable | Not Dimmable | No |  | 2.1 | 3998 | 88.9 | 45.29 | 8.74 | 0.995 | 3864 | 72.2
PY9AW6YM | Relume Technologies | Relume Technologies | PV40HB-D5-DA-NW-UL1-DM-*-*-* | Outdoor Luminaires | Low Output | Parking Garage Luminaires | Standard | FALSE | [9 empty] | 11/22/2013 12:00:00 AM | Dimmable | Continuous Below 10 | No |  |  | 3998 | 88.9 | 45.29 | 8.74 | 0.995 | 3864 | 72.2
PZ31ZBGD | Relume Technologies | Relume Technologies | PV40HB-D5-DA-CW-UL1-BB-*-*-* | Outdoor Luminaires | Low Output | Parking Garage Luminaires | Standard | FALSE | [9 empty] | 11/22/2013 12:00:00 AM | Not Dimmable | Not Dimmable | No |  |  | 3991 | 87.9 | 45.39 | 8.72 | 0.995 | 5762 | 76.3
PYSJHRZY | Relume Technologies | Relume Technologies | PV40HB-D5-DA-CW-UL1-DM-*-*-* | Outdoor Luminaires | Low Output | Parking Garage Luminaires | Standard | FALSE | [9 empty] | 11/22/2013 12:00:00 AM | Dimmable | Continuous Below 10 | No |  |  | 3991 | 87.9 | 45.39 | 8.72 | 0.995 | 5762 | 76.3
P3WEWRAK | Relume Technologies | Relume Technologies | PV40HB-D5-DA-CW-UL1-XX-*-*-* | Outdoor Luminaires | Low Output | Parking Garage Luminaires | Standard | FALSE | [9 empty] | 11/22/2013 12:00:00 AM | Not Dimmable | Not Dimmable | No |  |  | 3991 | 87.9 | 45.39 | 8.72 | 0.995 | 5762 | 76.3
PEKQ2MPV | Relume Technologies | Relume Technologies | PV40HB-D5-DA-CW-UL1-OC-*-*-* | Outdoor Luminaires | Low Output | Parking Garage Luminaires | Standard | FALSE | [9 empty] | 11/22/2013 12:00:00 AM | Dimmable | Stepped | Yes |  |  | 3991 | 87.9 | 45.39 | 8.72 | 0.995 | 5762 | 76.3
PRT3XSKA | Relume Technologies | Relume Technologies | PV40HB-D5-DA-NW-UL1-BB-*-*-* | Outdoor Luminaires | Low Output | Parking Garage Luminaires | Standard | FALSE | [9 empty] | 11/22/2013 12:00:00 AM | Not Dimmable | Not Dimmable | No |  |  | 3998 | 88.9 | 45.29 | 8.74 | 0.995 | 3864 | 72.2
PHZAX2VT | Relume Technologies | Relume Technologies | PV40HB-D5-DA-CW-UL1-PC-*-*-* | Outdoor Luminaires | Low Output | Parking Garage Luminaires | Standard | FALSE | [9 empty] | 11/22/2013 12:00:00 AM | Not Dimmable | Not Dimmable | Yes |  |  | 3991 | 87.9 | 45.39 | 8.72 | 0.995 | 5762 | 76.3
P00001834 | Relume Technologies | Relume Technologies | PV40HB-D5-DA-NW-UL1-PC-*-*-* | Outdoor Luminaires | Low Output | Parking Garage Luminaires | Standard | FALSE | [9 empty] | 11/22/2013 12:00:00 AM | Not Dimmable | Not Dimmable | Yes |  |  | 3998 | 88.9 | 45.29 | 8.74 | 0.995 | 3864 | 72.2
P89PQEZG | Relume Technologies | Relume Technologies | PV40HB-D5-DA-NW-UL1-OC-*-*-* | Outdoor Luminaires | Low Output | Parking Garage Luminaires | Standard | FALSE | [9 empty] | 11/22/2013 12:00:00 AM | Dimmable | Stepped | Yes |  |  | 3998 | 88.9 | 45.29 | 8.74 | 0.995 | 3864 | 72.2
PVCF1UJ9 | Relume Technologies | Relume Technologies | PV85HB-D5-DA-NW-UL1-XX-*-*-* | Outdoor Luminaires | Mid Output | Parking Garage Luminaires | Standard | TRUE | 8776 | 86.2 | 100.9 | 8.61 | 0.944 | 4103 | 74.7 | 5 | 50000 | 4/21/2015 12:00:00 AM | Not Dimmable | Not Dimmable | Not Yet Verified |  | 2.1 | 8776 | 86.2 | 101.8 | 5.17 | 0.997 | 4000 | 74.7
P89WDAY8 | Relume Technologies | Relume Technologies | PV85HB-D5-DA-NW-UL1-DM-*-*-* | Outdoor Luminaires | Mid Output | Parking Garage Luminaires | Standard | FALSE | [9 empty] | 4/21/2015 12:00:00 AM | Dimmable | Continuous Below 10 | Not Yet Verified |  |  | 8776 | 86.2 | 101.8 | 5.17 | 0.997 | 4000 | 74.7
PC12P7ZQ | Relume Technologies | Relume Technologies | PV85HB-D5-DA-CW-UL1-XX-*-*-* | Outdoor Luminaires | Mid Output | Parking Garage Luminaires | Standard | FALSE | [9 empty] | 4/21/2015 12:00:00 AM | Not Dimmable | Not Dimmable | Not Yet Verified |  |  | 9022 | 89.2 | 101.1 | 5.196 | 0.997 | 5000 | 74.2
P1C3952F | Relume Technologies | Relume Technologies | PV85HB-D5-DA-NW-UL1-PC-*-*-* | Outdoor Luminaires | Mid Output | Parking Garage Luminaires | Standard | FALSE | [9 empty] | 4/21/2015 12:00:00 AM | Not Dimmable | Not Dimmable | Not Yet Verified |  |  | 8776 | 86.2 | 101.8 | 5.17 | 0.997 | 4000 | 74.7
PNW6X76M | Relume Technologies | Relume Technologies | PV85HB-D5-DA-NW-UL1-SC-*-*-* | Outdoor Luminaires | Mid Output | Parking Garage Luminaires | Standard | FALSE | [9 empty] | 4/21/2015 12:00:00 AM | Dimmable | Stepped | Not Yet Verified |  |  | 8776 | 86.2 | 101.8 | 5.17 | 0.997 | 4000 | 74.7
PXE3BPB3 | Relume Technologies | Relume Technologies | PV85HB-D5-DA-CW-UL1-DM-*-*-* | Outdoor Luminaires | Mid Output | Parking Garage Luminaires | Standard | FALSE | [9 empty] | 4/21/2015 12:00:00 AM | Dimmable | Continuous Below 10 | Not Yet Verified |  |  | 9022 | 89.2 | 101.1 | 5.196 | 0.997 | 5000 | 74.2
PTBZTPGJ | Relume Technologies | Relume Technologies | PV85HB-D5-DA-NW-UL1-OC-*-*-* | Outdoor Luminaires | Mid Output | Parking Garage Luminaires | Standard | FALSE | [9 empty] | 4/21/2015 12:00:00 AM | Dimmable | Stepped | Not Yet Verified |  |  | 8776 | 86.2 | 101.8 | 5.17 | 0.997 | 4000 | 74.7
PK1MWHWT | Relume Technologies | Relume Technologies | PV85HB-D5-DA-NW-UL1-BB-*-*-* | Outdoor Luminaires | Mid Output | Parking Garage Luminaires | Standard | FALSE | [9 empty] | 4/21/2015 12:00:00 AM | Not Dimmable | Not Dimmable | Not Yet Verified |  |  | 8776 | 86.2 | 101.8 | 5.17 | 0.997 | 4000 | 74.7
PKHBR8KN | Relume Technologies | Relume Technologies | PV85HB-D5-DA-CW-UL1-PC-*-*-* | Outdoor Luminaires | Mid Output | Parking Garage Luminaires | Standard | FALSE | [9 empty] | 4/21/2015 12:00:00 AM | Not Dimmable | Not Dimmable | Not Yet Verified |  |  | 9022 | 89.2 | 101.1 | 5.196 | 0.997 | 5000 | 74.2
PKE3P11T | Relume Technologies | Relume Technologies | PV85HB-D5-DA-CW-UL1-BB-*-*-* | Outdoor Luminaires | Mid Output | Parking Garage Luminaires | Standard | FALSE | [9 empty] | 4/21/2015 12:00:00 AM | Not Dimmable | Not Dimmable | Not Yet Verified |  |  | 9022 | 89.2 | 101.1 | 5.196 | 0.997 | 5000 | 74.2
P4EKV8X2 | Relume Technologies | Relume Technologies | PV85HB-D5-DA-CW-UL1-SC-*-*-* | Outdoor Luminaires | Mid Output | Parking Garage Luminaires | Standard | FALSE | [9 empty] | 4/21/2015 12:00:00 AM | Dimmable | Stepped | Not Yet Verified |  |  | 9022 | 89.2 | 101.1 | 5.196 | 0.997 | 5000 | 74.2
PAQ2YC6Q | Relume Technologies | Relume Technologies | PV85HB-D5-DA-CW-UL1-OC-*-*-* | Outdoor Luminaires | Mid Output | Parking Garage Luminaires | Standard | FALSE | [9 empty] | 4/21/2015 12:00:00 AM | Dimmable | Stepped | Not Yet Verified |  |  | 9022 | 89.2 | 101.1 | 5.196 | 0.997 | 5000 | 74.2
P5GYFY5U | RemPhos Technologies, LLC | Remphos | RPT-LEDCF-3100LM-4000K-[OCC,P,BLANK] | Outdoor Luminaires | Low Output | Parking Garage Luminaires | Premium | TRUE | 2932.8 | 100.65 | 29.14 | 13.44 | 0.905 | 3895 | 73.4 | 6 | 50000 | 6/13/2016 12:00:00 AM | Not Dimmable | Not Dimmable | Yes |  | 3.1 | 2952.6 | 101.66 | 29.04 | 13.44 | 0.905 | 4000 | 73.4
PP69BC7Q | RemPhos Technologies, LLC | Remphos | RPT-LEDCF-3100LM-4500K-[OCC,P,BLANK] | Outdoor Luminaires | Low Output | Parking Garage Luminaires | Premium | FALSE | [9 empty] | 6/13/2016 12:00:00 AM | Not Dimmable | Not Dimmable | Yes |  |  | 2952.6 | 101.66 | 29.04 | 13.44 | 0.905 | 4500 | 73.4
PWR7WJUU | RemPhos Technologies, LLC | Remphos | RPT-LEDCF-3100LM-5500K-[10VDIM,OCC,P,BLANK] | Outdoor Luminaires | Low Output | Parking Garage Luminaires | Premium | FALSE | [9 empty] | 6/13/2016 12:00:00 AM | Dimmable | Continuous Below 10 | Yes |  |  | 3068 | 104.18 | 29.45 | 13.54 | 0.9058 | 5500 | 77.3
PMDNB5CB | RemPhos Technologies, LLC | Remphos | RPT-LEDCF-3100LM-5500K-[OCC,P,BLANK] | Outdoor Luminaires | Low Output | Parking Garage Luminaires | Premium | FALSE | [9 empty] | 6/13/2016 12:00:00 AM | Not Dimmable | Not Dimmable | Yes |  |  | 3068 | 104.18 | 29.45 | 13.54 | 0.9058 | 5500 | 77.3
P7V1F2CM | RemPhos Technologies, LLC | Remphos | RPT-LEDCF-3100LM-5000K-[OCC,P,BLANK] | Outdoor Luminaires | Low Output | Parking Garage Luminaires | Premium | FALSE | [9 empty] | 6/13/2016 12:00:00 AM | Not Dimmable | Not Dimmable | Yes |  |  | 2952.6 | 101.66 | 29.04 | 13.44 | 0.905 | 5000 | 73.4
P8WC6KN1 | RemPhos Technologies, LLC | Remphos | RPT-LEDCF-3100LM-5000K-[10VDIM,OCC,P,BLANK] | Outdoor Luminaires | Low Output | Parking Garage Luminaires | Premium | FALSE | [9 empty] | 6/13/2016 12:00:00 AM | Dimmable | Continuous Below 10 | Yes |  |  | 2952.6 | 101.66 | 29.04 | 13.44 | 0.905 | 5000 | 73.4
PGPHZ1VT | RemPhos Technologies, LLC | Remphos | RPT-LEDCF-3100LM-4000K-[10VDIM,OCC,P,BLANK] | Outdoor Luminaires | Low Output | Parking Garage Luminaires | Premium | FALSE | [9 empty] | 6/13/2016 12:00:00 AM | Dimmable | Continuous Below 10 | Yes |  |  | 2952.6 | 101.66 | 29.04 | 13.44 | 0.905 | 4000 | 73.4
PHPZSEB8 | RemPhos Technologies, LLC | Remphos | RPT-LEDCF-3100LM-4500K-[10VDIM,OCC,P,BLANK] | Outdoor Luminaires | Low Output | Parking Garage Luminaires | Premium | FALSE | [9 empty] | 6/13/2016 12:00:00 AM | Dimmable | Continuous Below 10 | Yes |  |  | 2952.6 | 101.66 | 29.04 | 13.44 | 0.905 | 4500 | 73.4
PDKE33SF | RemPhos Technologies, LLC | Remphos | RPT-LEDCF-4500LM-4000K-[OCC,P,BLANK] | Outdoor Luminaires | Low Output | Parking Garage Luminaires | Premium | TRUE | 4320.5 | 105.92 | 40.79 | 13.29 | 0.9012 | 3899 | 74 | 6 | 50000 | 6/13/2016 12:00:00 AM | Not Dimmable | Not Dimmable | Yes |  | 3.1 | 4320.5 | 105.92 | 40.79 | 13.29 | 0.9012 | 4000 | 74
PT2MMM7Z | RemPhos Technologies, LLC | Remphos | RPT-LEDCF-4500LM-4500K-[OCC,P,BLANK] | Outdoor Luminaires | Low Output | Parking Garage Luminaires | Premium | FALSE | [9 empty] | 6/13/2016 12:00:00 AM | Not Dimmable | Not Dimmable | Yes |  |  | 4320.5 | 105.92 | 40.79 | 13.29 | 0.9012 | 4500 | 74
PFAYWAPP | RemPhos Technologies, LLC | Remphos | RPT-LEDCF-4500LM-5000K-[OCC,P,BLANK] | Outdoor Luminaires | Low Output | Parking Garage Luminaires | Premium | FALSE | [9 empty] | 6/13/2016 12:00:00 AM | Not Dimmable | Not Dimmable | Yes |  |  | 4320.5 | 105.92 | 40.79 | 13.29 | 0.9012 | 5000 | 74
PTKFV1MW | RemPhos Technologies, LLC | Remphos | RPT-LEDCF-4500LM-5500K-[OCC,P,BLANK] | Outdoor Luminaires | Low Output | Parking Garage Luminaires | Premium | FALSE | [9 empty] | 6/13/2016 12:00:00 AM | Not Dimmable | Not Dimmable | Yes |  |  | 4431 | 107.98 | 41.04 | 13.61 | 0.9034 | 5500 | 77.5
P7KCRB9E | RemPhos Technologies, LLC | Remphos | RPT-LEDCF-4500LM-4000K-[10VDIM,OCC,P,BLANK] | Outdoor Luminaires | Low Output | Parking Garage Luminaires | Premium | FALSE | [9 empty] | 6/13/2016 12:00:00 AM | Dimmable | Continuous Below 10 | Yes |  |  | 4320.5 | 105.92 | 40.79 | 13.29 | 0.9012 | 4000 | 74
P41U8QBQ | RemPhos Technologies, LLC | Remphos | RPT-LEDCF-4500LM-5000K-[10VDIM,OCC,P,BLANK] | Outdoor Luminaires | Low Output | Parking Garage Luminaires | Premium | FALSE | [9 empty] | 6/13/2016 12:00:00 AM | Dimmable | Continuous Below 10 | Yes |  |  | 4320.5 | 105.92 | 40.79 | 13.29 | 0.9012 | 5000 | 74
PRHAHFEV | RemPhos Technologies, LLC | Remphos | RPT-LEDCF-4500LM-5500K-[10VDIM,OCC,P,BLANK] | Outdoor Luminaires | Low Output | Parking Garage Luminaires | Premium | FALSE | [9 empty] | 6/13/2016 12:00:00 AM | Dimmable | Continuous Below 10 | Yes |  |  | 4431 | 107.98 | 41.04 | 13.61 | 0.9034 | 5500 | 77.5
PDVZNV3Q | RemPhos Technologies, LLC | Remphos | RPT-LEDCF-4500LM-4500K-[10VDIM,OCC,P,BLANK] | Outdoor Luminaires | Low Output | Parking Garage Luminaires | Premium | FALSE | [9 empty] | 6/13/2016 12:00:00 AM | Dimmable | Continuous Below 10 | Yes |  |  | 4320.5 | 105.92 | 40.79 | 13.29 | 0.9012 | 4500 | 74
PA8HBFVV | RemPhos Technologies, LLC | Remphos | RPT-LEDCF-5800LM-4000K-[OCC,P,BLANK] | Outdoor Luminaires | Mid Output | Parking Garage Luminaires | Premium | TRUE | 5540.5 | 107.88 | 51.36 | 13.47 | 0.9103 | 4038 | 74.1 | 6 | 50000 | 6/13/2016 12:00:00 AM | Not Dimmable | Not Dimmable | Yes |  | 3.1 | 5540.5 | 107.88 | 51.36 | 13.47 | 0.9106 | 4000 | 74.1
PXRKQG5P | RemPhos Technologies, LLC | Remphos | RPT-LEDCF-5800LM-4500K-[10VDIM,OCC,P,BLANK] | Outdoor Luminaires | Mid Output | Parking Garage Luminaires | Premium | FALSE | [9 empty] | 6/13/2016 12:00:00 AM | Dimmable | Continuous Below 10 | Yes |  |  | 5540.5 | 107.88 | 51.36 | 13.47 | 0.9106 | 4500 | 74.1
PUWWKJFS | RemPhos Technologies, LLC | Remphos | RPT-LEDCF-5800LM-5500K-[OCC,P,BLANK] | Outdoor Luminaires | Mid Output | Parking Garage Luminaires | Premium | FALSE | [9 empty] | 6/13/2016 12:00:00 AM | Not Dimmable | Not Dimmable | Yes |  |  | 5724 | 111.6 | 51.29 | 13.79 | 0.9113 | 5500 | 77.6
PSXYTSNB | RemPhos Technologies, LLC | Remphos | RPT-LEDCF-5800LM-5000K-[10VDIM,OCC,P,BLANK] | Outdoor Luminaires | Mid Output | Parking Garage Luminaires | Premium | FALSE | [9 empty] | 6/13/2016 12:00:00 AM | Dimmable | Continuous Below 10 | Yes |  |  | 5540.5 | 107.88 | 51.36 | 13.47 | 0.9106 | 5000 | 74.1
PRH6K7UC | RemPhos Technologies, LLC | Remphos | RPT-LEDCF-5800LM-4500K-[OCC,P,BLANK] | Outdoor Luminaires | Mid Output | Parking Garage Luminaires | Premium | FALSE | [9 empty] | 6/13/2016 12:00:00 AM | Not Dimmable | Not Dimmable | Yes |  |  | 5540.5 | 107.88 | 51.36 | 13.47 | 0.9106 | 4500 | 74.1
PQ9JRW8Y | RemPhos Technologies, LLC | Remphos | RPT-LEDCF-5800LM-5000K-[OCC,P,BLANK] | Outdoor Luminaires | Mid Output | Parking Garage Luminaires | Premium | FALSE | [9 empty] | 6/13/2016 12:00:00 AM | Not Dimmable | Not Dimmable | Yes |  |  | 5540.5 | 107.88 | 51.36 | 13.47 | 0.9106 | 5000 | 74.1
PCCG64VD | RemPhos Technologies, LLC | Remphos | RPT-LEDCF-5800LM-4000K-[10VDIM,OCC,P,BLANK] | Outdoor Luminaires | Mid Output | Parking Garage Luminaires | Premium | FALSE | [9 empty] | 6/13/2016 12:00:00 AM | Dimmable | Continuous Below 10 | Yes |  |  | 5540.5 | 107.88 | 51.36 | 13.47 | 0.9106 | 4000 | 74.1
PJ23VF6R | RemPhos Technologies, LLC | Remphos | RPT-LEDCF-5800LM-5500K-[10VDIM,OCC,P,BLANK] | Outdoor Luminaires | Mid Output | Parking Garage Luminaires | Premium | FALSE | [9 empty] | 6/13/2016 12:00:00 AM | Dimmable | Continuous Below 10 | Yes |  |  | 5724 | 111.6 | 51.29 | 13.79 | 0.9113 | 5500 | 77.6
P00001H8H | RENOVA Lighting Systems, Inc. | Renova Lighting | L-GLT2-RF-UNV-V1-P3-50K | Outdoor Luminaires | Low Output | Parking Garage Luminaires | Standard | TRUE | 4374 | 88.8 | 49.23 | 15.5 | 0.97 | 5136 | 72.4 | 5 | 50000 | 1/13/2014 12:00:00 AM | Not Yet Verified | Not Yet Verified | Not Yet Verified |  | 2.1 | [5 empty] | 5000 | 70
P00001H8I | RENOVA Lighting Systems, Inc. | RENOVA | GLT2-V2-5K | Outdoor Luminaires | Mid Output | Parking Garage Luminaires | Standard | TRUE | 7844 | 80.1 | 97.95 | 12.7 | 0.944 | 4984 | 75.3 | 5 | 50000 | 4/7/2014 12:00:00 AM | Not Yet Verified | Not Yet Verified | Not Yet Verified |  | 2.1 | [5 empty] | 5000 | 70
P8AH4P6WV | RENOVA Lighting Systems, Inc. | RENOVA | L-WDG2-MN-L34-UNV-37DM-W36-C40-CA | Outdoor Luminaires | Low Output | Parking Garage Luminaires | Standard | TRUE | 3476 | 96.02 | 36.2 | 20.2 | 0.92 | 4237 | 84.8 | 5 | 50000 | 9/12/2014 12:00:00 AM | Not Dimmable | Not Dimmable | Not Yet Verified |  | 2.1 |  |  | 37 |  |  | 4000
PTJX9M3GW | RENOVA Lighting Systems, Inc. | RENOVA | L-WDG2-MN-L30-UNV-37DM-W36-C40-CP | Outdoor Luminaires | Low Output | Parking Garage Luminaires | Standard | TRUE | 3005 | 83.08 | 36.17 | 20.4 | 0.92 | 4306 | 86.9 | 5 | 50000 | 9/12/2014 12:00:00 AM | Not Dimmable | Not Dimmable | Not Yet Verified |  | 2.1 |  |  | 37 |  |  | 4000
PJAZR9X7 | RENOVA Lighting Systems, Inc. | Renova Lighting Systems | RDL13-S-L076-UNV-DM-C50-AF-RD-xx-BS | Outdoor Luminaires | Mid Output | Parking Garage Luminaires | Standard | TRUE | 7622 | 101.5 | 75.08 | 9.79 | 0.928 | 5068 | 83.3 | 5 | 50000 | 6/17/2016 12:00:00 AM | Dimmable | Continuous Below 10 | No |  | 3.1 | 7622 | 101.5 | 74.94 | 9.79 | 0.928 | 5068 | 83.3
PC9S25Z3N | RENOVA Lighting Systems, Inc. | RENOVA | GLT4-MS-L83-UNV-2/48DM-W72-C50-CA-B6CLRBKT01 | Outdoor Luminaires | Mid Output | Parking Garage Luminaires | Standard | TRUE | 8369 | 115.9 | 72.16 | 18.3 | 0.926 | 5047 | 83.7 | 5 |  | 2/26/2015 12:00:00 AM | Dimmable | Continuous Above 10 | Not Yet Verified |  | 2.1 | 8300 |  | 72 |  |  | 5000
P000018MS | Revolution Lighting Technologies | Seesmart, Inc. | 160016 | Outdoor Luminaires | Low Output | Parking Garage Luminaires | Standard | TRUE | 3397 | 80.5 | 42.2 | 14.33 | 0.935 | 4660 | 77.5 | 5 | 100000 | 1/12/2012 12:00:00 AM | Not Yet Verified | Not Yet Verified | Not Yet Verified |  | 1.6 | 3397 | 80 | 44 |  | 0.9 | 4500 | 70
P777B3QT | Revolution Lighting Technologies | Relume Technologies | PV71HB-D5-DA-NW-UL1-XX-*-*-* [90 degree beam angle only] | Outdoor Luminaires | Mid Output | Parking Garage Luminaires | Standard | TRUE | 6633 | 94 | 70.55 | 9.04 | 0.956 | 4079 | 75 | 5 |  | 4/23/2015 12:00:00 AM | Not Dimmable | Not Dimmable | Not Yet Verified |  | 2.1 |  |  |  | 20 | 0.98 | 4000
PM3KC4ZB | Revolution Lighting Technologies | Relume Technologies | PV71HB-D5-DA-CW-UL1-XX-*-*-*[90 degree beam angle only] | Outdoor Luminaires | Mid Output | Parking Garage Luminaires | Standard | FALSE | [9 empty] | 4/23/2015 12:00:00 AM | Not Dimmable | Not Dimmable | Not Yet Verified |  |  | 6600 | 94 | 70 | 20 | 0.98 | 5000 | 75
PXCCFEAU | Revolution Lighting Technologies | Revolution Lighting Technologies | 113001-110 | Outdoor Luminaires | Low Output | Parking Garage Luminaires | Standard | TRUE | 4470.1 | 94.33 | 47.39 | 19.54 | 0.909 | 3117 | 74.2 | 5 | 50000 | 9/25/2015 12:00:00 AM | Not Dimmable | Not Dimmable | Not Yet Verified |  | 2.1 | 4470.1 | 94.33 | 47.39 | 19.54 | 0.909 | 3000 | 74.2
PYAYHKWE | Revolution Lighting Technologies | Revolution Lighting Technologies | 113101-110 | Outdoor Luminaires | Low Output | Parking Garage Luminaires | Standard | TRUE | 4470.1 | 94.33 | 47.39 | 19.54 | 0.909 | 3117 | 74.2 | 5 | 50000 | 9/25/2015 12:00:00 AM | Not Dimmable | Not Dimmable | Not Yet Verified |  | 2.1 | 4470.1 | 94.33 | 47.39 | 19.54 | 0.909 | 3000 | 74.2
PTAVJM7A | Revolution Lighting Technologies | Revolution Lighting Technologies | 113201-110 | Outdoor Luminaires | Low Output | Parking Garage Luminaires | Standard | TRUE | 4470.1 | 94.33 | 47.39 | 19.54 | 0.909 | 3117 | 74.2 | 5 | 50000 | 9/25/2015 12:00:00 AM | Not Dimmable | Not Dimmable | Not Yet Verified |  | 2.1 | 4470.1 | 94.33 | 47.39 | 19.54 | 0.909 | 3000 | 74.2
P26XHZ3G | Revolution Lighting Technologies | Revolution Lighting Technologies | 113101-111 | Outdoor Luminaires | Low Output | Parking Garage Luminaires | Standard | FALSE | [9 empty] | 9/25/2015 12:00:00 AM | Not Dimmable | Not Dimmable | Not Yet Verified |  |  | 4470.1 | 94.33 | 47.39 | 19.54 | 0.9085 | 3500 | 74.2
PESFQ8SU | Revolution Lighting Technologies | Revolution Lighting Technologies | 113201-111 | Outdoor Luminaires | Low Output | Parking Garage Luminaires | Standard | FALSE | [9 empty] | 9/25/2015 12:00:00 AM | Not Dimmable | Not Dimmable | Not Yet Verified |  |  | 4470.1 | 94.33 | 47.39 | 19.54 | 0.9085 | 3500 | 74.2
P26YVC58 | Revolution Lighting Technologies | Revolution Lighting Technologies | 113001-112 | Outdoor Luminaires | Low Output | Parking Garage Luminaires | Standard | FALSE | [9 empty] | 9/25/2015 12:00:00 AM | Not Dimmable | Not Dimmable | Not Yet Verified |  |  | 4470.1 | 94.33 | 47.39 | 19.54 | 0.9085 | 4000 | 74.2
PJSZJWP7 | Revolution Lighting Technologies | Revolution Lighting Technologies | 113201-112 | Outdoor Luminaires | Low Output | Parking Garage Luminaires | Standard | FALSE | [9 empty] | 9/25/2015 12:00:00 AM | Not Dimmable | Not Dimmable | Not Yet Verified |  |  | 4470.1 | 94.33 | 47.39 | 19.54 | 0.9085 | 4000 | 74.2
P8773UG2 | Revolution Lighting Technologies | Revolution Lighting Technologies | 113201-113 | Outdoor Luminaires | Low Output | Parking Garage Luminaires | Standard | FALSE | [9 empty] | 9/25/2015 12:00:00 AM | Not Dimmable | Not Dimmable | Not Yet Verified |  |  | 4470.1 | 94.33 | 47.39 | 19.54 | 0.9085 | 4500 | 74.2
P6Y9J6VR | Revolution Lighting Technologies | Revolution Lighting Technologies | 113201-114 | Outdoor Luminaires | Low Output | Parking Garage Luminaires | Standard | FALSE | [9 empty] | 9/25/2015 12:00:00 AM | Not Dimmable | Not Dimmable | Not Yet Verified |  |  | 5006 | 103.75 | 48.25 | 19.23 | 0.9048 | 5000 | 74.9
PF4WS6QF | Revolution Lighting Technologies | Revolution Lighting Technologies | 113001-111 | Outdoor Luminaires | Low Output | Parking Garage Luminaires | Standard | FALSE | [9 empty] | 9/25/2015 12:00:00 AM | Not Dimmable | Not Dimmable | Not Yet Verified |  |  | 4470.1 | 94.33 | 47.39 | 19.54 | 0.9085 | 3500 | 74.2
PAYRG18S | Revolution Lighting Technologies | Revolution Lighting Technologies | 113101-112 | Outdoor Luminaires | Low Output | Parking Garage Luminaires | Standard | FALSE | [9 empty] | 9/25/2015 12:00:00 AM | Not Dimmable | Not Dimmable | Not Yet Verified |  |  | 4470.1 | 94.33 | 47.39 | 19.54 | 0.9085 | 4000 | 74.2
PDA9V48P | Revolution Lighting Technologies | Revolution Lighting Technologies | 113001-113 | Outdoor Luminaires | Low Output | Parking Garage Luminaires | Standard | FALSE | [9 empty] | 9/25/2015 12:00:00 AM | Not Dimmable | Not Dimmable | Not Yet Verified |  |  | 4470.1 | 94.33 | 47.39 | 19.54 | 0.9085 | 4500 | 74.2
PASFNCWX | Revolution Lighting Technologies | Revolution Lighting Technologies | 113101-114 | Outdoor Luminaires | Low Output | Parking Garage Luminaires | Standard | FALSE | [9 empty] | 9/25/2015 12:00:00 AM | Not Dimmable | Not Dimmable | Not Yet Verified |  |  | 5006 | 103.75 | 48.25 | 19.23 | 0.9048 | 5000 | 74.9
PHGA94Z6 | Revolution Lighting Technologies | Revolution Lighting Technologies | 113001-114 | Outdoor Luminaires | Low Output | Parking Garage Luminaires | Standard | FALSE | [9 empty] | 9/25/2015 12:00:00 AM | Not Dimmable | Not Dimmable | Not Yet Verified |  |  | 5006 | 103.75 | 48.25 | 19.23 | 0.9048 | 5000 | 74.9
PUP4NQSP | Revolution Lighting Technologies | Revolution Lighting Technologies | 113101-113 | Outdoor Luminaires | Low Output | Parking Garage Luminaires | Standard | FALSE | [9 empty] | 9/25/2015 12:00:00 AM | Not Dimmable | Not Dimmable | Not Yet Verified |  |  | 4470.1 | 94.33 | 47.39 | 19.54 | 0.9085 | 4500 | 74.2
PSYAE5D9 | Revolution Lighting Technologies | Revolution Lighting Technologies | 113003-110 | Outdoor Luminaires | Mid Output | Parking Garage Luminaires | Standard | TRUE | 9315.1 | 95.44 | 97.6 | 13.62 | 0.93 | 3115 | 74.4 | 5 | 50000 | 9/25/2015 12:00:00 AM | Not Dimmable | Not Dimmable | Not Yet Verified |  | 2.1 | 9315.1 | 95.44 | 97.6 | 13.62 | 0.93 | 3000 | 74.4
PCRGNG2K | Revolution Lighting Technologies | Revolution Lighting Technologies | 113103-110 | Outdoor Luminaires | Mid Output | Parking Garage Luminaires | Standard | TRUE | 9315.1 | 95.44 | 97.6 | 13.62 | 0.93 | 3115 | 74.4 | 5 | 50000 | 9/25/2015 12:00:00 AM | Not Dimmable | Not Dimmable | Not Yet Verified |  | 2.1 | 9315.1 | 95.44 | 97.6 | 13.62 | 0.93 | 3000 | 74.4
PZN9RMXP | Revolution Lighting Technologies | Revolution Lighting Technologies | 113203-110 | Outdoor Luminaires | Mid Output | Parking Garage Luminaires | Standard | TRUE | 9315.1 | 95.44 | 97.6 | 13.62 | 0.93 | 3115 | 74.4 | 5 | 50000 | 9/25/2015 12:00:00 AM | Not Dimmable | Not Dimmable | Not Yet Verified |  | 2.1 | 9315.1 | 95.44 | 97.6 | 13.62 | 0.93 | 3000 | 74.4
PPT849C4 | Revolution Lighting Technologies | Revolution Lighting Technologies | 113103-113 | Outdoor Luminaires | Mid Output | Parking Garage Luminaires | Standard | FALSE | [9 empty] | 9/25/2015 12:00:00 AM | Not Dimmable | Not Dimmable | Not Yet Verified |  |  | 9315.1 | 95.44 | 97.6 | 13.62 | 0.93 | 4500 | 74.4
PJ6V35B9 | Revolution Lighting Technologies | Revolution Lighting Technologies | 113103-114 | Outdoor Luminaires | Mid Output | Parking Garage Luminaires | Standard | FALSE | [9 empty] | 9/25/2015 12:00:00 AM | Not Dimmable | Not Dimmable | Not Yet Verified |  |  | 9780 | 100.28 | 97.53 | 13.24 | 0.924 | 5000 | 75
PE2FHJ8E | Revolution Lighting Technologies | Revolution Lighting Technologies | 113203-114 | Outdoor Luminaires | Mid Output | Parking Garage Luminaires | Standard | FALSE | [9 empty] | 9/25/2015 12:00:00 AM | Not Dimmable | Not Dimmable | Not Yet Verified |  |  | 9780 | 100.28 | 97.53 | 13.24 | 0.924 | 5000 | 75
PV9RTTXK | Revolution Lighting Technologies | Revolution Lighting Technologies | 113203-111 | Outdoor Luminaires | Mid Output | Parking Garage Luminaires | Standard | FALSE | [9 empty] | 9/25/2015 12:00:00 AM | Not Dimmable | Not Dimmable | Not Yet Verified |  |  | 9315.1 | 95.44 | 97.6 | 13.62 | 0.93 | 3500 | 74.4
PJNQU6FK | Revolution Lighting Technologies | Revolution Lighting Technologies | 113203-113 | Outdoor Luminaires | Mid Output | Parking Garage Luminaires | Standard | FALSE | [9 empty] | 9/25/2015 12:00:00 AM | Not Dimmable | Not Dimmable | Not Yet Verified |  |  | 9315.1 | 95.44 | 97.6 | 13.62 | 0.93 | 4500 | 74.4
P4E2EGWC | Revolution Lighting Technologies | Revolution Lighting Technologies | 113103-111 | Outdoor Luminaires | Mid Output | Parking Garage Luminaires | Standard | FALSE | [9 empty] | 9/25/2015 12:00:00 AM | Not Dimmable | Not Dimmable | Not Yet Verified |  |  | 9315.1 | 95.44 | 97.6 | 13.62 | 0.93 | 3500 | 74.4
P41V7Z2J | Revolution Lighting Technologies | Revolution Lighting Technologies | 113203-112 | Outdoor Luminaires | Mid Output | Parking Garage Luminaires | Standard | FALSE | [9 empty] | 9/25/2015 12:00:00 AM | Not Dimmable | Not Dimmable | Not Yet Verified |  |  | 9315.1 | 95.44 | 97.6 | 13.62 | 0.93 | 4000 | 74.4
PD4KV7QG | Revolution Lighting Technologies | Revolution Lighting Technologies | 113003-111 | Outdoor Luminaires | Mid Output | Parking Garage Luminaires | Standard | FALSE | [9 empty] | 9/25/2015 12:00:00 AM | Not Dimmable | Not Dimmable | Not Yet Verified |  |  | 9315.1 | 95.44 | 97.6 | 13.62 | 0.93 | 3500 | 74.4
PKV8EPTB | Revolution Lighting Technologies | Revolution Lighting Technologies | 113003-112 | Outdoor Luminaires | Mid Output | Parking Garage Luminaires | Standard | FALSE | [9 empty] | 9/25/2015 12:00:00 AM | Not Dimmable | Not Dimmable | Not Yet Verified |  |  | 9315.1 | 95.44 | 97.6 | 13.62 | 0.93 | 4000 | 74.4
PTNFTFUN | Revolution Lighting Technologies | Revolution Lighting Technologies | 113103-112 | Outdoor Luminaires | Mid Output | Parking Garage Luminaires | Standard | FALSE | [9 empty] | 9/25/2015 12:00:00 AM | Not Dimmable | Not Dimmable | Not Yet Verified |  |  | 9315.1 | 95.44 | 97.6 | 13.62 | 0.93 | 4000 | 74.4
PMRG9EHD | Revolution Lighting Technologies | Revolution Lighting Technologies | 113003-113 | Outdoor Luminaires | Mid Output | Parking Garage Luminaires | Standard | FALSE | [9 empty] | 9/25/2015 12:00:00 AM | Not Dimmable | Not Dimmable | Not Yet Verified |  |  | 9315.1 | 95.44 | 97.6 | 13.62 | 0.93 | 4500 | 74.4
P2VWBCZ2 | Revolution Lighting Technologies | Revolution Lighting Technologies | 113003-114 | Outdoor Luminaires | Mid Output | Parking Garage Luminaires | Standard | FALSE | [9 empty] | 9/25/2015 12:00:00 AM | Not Dimmable | Not Dimmable | Not Yet Verified |  |  | 9780 | 100.28 | 97.53 | 13.24 | 0.924 | 5000 | 75
P29PQ92W | Revolution Lighting Technologies | Revolution Lighting Technologies | 113206-110 | Outdoor Luminaires | High Output | Parking Garage Luminaires | Standard | TRUE | 27360 | 93.51 | 292.6 | 10.84 | 0.951 | 3124 | 74.4 | 5 | 50000 | 9/25/2015 12:00:00 AM | Not Dimmable | Not Dimmable | Not Yet Verified |  | 2.1 | 27360 | 93.51 | 292.6 | 11 | 0.95 | 3000 | 74.4
PZVQC17K | Revolution Lighting Technologies | Revolution Lighting Technologies | 113106-110 | Outdoor Luminaires | High Output | Parking Garage Luminaires | Standard | TRUE | 27360 | 93.51 | 292.6 | 10.84 | 0.951 | 3124 | 74.4 | 5 | 50000 | 9/25/2015 12:00:00 AM | Not Dimmable | Not Dimmable | Not Yet Verified |  | 2.1 | 27360 | 93.51 | 292.6 | 11 | 0.95 | 3000 | 74.4
PVJUSAMG | Revolution Lighting Technologies | Revolution Lighting Technologies | 113006-110 | Outdoor Luminaires | High Output | Parking Garage Luminaires | Standard | TRUE | 27360 | 93.51 | 292.6 | 10.84 | 0.951 | 3124 | 74.4 | 5 | 50000 | 9/25/2015 12:00:00 AM | Not Dimmable | Not Dimmable | Not Yet Verified |  | 2.1 | 27360 | 93.51 | 292.6 | 11 | 0.95 | 3000 | 74.4
PZEGKBFH | Revolution Lighting Technologies | Revolution Lighting Technologies | 113006-112 | Outdoor Luminaires | High Output | Parking Garage Luminaires | Standard | FALSE | [9 empty] | 9/25/2015 12:00:00 AM | Not Dimmable | Not Dimmable | Not Yet Verified |  |  | 27360 | 93.51 | 292.6 | 11 | 0.95 | 4000 | 74.4
PX6778DZ | Revolution Lighting Technologies | Revolution Lighting Technologies | 113206-113 | Outdoor Luminaires | High Output | Parking Garage Luminaires | Standard | FALSE | [9 empty] | 9/25/2015 12:00:00 AM | Not Dimmable | Not Dimmable | Not Yet Verified |  |  | 27360 | 93.51 | 292.6 | 11 | 0.95 | 4500 | 74.4
P66CWS8M | Revolution Lighting Technologies | Revolution Lighting Technologies | 113006-114 | Outdoor Luminaires | High Output | Parking Garage Luminaires | Standard | FALSE | [9 empty] | 9/25/2015 12:00:00 AM | Not Dimmable | Not Dimmable | Not Yet Verified |  |  | 29002 | 98.85 | 293.4 | 10 | 0.93 | 5000 | 71.9
PJ3DH9DN | Revolution Lighting Technologies | Revolution Lighting Technologies | 113006-111 | Outdoor Luminaires | High Output | Parking Garage Luminaires | Standard | FALSE | [9 empty] | 9/25/2015 12:00:00 AM | Not Dimmable | Not Dimmable | Not Yet Verified |  |  | 27360 | 93.51 | 292.6 | 11 | 0.95 | 3500 | 74.4
PXH85EHX | Revolution Lighting Technologies | Revolution Lighting Technologies | 113206-114 | Outdoor Luminaires | High Output | Parking Garage Luminaires | Standard | FALSE | [9 empty] | 9/25/2015 12:00:00 AM | Not Dimmable | Not Dimmable | Not Yet Verified |  |  | 29002 | 98.85 | 293.4 | 10 | 0.93 | 5000 | 71.9
P2D27YWQ | Revolution Lighting Technologies | Revolution Lighting Technologies | 113206-111 | Outdoor Luminaires | High Output | Parking Garage Luminaires | Standard | FALSE | [9 empty] | 9/25/2015 12:00:00 AM | Not Dimmable | Not Dimmable | Not Yet Verified |  |  | 27360 | 93.51 | 292.6 | 11 | 0.95 | 3500 | 74.4
PTB9B2JM | Revolution Lighting Technologies | Revolution Lighting Technologies | 113106-112 | Outdoor Luminaires | High Output | Parking Garage Luminaires | Standard | FALSE | [9 empty] | 9/25/2015 12:00:00 AM | Not Dimmable | Not Dimmable | Not Yet Verified |  |  | 27360 | 93.51 | 292.6 | 11 | 0.95 | 4000 | 74.4
P6WSMEFV | Revolution Lighting Technologies | Revolution Lighting Technologies | 113106-113 | Outdoor Luminaires | High Output | Parking Garage Luminaires | Standard | FALSE | [9 empty] | 9/25/2015 12:00:00 AM | Not Dimmable | Not Dimmable | Not Yet Verified |  |  | 27360 | 93.51 | 292.6 | 11 | 0.95 | 4500 | 74.4
PXU6R28C | Revolution Lighting Technologies | Revolution Lighting Technologies | 113106-114 | Outdoor Luminaires | High Output | Parking Garage Luminaires | Standard | FALSE | [9 empty] | 9/25/2015 12:00:00 AM | Not Dimmable | Not Dimmable | Not Yet Verified |  |  | 29002 | 98.85 | 293.4 | 10 | 0.93 | 5000 | 71.9
PH86DP1K | Revolution Lighting Technologies | Revolution Lighting Technologies | 113106-111 | Outdoor Luminaires | High Output | Parking Garage Luminaires | Standard | FALSE | [9 empty] | 9/25/2015 12:00:00 AM | Not Dimmable | Not Dimmable | Not Yet Verified |  |  | 27360 | 93.51 | 292.6 | 11 | 0.95 | 3500 | 74.4
PWT9NFAA | Revolution Lighting Technologies | Revolution Lighting Technologies | 113006-113 | Outdoor Luminaires | High Output | Parking Garage Luminaires | Standard | FALSE | [9 empty] | 9/25/2015 12:00:00 AM | Not Dimmable | Not Dimmable | Not Yet Verified |  |  | 27360 | 93.51 | 292.6 | 11 | 0.95 | 4500 | 74.4
PRRHBG5S | Revolution Lighting Technologies | Revolution Lighting Technologies | 113206-112 | Outdoor Luminaires | High Output | Parking Garage Luminaires | Standard | FALSE | [9 empty] | 9/25/2015 12:00:00 AM | Not Dimmable | Not Dimmable | Not Yet Verified |  |  | 27360 | 93.51 | 292.6 | 11 | 0.95 | 4000 | 74.4
P1HXWNYF | RHYNO LED Lighting Solutions Inc. | RHYNO LED | RL-CP90W | Outdoor Luminaires | Mid Output | Parking Garage Luminaires | Standard | TRUE | 7039.9 | 78.41 | 89.78 | 21 | 0.938 | 5198 | 65.5 | 5 | 50000 | 1/29/2015 12:00:00 AM | Not Yet Verified | Not Yet Verified | Not Yet Verified |  | 2.1 | 7040 | 78 | 90 |  | 0.9 | 5500 | 65
P3VBEZ62 | RHYNO LED Lighting Solutions Inc. | RHYNO LED | RL-CP60W | Outdoor Luminaires | Low Output | Parking Garage Luminaires | Standard | TRUE | 4737.9 | 79.12 | 59.88 | 16.2 | 0.926 | 5644 | 68.2 | 5 | 50000 | 1/29/2015 12:00:00 AM | Not Yet Verified | Not Yet Verified | Not Yet Verified |  | 2.1 | 4738 | 78.97 | 60 |  | 0.9 | 5500 | 68
P69U8KJ2 | Ringdale ActiveLED | ActiveLED | CPY3U-[P, S]-TN5048-X | Outdoor Luminaires | Low Output | Parking Garage Luminaires | Standard | TRUE | 4495 | 90.6 | 49.58 | 9.76 | 0.972 | 4867 | 69.3 | 5 | 50000 | 8/9/2016 12:00:00 AM | Dimmable | Continuous Below 10 | Yes |  | 3.1 | 4610 | 93 | 48 | 9.76 | 0.97 | 5000 | 70
PXMYHXFQ | RISE-LITE GROUP CO., LTD | RISELITE | RL-CN-075W-B-LV-D-WW | Outdoor Luminaires | Mid Output | Parking Garage Luminaires | Standard | TRUE | 7667.8 | 100.11 | 76.59 | 12.74 | 0.9502 | 3098 | 71.8 | 5 | 50000 | 6/28/2016 12:00:00 AM | Dimmable | Continuous Below 10 | Yes |  | 4 | 7859.8 | 102.29 | 76.84 | 12.74 | 0.9502 | 3000 | 71.8
PUVG35ZD | RISE-LITE GROUP CO., LTD | RISELITE | RL-CN-075W-B-LV-D-DW | Outdoor Luminaires | Mid Output | Parking Garage Luminaires | Standard | FALSE | [9 empty] | 6/28/2016 12:00:00 AM | Dimmable | Continuous Below 10 | Yes |  |  | 8037 | 104.25 | 77.09 | 12.67 | 0.9489 | 5000 | 72.5
PYY9KA55 | RISE-LITE GROUP CO., LTD | RISELITE | RL-CN-075W-B-LV-D-NW | Outdoor Luminaires | Mid Output | Parking Garage Luminaires | Standard | FALSE | [9 empty] | 6/28/2016 12:00:00 AM | Dimmable | Continuous Below 10 | Yes |  |  | 7859.8 | 102.29 | 76.84 | 12.74 | 0.9502 | 4100 | 71.8
P65DA2X7 | RISE-LITE GROUP CO., LTD | RISELITE | RL-CN-040W-A-LV-D-WW | Outdoor Luminaires | Low Output | Parking Garage Luminaires | Standard | TRUE | 4343 | 100.49 | 43.22 | 16.43 | 0.9011 | 2966 | 73.2 | 5 | 50000 | 6/30/2016 12:00:00 AM | Dimmable | Continuous Below 10 | Yes |  | 4 | 4343 | 100.49 | 43.22 | 16.43 | 0.9011 | 3000 | 73.2
PDAHS8RU | RISE-LITE GROUP CO., LTD | RISELITE | RL-CN-040W-A-LV-D-DW | Outdoor Luminaires | Low Output | Parking Garage Luminaires | Standard | FALSE | [9 empty] | 6/30/2016 12:00:00 AM | Dimmable | Continuous Below 10 | Yes |  |  | 4392 | 102.23 | 42.96 | 16.57 | 0.903 | 5000 | 72.4
PECCDF2Z | RISE-LITE GROUP CO., LTD | RISELITE | RL-CN-040W-A-LV-D-NW | Outdoor Luminaires | Low Output | Parking Garage Luminaires | Standard | FALSE | [9 empty] | 6/30/2016 12:00:00 AM | Dimmable | Continuous Below 10 | Yes |  |  | 4343 | 100.49 | 43.22 | 16.43 | 0.9011 | 4100 | 73.2
PA6QDDK5 | RISE-LITE GROUP CO., LTD | RISELITE | RL-CN-050W-B-LV-N-WW | Outdoor Luminaires | Low Output | Parking Garage Luminaires | Standard | TRUE | 4681.3 | 100.26 | 46.69 | 16.07 | 0.9032 | 3086 | 71.4 | 5 | 50000 | 6/30/2016 12:00:00 AM | Not Dimmable | Not Dimmable | No |  | 4 | 4681.3 | 100.26 | 46.69 | 16.07 | 0.9032 | 3000 | 71.4
PRZ95T76 | RISE-LITE GROUP CO., LTD | RISELITE | RL-CN-050W-B-LV-N-DW | Outdoor Luminaires | Low Output | Parking Garage Luminaires | Standard | FALSE | [9 empty] | 6/30/2016 12:00:00 AM | Not Dimmable | Not Dimmable | No |  |  | 4812 | 102.32 | 47.03 | 15.95 | 0.9038 | 5000 | 72.4
PZ5T6DYB | RISE-LITE GROUP CO., LTD | RISELITE | RL-CN-050W-B-LV-N-NW | Outdoor Luminaires | Low Output | Parking Garage Luminaires | Standard | FALSE | [9 empty] | 6/30/2016 12:00:00 AM | Not Dimmable | Not Dimmable | No |  |  | 4681.3 | 100.26 | 46.69 | 16.07 | 0.9032 | 4000 | 71.4
P8WFF3B5 | RISE-LITE GROUP CO., LTD | RISELITE | RL-CN-060W-A-LV-D-WW | Outdoor Luminaires | Mid Output | Parking Garage Luminaires | Standard | TRUE | 5766.8 | 99.44 | 57.99 | 14.76 | 0.9406 | 3114 | 72.2 | 5 | 50000 | 7/25/2016 12:00:00 AM | Dimmable | Continuous Below 10 | Yes |  | 4 | 5766.8 | 99.44 | 57.99 | 14.76 | 0.94 | 3000 | 72.2
PS6ASWDV | RISE-LITE GROUP CO., LTD | RISELITE | RL-CN-060W-A-LV-D-DW | Outdoor Luminaires | Mid Output | Parking Garage Luminaires | Standard | FALSE | [9 empty] | 7/25/2016 12:00:00 AM | Dimmable | Continuous Below 10 | Yes |  |  | 5848 | 101.83 | 57.43 | 14.65 | 0.94 | 5000 | 72.5
PAKJR2VX | RISE-LITE GROUP CO., LTD | RISELITE | RL-CN-060W-A-LV-D-NW | Outdoor Luminaires | Mid Output | Parking Garage Luminaires | Standard | FALSE | [9 empty] | 7/25/2016 12:00:00 AM | Dimmable | Continuous Below 10 | Yes |  |  | 5766.8 | 99.44 | 57.99 | 14.76 | 0.94 | 4100 | 72.2
P00001EOC | RLE Industries, LLC | Robert Lighting and Energy | CVALED48-WH [120V ONLY] | Outdoor Luminaires | Low Output | Parking Garage Luminaires | Standard | TRUE | 4268 | 80.7 | 52.89 | 14.69 | 0.954 | 5597 | 79 | 5 |  | 8/21/2013 12:00:00 AM | Not Yet Verified | Not Yet Verified | Not Yet Verified |  | 2
PJ2N83ES | RLE Industries, LLC | Robert Lighting & Energy | VPVTLEDG | Outdoor Luminaires | Mid Output | Parking Garage Luminaires | Standard | TRUE | 6924 | 86.96 | 79.24 | 18.286 | 0.9091 | 4029 | 84 | 5 |  | 9/1/2015 12:00:00 AM | Not Yet Verified | Not Yet Verified | Not Yet Verified |  | 2 | 6924 | 87 | 79.6 |  |  | 4000
PDZMYTUA | RTG Lighting, Inc | RTG Lighting | PG-LED-663-48W/3K/MV-97 | Outdoor Luminaires | Low Output | Parking Garage Luminaires | Standard | TRUE | 4018.69 | 86.39 | 46.52 | 13.9 | 0.969 | 2976 | 84.8 | 5 | 50000 | 2/26/2016 12:00:00 AM | Not Dimmable | Not Dimmable | No |  | 3 | 3900 | 82 | 48 | 13.9 | 0.969 | 3000 | 80
PUX1AR5R | RTG Lighting, Inc | RTG Lighting | PG-LED-663-48W/5K/MV-97 | Outdoor Luminaires | Low Output | Parking Garage Luminaires | Standard | FALSE | [9 empty] | 2/26/2016 12:00:00 AM | Not Dimmable | Not Dimmable | No |  |  | 4200 | 87 | 48 | 13.9 | 0.969 | 5000 | 80
PKS4CRBF | RTG Lighting, Inc | RTG Lighting | PG-LED-663-48W/4K/MV-97 | Outdoor Luminaires | Low Output | Parking Garage Luminaires | Standard | FALSE | [9 empty] | 2/26/2016 12:00:00 AM | Not Dimmable | Not Dimmable | No |  |  | 4100 | 84 | 48 | 13.9 | 0.969 | 4000 | 80
PACEW92G | RTG Lighting, Inc | RTG Lighting | PG-LED-663-48W/55K/MV-97 | Outdoor Luminaires | Low Output | Parking Garage Luminaires | Standard | FALSE | [9 empty] | 2/26/2016 12:00:00 AM | Not Dimmable | Not Dimmable | No |  |  | 4300 | 90 | 48 | 13.9 | 0.969 | 5500 | 80
PATA824R | RTG Lighting, Inc | RTG Lighting | PG-LED-663-48W/35K/MV-97 | Outdoor Luminaires | Low Output | Parking Garage Luminaires | Standard | FALSE | [9 empty] | 2/26/2016 12:00:00 AM | Not Dimmable | Not Dimmable | No |  |  | 4000 | 83 | 48 | 13.9 | 0.969 | 3500 | 80
PX3AEXWK | RTG Lighting, Inc | RTG Lighting | PG-LED-663-60W/3K/MV-97 | Outdoor Luminaires | Mid Output | Parking Garage Luminaires | Standard | TRUE | 5122.01 | 82.57 | 62.03 | 15.9 | 0.951 | 2995 | 83.8 | 5 | 50000 | 2/26/2016 12:00:00 AM | Not Dimmable | Not Dimmable | Not Yet Verified |  | 2.1 | 5000 | 82 | 60 | 15.9 | 0.951 | 3000 | 80
PFDSYD3C | RTG Lighting, Inc | RTG Lighting | PG-LED-663-60W/5K/MV-97 | Outdoor Luminaires | Mid Output | Parking Garage Luminaires | Standard | FALSE | [9 empty] | 2/26/2016 12:00:00 AM | Not Dimmable | Not Dimmable | Not Yet Verified |  |  | 5400 | 87 | 60 | 15.9 | 0.951 | 5000 | 80
P4DCAFZP | RTG Lighting, Inc | RTG Lighting | PG-LED-663-60W/55K/MV-97 | Outdoor Luminaires | Mid Output | Parking Garage Luminaires | Standard | FALSE | [9 empty] | 2/26/2016 12:00:00 AM | Not Dimmable | Not Dimmable | Not Yet Verified |  |  | 5600 | 90 | 60 | 15.9 | 0.951 | 5500 | 80
PDUKDV2N | RTG Lighting, Inc | RTG Lighting | PG-LED-663-60W/4K/MV-97 | Outdoor Luminaires | Mid Output | Parking Garage Luminaires | Standard | FALSE | [9 empty] | 2/26/2016 12:00:00 AM | Not Dimmable | Not Dimmable | Not Yet Verified |  |  | 5200 | 84 | 60 | 15.9 | 0.951 | 4000 | 80
PGKZ2ZU2 | RTG Lighting, Inc | RTG Lighting | PG-LED-663-60W/35K/MV-97 | Outdoor Luminaires | Mid Output | Parking Garage Luminaires | Standard | FALSE | [9 empty] | 2/26/2016 12:00:00 AM | Not Dimmable | Not Dimmable | Not Yet Verified |  |  | 5100 | 83 | 60 | 15.9 | 0.951 | 3500 | 80
P00001GV1 | S LITE CO., LTD. | S LITE | DL394AL(3500K) | Outdoor Luminaires | Mid Output | Parking Garage Luminaires | Standard | TRUE | 5359.8 | 73.21 | 73.21 | 16.05 | 0.91 | 3256 | 82.5 | 5 | 50000 | 5/23/2014 12:00:00 AM | Not Yet Verified | Not Yet Verified | Not Yet Verified |  | 2.1 | 5359.8 | 73.21 | 73.21 | 16.05 | 0.9099 | 3500 | 82.5
P00001GV3 | S LITE CO., LTD. | S LITE | DL394AL(4500K) | Outdoor Luminaires | Mid Output | Parking Garage Luminaires | Standard | FALSE | [9 empty] | 5/23/2014 12:00:00 AM | Not Yet Verified | Not Yet Verified | Not Yet Verified |  |  | 5359.8 | 73.21 | 73.21 | 16.05 | 0.9099 | 4500 | 82.5
P00001GV5 | S LITE CO., LTD. | S LITE | DL394AL(5700K) | Outdoor Luminaires | Mid Output | Parking Garage Luminaires | Standard | FALSE | [9 empty] | 5/23/2014 12:00:00 AM | Not Yet Verified | Not Yet Verified | Not Yet Verified |  |  | 5627.1 | 75.47 | 74.56 | 16.34 | 0.912 | 5700 | 68.3
P00001GV2 | S LITE CO., LTD. | S LITE | DL394AL(4000K) | Outdoor Luminaires | Mid Output | Parking Garage Luminaires | Standard | FALSE | [9 empty] | 5/23/2014 12:00:00 AM | Not Yet Verified | Not Yet Verified | Not Yet Verified |  |  | 5359.8 | 73.21 | 73.21 | 16.05 | 0.9099 | 4000 | 82.5
P00001GV4 | S LITE CO., LTD. | S LITE | DL394AL(5000K) | Outdoor Luminaires | Mid Output | Parking Garage Luminaires | Standard | FALSE | [9 empty] | 5/23/2014 12:00:00 AM | Not Yet Verified | Not Yet Verified | Not Yet Verified |  |  | 5359.8 | 73.21 | 73.21 | 16.05 | 0.9099 | 5000 | 82.5
P00001GX1 | S LITE CO., LTD. | S LITE | DL395AL(5000K) | Outdoor Luminaires | Low Output | Parking Garage Luminaires | Standard | TRUE | 4883.2 | 73.42 | 66.51 | 9.3 | 0.921 | 4976 | 73.1 | 5 | 50000 | 7/2/2014 12:00:00 AM | Not Yet Verified | Not Yet Verified | Not Yet Verified |  | 2.1 | 4800 | 73 | 75 |  |  | 5000 | 70
P00001GX2 | S LITE CO., LTD. | S LITE | DL395AL(5700K) | Outdoor Luminaires | Mid Output | Parking Garage Luminaires | Standard | FALSE | [9 empty] | 7/2/2014 12:00:00 AM | Not Yet Verified | Not Yet Verified | Not Yet Verified |  |  | 5100 | 75 | 75 |  |  | 5700 | 70
PZBJQBXX | S LITE CO., LTD. | S LITE | DL397AE-UNV-0424-70-50K-00-00-00-Optional include[WH,BK,DB,SL,XX]-00-Optional include [P,M,S,PM,PS,MS,PMS]-00-Optional include[CM,PS]-NC-IVT | Outdoor Luminaires | Low Output | Parking Garage Luminaires | Standard | TRUE | 4411.7 | 98.76 | 44.67 | 7.62 | 0.9652 | 5146 | 78.2 | 5 | 50000 | 9/2/2016 12:00:00 AM | Dimmable | Continuous Above 10 | Yes |  | 4 | 4411.7 | 98.76 | 44.67 | 7.62 | 0.97 | 5000 | 78.2
P6C6WFE8 | S LITE CO., LTD. | S LITE | DL396AE-UNV-0964-70-30K-00-00-00-Optional include[WH,BK,DB,SL,XX]-00-Optional include[P,M,S,PM,PS,MS,PMS]-00-Optional include[CM,PS]-NC-IVT | Outdoor Luminaires | Mid Output | Parking Garage Luminaires | Standard | TRUE | 8583.2 | 102.65 | 83.62 | 5.94 | 0.9006 | 3048 | 74.9 | 5 | 50000 | 9/9/2016 12:00:00 AM | Dimmable | Continuous Above 10 | Yes |  | 4 | 8583.2 | 102.65 | 83.62 | 5.94 | 0.9 | 3000 | 74.9
P1RPES29 | S LITE CO., LTD. | S LITE | DL396AE-UNV-0964-70-40K-00-00-00-Optional include[WH,BK,DB,SL,XX]-00-Optional include[P,M,S,PM,PS,MS,PMS]-00-Optional include[CM,PS]-NC-IVT | Outdoor Luminaires | Mid Output | Parking Garage Luminaires | Standard | FALSE | [9 empty] | 9/9/2016 12:00:00 AM | Dimmable | Continuous Above 10 | Yes |  |  | 8784.1 | 104.57 | 84 | 5.94 | 0.9 | 4000 | 74.9
PPJWEM89 | S LITE CO., LTD. | S LITE | DL396AE-UNV-0964-70-35K-00-00-00-Optional include[WH,BK,DB,SL,XX]-00-Optional include[P,M,S,PM,PS,MS,PMS]-00-Optional include[CM,PS]-NC-IVT | Outdoor Luminaires | Mid Output | Parking Garage Luminaires | Standard | FALSE | [9 empty] | 9/9/2016 12:00:00 AM | Dimmable | Continuous Above 10 | Yes |  |  | 8683.7 | 103.38 | 84 | 5.94 | 0.9 | 3500 | 74.9
P1XXQZCZ | S LITE CO., LTD. | S LITE | DL396AE-UNV-0964-70-45K-00-00-00-Optional include[WH,BK,DB,SL,XX]-00-Optional include[P,M,S,PM,PS,MS,PMS]-00-Optional include[CM,PS]-NC-IVT | Outdoor Luminaires | Mid Output | Parking Garage Luminaires | Standard | FALSE | [9 empty] | 9/9/2016 12:00:00 AM | Dimmable | Continuous Above 10 | Yes |  |  | 8884.6 | 105.77 | 84 | 5.94 | 0.9 | 4500 | 74.9
PPBPVVV5 | S LITE CO., LTD. | S LITE | DL396AE-UNV-0964-70-50K-00-00-00-Optional include[WH,BK,DB,SL,XX]-00-Optional include[P,M,S,PM,PS,MS,PMS]-00-Optional include[CM,PS]-NC-IVT | Outdoor Luminaires | Mid Output | Parking Garage Luminaires | Standard | FALSE | [9 empty] | 9/9/2016 12:00:00 AM | Dimmable | Continuous Above 10 | Yes |  |  | 8985 | 106.48 | 84.38 | 5.44 | 0.9 | 5000 | 77.7
P00001GYV | S LITE CO., LTD. | S LITE | DL395ALN(4000K) | Outdoor Luminaires | Low Output | Parking Garage Luminaires | Standard | TRUE | 4996.7 | 77.37 | 64.58 | 17.86 | 0.904 | 4089 | 74.2 | 5 | 50000 | 8/27/2014 12:00:00 AM | Not Yet Verified | Not Yet Verified | Not Yet Verified |  | 2.1 | 4996.7 | 77.37 | 64.58 | 17.86 | 0.904 | 4000 | 74.2
P00001GYX | S LITE CO., LTD. | S LITE | DL395ALN(5000K) | Outdoor Luminaires | Mid Output | Parking Garage Luminaires | Standard | FALSE | [9 empty] | 8/27/2014 12:00:00 AM | Not Yet Verified | Not Yet Verified | Not Yet Verified |  |  | 6104 | 92.69 | 65.86 | 16.77 | 0.9104 | 5000 | 69.3
P00001GYW | S LITE CO., LTD. | S LITE | DL395ALN(4500K) | Outdoor Luminaires | Low Output | Parking Garage Luminaires | Standard | FALSE | [9 empty] | 8/27/2014 12:00:00 AM | Not Yet Verified | Not Yet Verified | Not Yet Verified |  |  | 4996.7 | 77.37 | 64.58 | 17.86 | 0.904 | 4500 | 74.2
P000018AQ | Sansi Technology Inc. | SANSI | C0820-30-P | Outdoor Luminaires | Low Output | Parking Garage Luminaires | Standard | TRUE | 3253 | 103.3 | 31.48 | 14.93 | 0.898 | 4940 | 67.2 | 5 | 50000 | 4/29/2011 12:00:00 AM | Not Yet Verified | Not Yet Verified | Not Yet Verified |  | 2.1 | 2650 | 100 | 30 |  | 0.9 | 5000 | 70
P000018A5 | Sansi Technology Inc. | SANSI | C0820-240-P | Outdoor Luminaires | High Output | Parking Garage Luminaires | Standard | TRUE | 22436 | 98.4 | 228.1 |  | 0.999 | 4756 | 66 | 5 | 50000 | 4/29/2011 12:00:00 AM | Not Yet Verified | Not Yet Verified | Not Yet Verified |  | 1.5 | 23616 | 100 | 240 |  | 0.9 | 5000 | 70
P000018AK | Sansi Technology Inc. | SANSI | C0820-90-P | Outdoor Luminaires | Mid Output | Parking Garage Luminaires | Standard | FALSE | [9 empty] | 4/29/2011 12:00:00 AM | Not Yet Verified | Not Yet Verified | Not Yet Verified |  |  | 8206 | 91.1777777777778 | 90 | 15 | 0.9 | 5000 | 65
P000018AM | Sansi Technology Inc. | SANSI | C0820-70-P | Outdoor Luminaires | Mid Output | Parking Garage Luminaires | Standard | FALSE | [9 empty] | 4/29/2011 12:00:00 AM | Not Yet Verified | Not Yet Verified | Not Yet Verified |  |  | 6315 | 90.2142857142857 | 70 | 15 | 0.9 | 5000 | 65
P000018A6 | Sansi Technology Inc. | SANSI | C0820-230-P | Outdoor Luminaires | High Output | Parking Garage Luminaires | Standard | FALSE | [9 empty] | 4/29/2011 12:00:00 AM | Not Yet Verified | Not Yet Verified | Not Yet Verified |  |  | 22517 | 97.9 | 230 | 15 | 0.9 | 5000 | 65
P000018A7 | Sansi Technology Inc. | SANSI | C0820-220-P | Outdoor Luminaires | High Output | Parking Garage Luminaires | Standard | FALSE | [9 empty] | 4/29/2011 12:00:00 AM | Not Yet Verified | Not Yet Verified | Not Yet Verified |  |  | 21432 | 97.4181818181818 | 220 | 15 | 0.9 | 5000 | 65
P000018A8 | Sansi Technology Inc. | SANSI | C0820-210-P | Outdoor Luminaires | High Output | Parking Garage Luminaires | Standard | FALSE | [9 empty] | 4/29/2011 12:00:00 AM | Not Yet Verified | Not Yet Verified | Not Yet Verified |  |  | 20357 | 96.9380952380952 | 210 | 15 | 0.9 | 5000 | 65
P000018AC | Sansi Technology Inc. | SANSI | C0820-170-P | Outdoor Luminaires | High Output | Parking Garage Luminaires | Standard | FALSE | [9 empty] | 4/29/2011 12:00:00 AM | Not Yet Verified | Not Yet Verified | Not Yet Verified |  |  | 16153 | 95.0176470588235 | 170 | 15 | 0.9 | 5000 | 65
P000018AD | Sansi Technology Inc. | SANSI | C0820-160-P | Outdoor Luminaires | High Output | Parking Garage Luminaires | Standard | FALSE | [9 empty] | 4/29/2011 12:00:00 AM | Not Yet Verified | Not Yet Verified | Not Yet Verified |  |  | 15126 | 94.5375 | 160 | 15 | 0.9 | 5000 | 65
P000018AF | Sansi Technology Inc. | SANSI | C0820-140-P | Outdoor Luminaires | High Output | Parking Garage Luminaires | Standard | FALSE | [9 empty] | 4/29/2011 12:00:00 AM | Not Yet Verified | Not Yet Verified | Not Yet Verified |  |  | 13101 | 93.5785714285714 | 140 | 15 | 0.9 | 5000 | 65
P000018AG | Sansi Technology Inc. | SANSI | C0820-130-P | Outdoor Luminaires | High Output | Parking Garage Luminaires | Standard | FALSE | [9 empty] | 4/29/2011 12:00:00 AM | Not Yet Verified | Not Yet Verified | Not Yet Verified |  |  | 12103 | 93.1 | 130 | 15 | 0.9 | 5000 | 65
P000018AP | Sansi Technology Inc. | SANSI | C0820-40-P | Outdoor Luminaires | Low Output | Parking Garage Luminaires | Standard | FALSE | [9 empty] | 4/29/2011 12:00:00 AM | Not Yet Verified | Not Yet Verified | Not Yet Verified |  |  | 3550 | 88.75 | 40 | 15 | 0.9 | 5000 | 65
P000018AI | Sansi Technology Inc. | SANSI | C0820-110-P | Outdoor Luminaires | High Output | Parking Garage Luminaires | Standard | FALSE | [9 empty] | 4/29/2011 12:00:00 AM | Not Yet Verified | Not Yet Verified | Not Yet Verified |  |  | 10135 | 92.1363636363636 | 110 | 15 | 0.9 | 5000 | 65
P000018AE | Sansi Technology Inc. | SANSI | C0820-150-P | Outdoor Luminaires | High Output | Parking Garage Luminaires | Standard | FALSE | [9 empty] | 4/29/2011 12:00:00 AM | Not Yet Verified | Not Yet Verified | Not Yet Verified |  |  | 14109 | 94.06 | 150 | 15 | 0.9 | 5000 | 65
P000018AH | Sansi Technology Inc. | SANSI | C0820-120-P | Outdoor Luminaires | High Output | Parking Garage Luminaires | Standard | FALSE | [9 empty] | 4/29/2011 12:00:00 AM | Not Yet Verified | Not Yet Verified | Not Yet Verified |  |  | 11114 | 92.6166666666667 | 120 | 15 | 0.9 | 5000 | 65
P000018AJ | Sansi Technology Inc. | SANSI | C0820-100-P | Outdoor Luminaires | Mid Output | Parking Garage Luminaires | Standard | FALSE | [9 empty] | 4/29/2011 12:00:00 AM | Not Yet Verified | Not Yet Verified | Not Yet Verified |  |  | 9166 | 91.66 | 100 | 15 | 0.9 | 5000 | 65
P000018AN | Sansi Technology Inc. | SANSI | C0820-60-P | Outdoor Luminaires | Mid Output | Parking Garage Luminaires | Standard | FALSE | [9 empty] | 4/29/2011 12:00:00 AM | Not Yet Verified | Not Yet Verified | Not Yet Verified |  |  | 5385 | 89.75 | 60 | 15 | 0.9 | 5000 | 65
P000018AO | Sansi Technology Inc. | SANSI | C0820-50-P | Outdoor Luminaires | Low Output | Parking Garage Luminaires | Standard | FALSE | [9 empty] | 4/29/2011 12:00:00 AM | Not Yet Verified | Not Yet Verified | Not Yet Verified |  |  | 4463 | 89.26 | 50 | 15 | 0.9 | 5000 | 65
P000018AA | Sansi Technology Inc. | SANSI | C0820-190-P | Outdoor Luminaires | High Output | Parking Garage Luminaires | Standard | FALSE | [9 empty] | 4/29/2011 12:00:00 AM | Not Yet Verified | Not Yet Verified | Not Yet Verified |  |  | 18236 | 95.978947368421 | 190 | 15 | 0.9 | 5000 | 65
P000018AB | Sansi Technology Inc. | SANSI | C0820-180-P | Outdoor Luminaires | High Output | Parking Garage Luminaires | Standard | FALSE | [9 empty] | 4/29/2011 12:00:00 AM | Not Yet Verified | Not Yet Verified | Not Yet Verified |  |  | 17190 | 95.5 | 180 | 15 | 0.9 | 5000 | 65
P000018A9 | Sansi Technology Inc. | SANSI | C0820-200-P | Outdoor Luminaires | High Output | Parking Garage Luminaires | Standard | FALSE | [9 empty] | 4/29/2011 12:00:00 AM | Not Yet Verified | Not Yet Verified | Not Yet Verified |  |  | 19292 | 96.46 | 200 | 15 | 0.9 | 5000 | 65
P000018AL | Sansi Technology Inc. | SANSI | C0820-80-P | Outdoor Luminaires | Mid Output | Parking Garage Luminaires | Standard | FALSE | [9 empty] | 4/29/2011 12:00:00 AM | Not Yet Verified | Not Yet Verified | Not Yet Verified |  |  | 7256 | 90.7 | 80 | 15 | 0.9 | 5000 | 65
PMKM14V3 | SATCO Products Inc | SATCO/NUVO | 65-077 | Outdoor Luminaires | Low Output | Parking Garage Luminaires | Standard | TRUE | 4309.79 | 78 | 55.14 | 16 | 0.96 | 5100 | 67.2 | 5 |  | 8/5/2016 12:00:00 AM | Not Yet Verified | Not Yet Verified | Not Yet Verified | Only qualified at 20° setting | 2.1 | 4000 | 74 | 54 |  |  | 5000 | 70
P000018K4 | Savenergy Inc | Savenergy Inc. | PG-36TW | Outdoor Luminaires | Low Output | Parking Garage Luminaires | Standard | TRUE | 3262 | 93 | 35.08 | 18.2 | 0.891 | 4290 | 84 | 5 | 50000 | 6/13/2013 12:00:00 AM | Not Yet Verified | Not Yet Verified | Not Yet Verified |  | 2 | 2000 | 75 | 36 |  | 0.9 | 4000
PREGCACU | Savenergy Inc | SavEnergy | PGM-42TS | Outdoor Luminaires | Low Output | Parking Garage Luminaires | Standard | TRUE | 3954.5 | 94.22 | 41.97 | 25 | 0.878 | 3223 | 80.2 | 5 | 50000 | 10/9/2014 12:00:00 AM | Not Yet Verified | Not Yet Verified | Not Yet Verified |  | 2.1
PP3NSQF4 | Savenergy Inc | SavEnergy | PGM-42TE | Outdoor Luminaires | Low Output | Parking Garage Luminaires | Standard | FALSE | [9 empty] | 10/9/2014 12:00:00 AM | Not Yet Verified | Not Yet Verified | Not Yet Verified |  |  | 4000 | 98 | 42 | 20 | 0.98 | 5000 | 81
PC5AS1T5 | Savenergy Inc | SavEnergy | PGM-42TD | Outdoor Luminaires | Low Output | Parking Garage Luminaires | Standard | FALSE | [9 empty] | 10/9/2014 12:00:00 AM | Not Yet Verified | Not Yet Verified | Not Yet Verified |  |  | 4083.4 | 98.75 | 41.35 | 23.1 | 0.9878 | 5995 | 83.1
P000018M7 | SCS Lighting Solutions, Inc. | SCS Lighting Solutions, Inc. | SCS-PS045-0120 | Outdoor Luminaires | Low Output | Parking Garage Luminaires | Standard | TRUE | 4212.23 | 90.67 | 46.46 | 17.2 | 0.8976 | 5358 | 73 | 5 | 75000 | 5/6/2013 12:00:00 AM | Not Yet Verified | Not Yet Verified | Not Yet Verified |  | 2 | 4075 |  | 45 |  | 0.98 | 5300
P000018R7 | Sensity Systems Inc. | Sensity Systems Inc. | XLE-5MS-136-50P7-UAC | Outdoor Luminaires | Mid Output | Parking Garage Luminaires | Standard | TRUE | 7316 | 88.89 | 82.3 | 24.9 | 0.9266 | 4968 | 75 | 5 | 50000 | 3/26/2013 12:00:00 AM | Not Yet Verified | Not Yet Verified | Not Yet Verified |  | 1.7 | 7300 | 86 | 85 |  |  | 5000
P000018R8 | Sensity Systems Inc. | Sensity Systems Inc. | XLE-5MS-118-50P7-UAC | Outdoor Luminaires | Low Output | Parking Garage Luminaires | Standard | TRUE | 3639 | 88.71 | 41.02 | 24.2 | 0.9276 | 4992 | 77 | 5 | 50000 | 3/26/2013 12:00:00 AM | Not Yet Verified | Not Yet Verified | Not Yet Verified |  | 1.7 | 3600 | 84 | 43 |  |  | 5000
P4FJ9T9D | Shanghai CKRA Lighting Technology Co., Ltd | CKRA | CKL-CP01A-48-3000K | Outdoor Luminaires | Low Output | Parking Garage Luminaires | Standard | TRUE | 4018.69 | 86.39 | 46.52 | 13.9 | 0.969 | 2976 | 84.8 | 5 | 50000 | 11/30/2015 12:00:00 AM | Not Dimmable | Not Dimmable | No |  | 3 | 3900 | 82 | 48 | 13.9 | 0.969 | 3000 | 80
PAYKQW7P | Shanghai CKRA Lighting Technology Co., Ltd | CKRA | CKL-CP01A-48-3500K | Outdoor Luminaires | Low Output | Parking Garage Luminaires | Standard | FALSE | [9 empty] | 11/30/2015 12:00:00 AM | Not Dimmable | Not Dimmable | No |  |  | 4000 | 83 | 48 | 13.9 | 0.969 | 3500 | 80
P7PE1UAN | Shanghai CKRA Lighting Technology Co., Ltd | CKRA | CKL-CP01A-48-4000K | Outdoor Luminaires | Low Output | Parking Garage Luminaires | Standard | FALSE | [9 empty] | 11/30/2015 12:00:00 AM | Not Dimmable | Not Dimmable | No |  |  | 4100 | 84 | 48 | 13.9 | 0.969 | 4000 | 80
P9QFCZ6H | Shanghai CKRA Lighting Technology Co., Ltd | CKRA | CKL-CP01A-48-5000K | Outdoor Luminaires | Low Output | Parking Garage Luminaires | Standard | FALSE | [9 empty] | 11/30/2015 12:00:00 AM | Not Dimmable | Not Dimmable | No |  |  | 4200 | 87 | 48 | 13.9 | 0.969 | 5000 | 80
P9KG7MFC | Shanghai CKRA Lighting Technology Co., Ltd | CKRA | CKL-CP01A-48-5500K | Outdoor Luminaires | Low Output | Parking Garage Luminaires | Standard | FALSE | [9 empty] | 11/30/2015 12:00:00 AM | Not Dimmable | Not Dimmable | No |  |  | 4300 | 90 | 48 | 13.9 | 0.969 | 5500 | 80
PND98NWF | Shanghai CKRA Lighting Technology Co., Ltd | CKRA | CP01A-80-3000k | Outdoor Luminaires | Mid Output | Parking Garage Luminaires | Standard | TRUE | 6499.03 | 81.12 | 80.12 | 14.2 | 0.9603 | 3023 | 83.4 | 5 | 50000 | 4/8/2015 12:00:00 AM | Not Dimmable | Not Dimmable | Not Yet Verified |  | 2.1 | 6400 | 81 | 80 | 14.2 | 0.9603 | 3000 | 80
PJXUFBVQ | Shanghai CKRA Lighting Technology Co., Ltd | CKRA | CP01A-80-5500K | Outdoor Luminaires | Mid Output | Parking Garage Luminaires | Standard | FALSE | [9 empty] | 4/8/2015 12:00:00 AM | Not Dimmable | Not Dimmable | Not Yet Verified |  |  | 7100 | 90 | 80 | 14.2 | 0.9603 | 5500 | 80
PH78BZA3 | Shanghai CKRA Lighting Technology Co., Ltd | CKRA | CP01A-80-3500K | Outdoor Luminaires | Mid Output | Parking Garage Luminaires | Standard | FALSE | [9 empty] | 4/8/2015 12:00:00 AM | Not Dimmable | Not Dimmable | Not Yet Verified |  |  | 6600 | 83 | 80 | 14.2 | 0.9603 | 3500 | 80
P8EA2DUK | Shanghai CKRA Lighting Technology Co., Ltd | CKRA | CP01A-80-4000K | Outdoor Luminaires | Mid Output | Parking Garage Luminaires | Standard | FALSE | [9 empty] | 4/8/2015 12:00:00 AM | Not Dimmable | Not Dimmable | Not Yet Verified |  |  | 6800 | 85 | 80 | 14.2 | 0.9603 | 4000 | 80
PS52FQ8T | Shanghai CKRA Lighting Technology Co., Ltd | CKRA | CP01A-80-5000K | Outdoor Luminaires | Mid Output | Parking Garage Luminaires | Standard | FALSE | [9 empty] | 4/8/2015 12:00:00 AM | Not Dimmable | Not Dimmable | Not Yet Verified |  |  | 7000 | 87 | 80 | 14.2 | 0.9603 | 5000 | 80
PR53EQH7 | Shanghai CKRA Lighting Technology Co., Ltd | CKRA | CP01A-60-3000K | Outdoor Luminaires | Mid Output | Parking Garage Luminaires | Standard | TRUE | 5122.01 | 82.57 | 62.03 | 15.9 | 0.951 | 2995 | 83.8 | 5 | 50000 | 4/8/2015 12:00:00 AM | Not Dimmable | Not Dimmable | Not Yet Verified |  | 2.1 | 5000 | 82 | 60 | 15.9 | 0.951 | 3000 | 80
P7YEC4U6 | Shanghai CKRA Lighting Technology Co., Ltd | CKRA | CP01A-60-4000K | Outdoor Luminaires | Mid Output | Parking Garage Luminaires | Standard | FALSE | [9 empty] | 4/8/2015 12:00:00 AM | Not Dimmable | Not Dimmable | Not Yet Verified |  |  | 5200 | 84 | 60 | 15.9 | 0.951 | 4000 | 80
P25GC8XY | Shanghai CKRA Lighting Technology Co., Ltd | CKRA | CP01A-60-3500K | Outdoor Luminaires | Mid Output | Parking Garage Luminaires | Standard | FALSE | [9 empty] | 4/8/2015 12:00:00 AM | Not Dimmable | Not Dimmable | Not Yet Verified |  |  | 5100 | 83 | 60 | 15.9 | 0.951 | 3500 | 80
PRNBMRDJ | Shanghai CKRA Lighting Technology Co., Ltd | CKRA | CP01A-60-5000K | Outdoor Luminaires | Mid Output | Parking Garage Luminaires | Standard | FALSE | [9 empty] | 4/8/2015 12:00:00 AM | Not Dimmable | Not Dimmable | Not Yet Verified |  |  | 5400 | 87 | 60 | 15.9 | 0.951 | 5000 | 80
PZAM6WCF | Shanghai CKRA Lighting Technology Co., Ltd | CKRA | CP01A-60-5500K | Outdoor Luminaires | Mid Output | Parking Garage Luminaires | Standard | FALSE | [9 empty] | 4/8/2015 12:00:00 AM | Not Dimmable | Not Dimmable | Not Yet Verified |  |  | 5600 | 90 | 60 | 15.9 | 0.951 | 5500 | 80
PEGS2PN6 | Shanghai Lite-way Lighting Appliance Co., Ltd | Lite-way | L01068 4000K | Outdoor Luminaires | Low Output | Parking Garage Luminaires | Standard | TRUE | 4005.121 | 91.722 | 43.666 | 13.77 | 0.9507 | 3991 | 83.5 | 5 | 50000 | 4/5/2016 12:00:00 AM | Not Dimmable | Not Dimmable | Not Yet Verified |  | 2.1 | 4005.121 | 91.722 | 43.666 | 13.77 | 0.987 | 3991 | 83.5
PRE9PYE6 | Shanghai Lite-way Lighting Appliance Co., Ltd | Lite-way | L01068 5000K | Outdoor Luminaires | Low Output | Parking Garage Luminaires | Standard | FALSE | [9 empty] | 4/5/2016 12:00:00 AM | Not Dimmable | Not Dimmable | Not Yet Verified |  |  | 4149.603 | 95.022 | 43.67 | 13.77 | 0.993 | 5074 | 82.3
PZ72PRS6 | Shanghai Supertek Lighting Co., Ltd | SUPERTEK | CP01A-80-3000k | Outdoor Luminaires | Mid Output | Parking Garage Luminaires | Standard | TRUE | 6499.03 | 81.12 | 80.12 | 14.2 | 0.9603 | 3023 | 83.4 | 5 | 50000 | 3/9/2015 12:00:00 AM | Not Dimmable | Not Dimmable | Not Yet Verified |  | 2.1 | 6400 | 81 | 80 | 14.2 | 0.9603 | 3000 | 80
P9P4AKTN | Shanghai Supertek Lighting Co., Ltd | SUPERTEK | CP01A-80-3500K | Outdoor Luminaires | Mid Output | Parking Garage Luminaires | Standard | FALSE | [9 empty] | 3/9/2015 12:00:00 AM | Not Dimmable | Not Dimmable | Not Yet Verified |  |  | 6600 | 83 | 80 | 14.2 | 0.9603 | 3500 | 80
PAJTCD9N | Shanghai Supertek Lighting Co., Ltd | SUPERTEK | CP01A-80-5000K | Outdoor Luminaires | Mid Output | Parking Garage Luminaires | Standard | FALSE | [9 empty] | 3/9/2015 12:00:00 AM | Not Dimmable | Not Dimmable | Not Yet Verified |  |  | 7000 | 87 | 80 | 14.2 | 0.9603 | 5000 | 80
PDBPEKSA | Shanghai Supertek Lighting Co., Ltd | SUPERTEK | CP01A-80-5500K | Outdoor Luminaires | Mid Output | Parking Garage Luminaires | Standard | FALSE | [9 empty] | 3/9/2015 12:00:00 AM | Not Dimmable | Not Dimmable | Not Yet Verified |  |  | 7100 | 90 | 80 | 14.2 | 0.9603 | 5500 | 80
PTKF8EKD | Shanghai Supertek Lighting Co., Ltd | SUPERTEK | CP01A-80-4000K | Outdoor Luminaires | Mid Output | Parking Garage Luminaires | Standard | FALSE | [9 empty] | 3/9/2015 12:00:00 AM | Not Dimmable | Not Dimmable | Not Yet Verified |  |  | 6800 | 85 | 80 | 14.2 | 0.9603 | 4000 | 80
PCQD52Z5 | Shanghai Supertek Lighting Co., Ltd | SUPERTEK | CP01A-60-3000K | Outdoor Luminaires | Mid Output | Parking Garage Luminaires | Standard | TRUE | 5122.01 | 82.57 | 62.03 | 15.9 | 0.951 | 2995 | 83.8 | 5 | 50000 | 3/9/2015 12:00:00 AM | Not Dimmable | Not Dimmable | Not Yet Verified |  | 2.1 | 5000 | 82 | 60 | 15.9 | 0.951 | 3000 | 80
P6T7X9CJ | Shanghai Supertek Lighting Co., Ltd | SUPERTEK | CP01A-60-3500K | Outdoor Luminaires | Mid Output | Parking Garage Luminaires | Standard | FALSE | [9 empty] | 3/9/2015 12:00:00 AM | Not Dimmable | Not Dimmable | Not Yet Verified |  |  | 5100 | 83 | 60 | 15.9 | 0.951 | 3500 | 80
P7EERXX2 | Shanghai Supertek Lighting Co., Ltd | SUPERTEK | CP01A-60-5500K | Outdoor Luminaires | Mid Output | Parking Garage Luminaires | Standard | FALSE | [9 empty] | 3/9/2015 12:00:00 AM | Not Dimmable | Not Dimmable | Not Yet Verified |  |  | 5600 | 90 | 60 | 15.9 | 0.951 | 5500 | 80
P8QS3AS4 | Shanghai Supertek Lighting Co., Ltd | SUPERTEK | CP01A-60-5000K | Outdoor Luminaires | Mid Output | Parking Garage Luminaires | Standard | FALSE | [9 empty] | 3/9/2015 12:00:00 AM | Not Dimmable | Not Dimmable | Not Yet Verified |  |  | 5400 | 87 | 60 | 15.9 | 0.951 | 5000 | 80
PDHZGHMG | Shanghai Supertek Lighting Co., Ltd | SUPERTEK | CP01A-60-4000K | Outdoor Luminaires | Mid Output | Parking Garage Luminaires | Standard | FALSE | [9 empty] | 3/9/2015 12:00:00 AM | Not Dimmable | Not Dimmable | Not Yet Verified |  |  | 5200 | 84 | 60 | 15.9 | 0.951 | 4000 | 80
PPFG9SB8 | Shanghai Supertek Lighting Co., Ltd | SUPERTEK | CP01A-48L-3000K | Outdoor Luminaires | Low Output | Parking Garage Luminaires | Standard | TRUE | 4095.89 | 84.98 | 48.2 | 23.5 | 0.965 | 2905 | 84.7 | 5 | 50000 | 5/26/2015 12:00:00 AM | Not Dimmable | Not Dimmable | Not Yet Verified |  | 2.1 | 3900 | 82 | 48 | 24 | 0.965 | 3000 | 80
P9WC1EUX | Shanghai Supertek Lighting Co., Ltd | SUPERTEK | CP01A-48L-5000K | Outdoor Luminaires | Low Output | Parking Garage Luminaires | Standard | FALSE | [9 empty] | 5/26/2015 12:00:00 AM | Not Dimmable | Not Dimmable | Not Yet Verified |  |  | 4200 | 87 | 48 | 23.5 | 0.965 | 5000 | 80
PPND9MES | Shanghai Supertek Lighting Co., Ltd | SUPERTEK | CP01A-48L-5500K | Outdoor Luminaires | Low Output | Parking Garage Luminaires | Standard | FALSE | [9 empty] | 5/26/2015 12:00:00 AM | Not Dimmable | Not Dimmable | Not Yet Verified |  |  | 4300 | 90 | 48 | 23.5 | 0.965 | 5500 | 80
PJSX3FR6 | Shanghai Supertek Lighting Co., Ltd | SUPERTEK | CP01A-48L-4000K | Outdoor Luminaires | Low Output | Parking Garage Luminaires | Standard | FALSE | [9 empty] | 5/26/2015 12:00:00 AM | Not Dimmable | Not Dimmable | Not Yet Verified |  |  | 4100 | 84 | 48 | 23.5 | 0.965 | 4000 | 80
PNPU3MHE | Shanghai Supertek Lighting Co., Ltd | SUPERTEK | CP01A-48L-3500K | Outdoor Luminaires | Low Output | Parking Garage Luminaires | Standard | FALSE | [9 empty] | 5/26/2015 12:00:00 AM | Not Dimmable | Not Dimmable | Not Yet Verified |  |  | 4000 | 83 | 48 | 23.5 | 0.965 | 3500 | 80
P7NFQWSJ | Shanghai Supertek Lighting Co., Ltd | SUPERTEK | CP01A-48W-3000K | Outdoor Luminaires | Low Output | Parking Garage Luminaires | Standard | TRUE | 4018.69 | 86.39 | 46.52 | 13.9 | 0.969 | 2976 | 84.8 | 5 | 50000 | 9/11/2015 12:00:00 AM | Not Dimmable | Not Dimmable | No |  | 3 | 3900 | 82 | 48 | 13.9 | 0.969 | 3000 | 80
PRVTT873 | Shanghai Supertek Lighting Co., Ltd | SUPERTEK | CP01A-48W-4000K | Outdoor Luminaires | Low Output | Parking Garage Luminaires | Standard | FALSE | [9 empty] | 9/11/2015 12:00:00 AM | Not Dimmable | Not Dimmable | No |  |  | 4100 | 84 | 48 | 13.9 | 0.969 | 4000 | 80
PRK2R87Q | Shanghai Supertek Lighting Co., Ltd | SUPERTEK | CP01A-48W-5500K | Outdoor Luminaires | Low Output | Parking Garage Luminaires | Standard | FALSE | [9 empty] | 9/11/2015 12:00:00 AM | Not Dimmable | Not Dimmable | No |  |  | 4300 | 90 | 48 | 13.9 | 0.969 | 5500 | 80
P9VRD6W6 | Shanghai Supertek Lighting Co., Ltd | SUPERTEK | CP01A-48W-5000K | Outdoor Luminaires | Low Output | Parking Garage Luminaires | Standard | FALSE | [9 empty] | 9/11/2015 12:00:00 AM | Not Dimmable | Not Dimmable | No |  |  | 4200 | 87 | 48 | 13.9 | 0.969 | 5000 | 80
PHENJ8YJ | Shanghai Supertek Lighting Co., Ltd | SUPERTEK | CP01A-48W-3500K | Outdoor Luminaires | Low Output | Parking Garage Luminaires | Standard | FALSE | [9 empty] | 9/11/2015 12:00:00 AM | Not Dimmable | Not Dimmable | No |  |  | 4000 | 83 | 48 | 13.9 | 0.969 | 3500 | 80
PTTGWAWB | Shanghai Yuanming Lighting Technology Co., Ltd | YML | YML-1GS03B-40(4000K) | Outdoor Luminaires | Low Output | Parking Garage Luminaires | Standard | TRUE | 3873.42 | 96.45 | 40.16 | 15.71 | 0.919 | 3925 | 70.6 | 5 | 50000 | 2/6/2015 12:00:00 AM | Not Dimmable | Not Dimmable | Not Yet Verified |  | 2.1 | 3873.42 | 96.45 | 40.16 | 9.24 | 0.99 | 3925 | 70.6
PUXWCN58 | Shanghai Yuanming Lighting Technology Co., Ltd | YML | YML-1GS03B-40(4500K) | Outdoor Luminaires | Low Output | Parking Garage Luminaires | Standard | FALSE | [9 empty] | 2/6/2015 12:00:00 AM | Not Dimmable | Not Dimmable | Not Yet Verified |  |  | 3440 | 86 | 40 | 9.24 | 0.99 | 4500 | 70.6
PQFYEJYM | Shanghai Yuanming Lighting Technology Co., Ltd | YML | YML-1GS03B-40(5000K) | Outdoor Luminaires | Low Output | Parking Garage Luminaires | Standard | FALSE | [9 empty] | 2/6/2015 12:00:00 AM | Not Dimmable | Not Dimmable | Not Yet Verified |  |  | 3440 | 86 | 40 | 9.24 | 0.99 | 5000 | 70.6
PTCFYSY4 | Shanghai Yuanming Lighting Technology Co., Ltd | YML | YML-1GS03B-40(5700K) | Outdoor Luminaires | Low Output | Parking Garage Luminaires | Standard | FALSE | [9 empty] | 2/6/2015 12:00:00 AM | Not Dimmable | Not Dimmable | Not Yet Verified |  |  | 3440 | 86 | 40 | 9.24 | 0.99 | 5700 | 70.6
PWDFUJ51 | Shanghai Yuanming Lighting Technology Co., Ltd | YML | YML-1GS03A-60(4000K) | Outdoor Luminaires | Low Output | Parking Garage Luminaires | Standard | TRUE | 4498.71 | 74.19 | 60.64 | 12.18 | 0.951 | 3937 | 71.2 | 5 | 50000 | 2/6/2015 12:00:00 AM | Not Dimmable | Not Dimmable | Not Yet Verified |  | 2.1 | 4498.71 | 74.19 | 60.64 | 8.4 | 0.991 | 3937 | 71.2
PCZAU2V6 | Shanghai Yuanming Lighting Technology Co., Ltd | YML | YML-1GS03A-60(4500K) | Outdoor Luminaires | Mid Output | Parking Garage Luminaires | Standard | FALSE | [9 empty] | 2/6/2015 12:00:00 AM | Not Dimmable | Not Dimmable | Not Yet Verified |  |  | 5160 | 86 | 60 | 8.4 | 0.991 | 4500 | 71.2
PDWGTMRB | Shanghai Yuanming Lighting Technology Co., Ltd | YML | YML-1GS03A-60(5700K) | Outdoor Luminaires | Mid Output | Parking Garage Luminaires | Standard | FALSE | [9 empty] | 2/6/2015 12:00:00 AM | Not Dimmable | Not Dimmable | Not Yet Verified |  |  | 5160 | 86 | 60 | 8.4 | 0.991 | 5700 | 71.2
PME2QBAX | Shanghai Yuanming Lighting Technology Co., Ltd | YML | YML-1GS03A-60(5000K) | Outdoor Luminaires | Mid Output | Parking Garage Luminaires | Standard | FALSE | [9 empty] | 2/6/2015 12:00:00 AM | Not Dimmable | Not Dimmable | Not Yet Verified |  |  | 5160 | 86 | 60 | 8.4 | 0.991 | 5000 | 71.2
PJ73SWMV | Shanghai Yuanming Lighting Technology Co., Ltd | YML | YML-1GS03A-40(4000K) | Outdoor Luminaires | Low Output | Parking Garage Luminaires | Standard | TRUE | 3584.93 | 87.25 | 41.09 | 13.76 | 0.973 | 3904 | 70.3 | 5 | 50000 | 2/6/2015 12:00:00 AM | Not Dimmable | Not Dimmable | Not Yet Verified |  | 2.1 | 3584.93 | 87.25 | 41.09 | 4.81 | 0.997 | 3904 | 70.3
PDHUXYNR | Shanghai Yuanming Lighting Technology Co., Ltd | YML | YML-1GS03A-40(5700K) | Outdoor Luminaires | Low Output | Parking Garage Luminaires | Standard | FALSE | [9 empty] | 2/6/2015 12:00:00 AM | Not Dimmable | Not Dimmable | Not Yet Verified |  |  | 3400 | 85 | 40 | 4.81 | 0.997 | 5700 | 70.3
PSRC5KKM | Shanghai Yuanming Lighting Technology Co., Ltd | YML | YML-1GS03A-40(5000K) | Outdoor Luminaires | Low Output | Parking Garage Luminaires | Standard | FALSE | [9 empty] | 2/6/2015 12:00:00 AM | Not Dimmable | Not Dimmable | Not Yet Verified |  |  | 3400 | 85 | 40 | 4.81 | 0.997 | 5000 | 70.3
P8CRM8JA | Shanghai Yuanming Lighting Technology Co., Ltd | YML | YML-1GS03A-40(4500K) | Outdoor Luminaires | Low Output | Parking Garage Luminaires | Standard | FALSE | [9 empty] | 2/6/2015 12:00:00 AM | Not Dimmable | Not Dimmable | Not Yet Verified |  |  | 3400 | 85 | 40 | 4.81 | 0.997 | 4500 | 70.3
PYH478E7 | Shanghai Yuanming Lighting Technology Co., Ltd | YML | YML-1GS03B-60(4000K) | Outdoor Luminaires | Mid Output | Parking Garage Luminaires | Standard | TRUE | 5166.54 | 86.22 | 59.92 | 13.48 | 0.948 | 3934 | 70.6 | 5 | 50000 | 2/6/2015 12:00:00 AM | Not Dimmable | Not Dimmable | Not Yet Verified |  | 2.1 | 5166 | 86.22 | 59.92 | 9.03 | 0.991 | 3934 | 70.6
P3QANDH3 | Shanghai Yuanming Lighting Technology Co., Ltd | YML | YML-1GS03B-60(4500K) | Outdoor Luminaires | Mid Output | Parking Garage Luminaires | Standard | FALSE | [9 empty] | 2/6/2015 12:00:00 AM | Not Dimmable | Not Dimmable | Not Yet Verified |  |  | 5160 | 86 | 60 | 9.03 | 0.991 | 4500 | 70.6
PHJHDMGU | Shanghai Yuanming Lighting Technology Co., Ltd | YML | YML-1GS03B-60(5000K) | Outdoor Luminaires | Mid Output | Parking Garage Luminaires | Standard | FALSE | [9 empty] | 2/6/2015 12:00:00 AM | Not Dimmable | Not Dimmable | Not Yet Verified |  |  | 5160 | 86 | 60 | 9.03 | 0.991 | 5000 | 70.6
P3MHU1HM | Shanghai Yuanming Lighting Technology Co., Ltd | YML | YML-1GS03B-60(5700K) | Outdoor Luminaires | Mid Output | Parking Garage Luminaires | Standard | FALSE | [9 empty] | 2/6/2015 12:00:00 AM | Not Dimmable | Not Dimmable | Not Yet Verified |  |  | 5160 | 86 | 60 | 9.03 | 0.991 | 5700 | 70.6
PPTBKFKS | Shanghai Yuanming Lighting Technology Co., Ltd | YML | YML-1GS37SP-60(3000K) | Outdoor Luminaires | Mid Output | Parking Garage Luminaires | Standard | TRUE | 5475.84 | 86.66 | 63.19 | 20.2 | 0.921 | 3104 | 74.3 | 5 | 50000 | 7/29/2015 12:00:00 AM | Not Dimmable | Not Dimmable | Not Yet Verified |  | 2.1 | 5475.84 | 86.66 | 63.19 | 11.3 | 0.989 | 3104 | 74
PZ8P4A9N | Shanghai Yuanming Lighting Technology Co., Ltd | YML | YML-1GS37SP-60(5700K) | Outdoor Luminaires | Mid Output | Parking Garage Luminaires | Standard | FALSE | [9 empty] | 7/29/2015 12:00:00 AM | Not Dimmable | Not Dimmable | Not Yet Verified |  |  | 6120 | 102 | 60 | 11.3 | 0.989 | 5700 | 74
PZWNFV73 | Shanghai Yuanming Lighting Technology Co., Ltd | YML | YML-1GS37SP-60(4000K) | Outdoor Luminaires | Mid Output | Parking Garage Luminaires | Standard | FALSE | [9 empty] | 7/29/2015 12:00:00 AM | Not Dimmable | Not Dimmable | Not Yet Verified |  |  | 6120 | 102 | 60 | 11.3 | 0.989 | 4000 | 74
PVK378F7 | Shanghai Yuanming Lighting Technology Co., Ltd | YML | YML-1GS37SP-60(5000K) | Outdoor Luminaires | Mid Output | Parking Garage Luminaires | Standard | FALSE | [9 empty] | 7/29/2015 12:00:00 AM | Not Dimmable | Not Dimmable | Not Yet Verified |  |  | 6120 | 102 | 60 | 11.3 | 0.989 | 5000 | 74
PN67T9ZB | Shanghai Yuanming Lighting Technology Co., Ltd | YML | YML-1GS37SP-60(3500K) | Outdoor Luminaires | Mid Output | Parking Garage Luminaires | Standard | FALSE | [9 empty] | 7/29/2015 12:00:00 AM | Not Dimmable | Not Dimmable | Not Yet Verified |  |  | 6120 | 102 | 60 | 11.3 | 0.989 | 3500 | 74
PQECH2N3 | Shanghai Yuanming Lighting Technology Co., Ltd | YML | YML-1GS37SP-60(4500K) | Outdoor Luminaires | Mid Output | Parking Garage Luminaires | Standard | FALSE | [9 empty] | 7/29/2015 12:00:00 AM | Not Dimmable | Not Dimmable | Not Yet Verified |  |  | 6120 | 102 | 60 | 11.3 | 0.989 | 4500 | 74
PJ5KTSHJ | Shanghai Yuanming Lighting Technology Co., Ltd | YML | YML-1GS02-80 4000K | Outdoor Luminaires | Mid Output | Parking Garage Luminaires | Standard | TRUE | 6798.906 | 83.916 | 81.02 | 13.11 | 0.969 | 3962 | 71 | 5 | 50000 | 6/9/2015 12:00:00 AM | Not Dimmable | Not Dimmable | Not Yet Verified |  | 2.1 | 6798.906 | 83.916 | 81.02 | 13.11 | 0.99 | 3962 | 71
PP6V7MCD | Shanghai Yuanming Lighting Technology Co., Ltd | YML | YML-1GS02-80 4500K | Outdoor Luminaires | Mid Output | Parking Garage Luminaires | Standard | FALSE | [9 empty] | 6/9/2015 12:00:00 AM | Not Dimmable | Not Dimmable | Not Yet Verified |  |  | 6798.906 | 83.916 | 81.02 | 13.11 | 0.99 | 3962 | 71
P77V6R76 | Shanghai Yuanming Lighting Technology Co., Ltd | YML | YML-1GS02-80 5000K | Outdoor Luminaires | Mid Output | Parking Garage Luminaires | Standard | FALSE | [9 empty] | 6/9/2015 12:00:00 AM | Not Dimmable | Not Dimmable | Not Yet Verified |  |  | 6798.906 | 83.916 | 81.02 | 13.11 | 0.99 | 3962 | 71
P15S8A9G | Shanghai Yuanming Lighting Technology Co., Ltd | YML | YML-1GS02-80 5700K | Outdoor Luminaires | Mid Output | Parking Garage Luminaires | Standard | FALSE | [9 empty] | 6/9/2015 12:00:00 AM | Not Dimmable | Not Dimmable | Not Yet Verified |  |  | 6808.344 | 85.009 | 80.09 | 13.11 | 0.99 | 5926 | 77.4
P93VSHC6 | Shanghai Yuanming Lighting Technology Co., Ltd | YML | YML-1GS02-60 4000K | Outdoor Luminaires | Mid Output | Parking Garage Luminaires | Standard | TRUE | 5106.8 | 86.24 | 59.219 | 17.68 | 0.975 | 3973 | 70.9 | 5 | 50000 | 6/9/2015 12:00:00 AM | Not Dimmable | Not Dimmable | Not Yet Verified |  | 2.1 | 5158.406 | 87.107 | 59.219 | 17.68 | 0.997 | 4000 | 70.9
PXDRXWAT | Shanghai Yuanming Lighting Technology Co., Ltd | YML | YML-1GS02-60 4500K | Outdoor Luminaires | Mid Output | Parking Garage Luminaires | Standard | FALSE | [9 empty] | 6/9/2015 12:00:00 AM | Not Dimmable | Not Dimmable | Not Yet Verified |  |  | 5158.406 | 87.107 | 59.219 | 17.68 | 0.997 | 4500 | 70.9
PVPSSC1X | Shanghai Yuanming Lighting Technology Co., Ltd | YML | YML-1GS02-60 5000K | Outdoor Luminaires | Mid Output | Parking Garage Luminaires | Standard | FALSE | [9 empty] | 6/9/2015 12:00:00 AM | Not Dimmable | Not Dimmable | Not Yet Verified |  |  | 5158.406 | 87.107 | 59.219 | 17.68 | 0.997 | 5000 | 70.9
PHNPC94J | Shanghai Yuanming Lighting Technology Co., Ltd | YML | YML-1GS02-60 5700K | Outdoor Luminaires | Mid Output | Parking Garage Luminaires | Standard | FALSE | [9 empty] | 6/9/2015 12:00:00 AM | Not Dimmable | Not Dimmable | Not Yet Verified |  |  | 5193.993 | 88.354 | 58.786 | 17.68 | 0.997 | 5700 | 77.5
PH47Q29Q | Shanghai Yuanming Lighting Technology Co., Ltd | YML | YML-1GS37SP-80(3000K) | Outdoor Luminaires | Mid Output | Parking Garage Luminaires | Standard | TRUE | 6622.52 | 79.77 | 83.02 | 17.5 | 0.947 | 3132 | 74.3 | 5 | 50000 | 7/20/2015 12:00:00 AM | Not Dimmable | Not Dimmable | Not Yet Verified |  | 2.1 | 6622.52 | 79.77 | 83.02 | 8.5 | 0.992 | 3132 | 74
PAMQVYWN | Shanghai Yuanming Lighting Technology Co., Ltd | YML | YML-1GS37SP-80(3500K) | Outdoor Luminaires | Mid Output | Parking Garage Luminaires | Standard | FALSE | [9 empty] | 7/20/2015 12:00:00 AM | Not Dimmable | Not Dimmable | Not Yet Verified |  |  | 7600 | 95 | 80 | 8.5 | 0.992 | 3500 | 74
PVQ4FVH4 | Shanghai Yuanming Lighting Technology Co., Ltd | YML | YML-1GS37SP-80(5000K) | Outdoor Luminaires | Mid Output | Parking Garage Luminaires | Standard | FALSE | [9 empty] | 7/20/2015 12:00:00 AM | Not Dimmable | Not Dimmable | Not Yet Verified |  |  | 7600 | 95 | 80 | 8.5 | 0.992 | 5000 | 74
PWBDRA3H | Shanghai Yuanming Lighting Technology Co., Ltd | YML | YML-1GS37SP-80(5700K) | Outdoor Luminaires | Mid Output | Parking Garage Luminaires | Standard | FALSE | [9 empty] | 7/20/2015 12:00:00 AM | Not Dimmable | Not Dimmable | Not Yet Verified |  |  | 7600 | 95 | 80 | 8.5 | 0.992 | 5700 | 74
PPJMKY17 | Shanghai Yuanming Lighting Technology Co., Ltd | YML | YML-1GS37SP-80(4500K) | Outdoor Luminaires | Mid Output | Parking Garage Luminaires | Standard | FALSE | [9 empty] | 7/20/2015 12:00:00 AM | Not Dimmable | Not Dimmable | Not Yet Verified |  |  | 7600 | 95 | 80 | 8.5 | 0.992 | 4500 | 74
PYQ2H16G | Shanghai Yuanming Lighting Technology Co., Ltd | YML | YML-1GS37SP-80(4000K) | Outdoor Luminaires | Mid Output | Parking Garage Luminaires | Standard | FALSE | [9 empty] | 7/20/2015 12:00:00 AM | Not Dimmable | Not Dimmable | Not Yet Verified |  |  | 7600 | 95 | 80 | 8.5 | 0.992 | 4000 | 74
P59Q9TV4 | Shanghai Yuanming Lighting Technology Co., Ltd | YML | YML-1GS37SP-40(3000K) | Outdoor Luminaires | Low Output | Parking Garage Luminaires | Standard | TRUE | 3604.16 | 84.23 | 42.79 | 21.5 | 0.875 | 3105 | 74.5 | 5 | 50000 | 7/20/2015 12:00:00 AM | Not Dimmable | Not Dimmable | Not Yet Verified |  | 2.1 | 3604.16 | 84.23 | 42.79 | 10.2 | 0.984 | 3105 | 75
PBH4ZR75 | Shanghai Yuanming Lighting Technology Co., Ltd | YML | YML-1GS37SP-40(3500K) | Outdoor Luminaires | Low Output | Parking Garage Luminaires | Standard | FALSE | [9 empty] | 7/20/2015 12:00:00 AM | Not Dimmable | Not Dimmable | Not Yet Verified |  |  | 4000 | 100 | 40 | 10.2 | 0.984 | 3500 | 75
P7VQDPUC | Shanghai Yuanming Lighting Technology Co., Ltd | YML | YML-1GS37SP-40(4500K) | Outdoor Luminaires | Low Output | Parking Garage Luminaires | Standard | FALSE | [9 empty] | 7/20/2015 12:00:00 AM | Not Dimmable | Not Dimmable | Not Yet Verified |  |  | 4000 | 100 | 40 | 10.2 | 0.984 | 4500 | 75
PJ7KEFDU | Shanghai Yuanming Lighting Technology Co., Ltd | YML | YML-1GS37SP-40(5700K) | Outdoor Luminaires | Low Output | Parking Garage Luminaires | Standard | FALSE | [9 empty] | 7/20/2015 12:00:00 AM | Not Dimmable | Not Dimmable | Not Yet Verified |  |  | 4000 | 100 | 40 | 10.2 | 0.984 | 5700 | 75
PVWDDHSR | Shanghai Yuanming Lighting Technology Co., Ltd | YML | YML-1GS37SP-40(4000K) | Outdoor Luminaires | Low Output | Parking Garage Luminaires | Standard | FALSE | [9 empty] | 7/20/2015 12:00:00 AM | Not Dimmable | Not Dimmable | Not Yet Verified |  |  | 4000 | 100 | 40 | 10.2 | 0.984 | 4000 | 75
PPY3ZC9T | Shanghai Yuanming Lighting Technology Co., Ltd | YML | YML-1GS37SP-40(5000K) | Outdoor Luminaires | Low Output | Parking Garage Luminaires | Standard | FALSE | [9 empty] | 7/20/2015 12:00:00 AM | Not Dimmable | Not Dimmable | Not Yet Verified |  |  | 4000 | 100 | 40 | 10.2 | 0.984 | 5000 | 75
PXE75GWG | Shenzhen Bbier Lighting Co., Ltd | BBIER Lighting | BB-MTD-011-NW | Outdoor Luminaires | Low Output | Parking Garage Luminaires | Standard | TRUE | 2851 | 91.78 | 31.06 | 16.2 | 0.925 | 4434 | 86.8 | 5 | 50000 | 10/13/2014 12:00:00 AM | Not Dimmable | Not Dimmable | Not Yet Verified |  | 2.1 | 2800 | 91.78 | 30 | 16.2 | 0.925 | 4500 | 86
P7Z1VB7J | Shenzhen Bbier Lighting Co., Ltd | BBIER Lighting | BB-MTD-014-NW | Outdoor Luminaires | Low Output | Parking Garage Luminaires | Standard | TRUE | 4840.66 | 83.07 | 58.27 | 10.7 | 0.978 | 4434 | 86.4 | 5 | 50000 | 10/13/2014 12:00:00 AM | Not Dimmable | Not Dimmable | Not Yet Verified |  | 2.1 | 4800 | 83.07 | 60 | 10.7 | 0.978 | 4500 | 86
PQK9USY4 | Shenzhen Bbier Lighting Co., Ltd | BBIER Lighting | BB-MTD-013-CW | Outdoor Luminaires | Low Output | Parking Garage Luminaires | Standard | FALSE | [9 empty] | 10/13/2014 12:00:00 AM | Not Dimmable | Not Dimmable | Not Yet Verified |  |  | 4300 | 85.65 | 50 | 11.7 | 0.969 | 5300 | 86
P929KRNM | Shenzhen Bbier Lighting Co., Ltd | BBIER Lighting | BB-MTD-014-CW | Outdoor Luminaires | Low Output | Parking Garage Luminaires | Standard | FALSE | [9 empty] | 10/13/2014 12:00:00 AM | Not Dimmable | Not Dimmable | Not Yet Verified |  |  | 4800 | 83.07 | 60 | 10.7 | 0.978 | 5300 | 86
PHCT5Z33 | Shenzhen Bbier Lighting Co., Ltd | BBIER Lighting | BB-MTD-012-NW | Outdoor Luminaires | Low Output | Parking Garage Luminaires | Standard | FALSE | [9 empty] | 10/13/2014 12:00:00 AM | Not Dimmable | Not Dimmable | Not Yet Verified |  |  | 3700 | 90.54 | 40 | 13.4 | 0.952 | 4500 | 86
PK2N6Q25 | Shenzhen Bbier Lighting Co., Ltd | BBIER Lighting | BB-MTD-013-NW | Outdoor Luminaires | Low Output | Parking Garage Luminaires | Standard | FALSE | [9 empty] | 10/13/2014 12:00:00 AM | Not Dimmable | Not Dimmable | Not Yet Verified |  |  | 4300 | 85.65 | 50 | 11.7 | 0.969 | 4500 | 86
PY9KZS7W | Shenzhen Bbier Lighting Co., Ltd | BBIER Lighting | BB-MTD-011-CW | Outdoor Luminaires | Low Output | Parking Garage Luminaires | Standard | FALSE | [9 empty] | 10/13/2014 12:00:00 AM | Not Dimmable | Not Dimmable | Not Yet Verified |  |  | 2800 | 91.78 | 30 | 16.2 | 0.925 | 5300 | 86
PMH6JFM8 | Shenzhen Bbier Lighting Co., Ltd | BBIER Lighting | BB-MTD-012-CW | Outdoor Luminaires | Low Output | Parking Garage Luminaires | Standard | FALSE | [9 empty] | 10/13/2014 12:00:00 AM | Not Dimmable | Not Dimmable | Not Yet Verified |  |  | 3700 | 90.54 | 40 | 13.4 | 0.952 | 5300 | 86
PMZMVABQ9 | Shenzhen Bbier Lighting Co., Ltd | Bbier Lighting | BB-MTD-022 4000K | Outdoor Luminaires | Low Output | Parking Garage Luminaires | Standard | TRUE | 4785.7 | 80.38 | 59.54 | 14.42 | 0.9443 | 4190 | 84.4 | 5 | 50000 | 10/24/2014 12:00:00 AM | Not Dimmable | Not Dimmable | Not Yet Verified |  | 2.1 | 4785.7 | 80.38 | 59.54 | 14.42 | 0.94 | 4000 | 84.4
P4G539VVX | Shenzhen Bbier Lighting Co., Ltd | Bbier Lighting | BB-MTD-022 5700K | Outdoor Luminaires | Mid Output | Parking Garage Luminaires | Standard | FALSE | [9 empty] | 10/24/2014 12:00:00 AM | Not Dimmable | Not Dimmable | Not Yet Verified |  |  | 5642 | 95.67 | 58.97 | 13.88 | 0.95 | 5700 | 83.5
PCZXWUUQQ | Shenzhen Bbier Lighting Co., Ltd | Bbier Lighting | BB-MTD-022 4500K | Outdoor Luminaires | Low Output | Parking Garage Luminaires | Standard | FALSE | [9 empty] | 10/24/2014 12:00:00 AM | Not Dimmable | Not Dimmable | Not Yet Verified |  |  | 4785.7 | 80.38 | 59.54 | 14.42 | 0.94 | 4500 | 84.4
PJ7FN2EW8 | Shenzhen Bbier Lighting Co., Ltd | Bbier Lighting | BB-MTD-022 5000K | Outdoor Luminaires | Low Output | Parking Garage Luminaires | Standard | FALSE | [9 empty] | 10/24/2014 12:00:00 AM | Not Dimmable | Not Dimmable | Not Yet Verified |  |  | 4782.7 | 80.38 | 59.54 | 13.88 | 0.95 | 5700 | 83.5
P7W5V7ZW | Shenzhen Bbier Lighting Co., Ltd | Bbier Lighting | BB-MTD-021 4000K | Outdoor Luminaires | Low Output | Parking Garage Luminaires | Standard | TRUE | 3342.2 | 83.82 | 39.87 | 14.29 | 0.9443 | 4193 | 84.7 | 5 | 50000 | 11/25/2014 12:00:00 AM | Not Dimmable | Not Dimmable | Not Yet Verified |  | 2.1 | 3342.2 | 83.82 | 39.87 | 14.29 | 0.94 | 4000 | 84.4
P842J4K3 | Shenzhen Bbier Lighting Co., Ltd | Bbier Lighting | BB-MTD-021 5700K | Outdoor Luminaires | Low Output | Parking Garage Luminaires | Standard | FALSE | [9 empty] | 11/25/2014 12:00:00 AM | Not Dimmable | Not Dimmable | Not Yet Verified |  |  | 4203 | 105.13 | 39.98 | 14.29 | 0.95 | 5700 | 83.5
PX6MBQ82 | Shenzhen Bbier Lighting Co., Ltd | Bbier Lighting | BB-MTD-021 5000K | Outdoor Luminaires | Low Output | Parking Garage Luminaires | Standard | FALSE | [9 empty] | 11/25/2014 12:00:00 AM | Not Dimmable | Not Dimmable | Not Yet Verified |  |  | 3342.2 | 83.82 | 39.87 | 14.29 | 0.95 | 5700 | 83.5
P1F7ATGJ | Shenzhen Bbier Lighting Co., Ltd | Bbier Lighting | BB-MTD-021 4500K | Outdoor Luminaires | Low Output | Parking Garage Luminaires | Standard | FALSE | [9 empty] | 11/25/2014 12:00:00 AM | Not Dimmable | Not Dimmable | Not Yet Verified |  |  | 3342.2 | 83.82 | 39.87 | 14.29 | 0.94 | 4500 | 84.4
PWWG8X1Y | Shenzhen Bbier Lighting Co., Ltd | Bbier Lighting | BB-MTD-023 4000K | Outdoor Luminaires | Mid Output | Parking Garage Luminaires | Standard | TRUE | 5926.9 | 75.92 | 78.06 | 11.86 | 0.9412 | 4055 | 74.1 | 5 | 50000 | 11/25/2014 12:00:00 AM | Not Dimmable | Not Dimmable | Not Yet Verified |  | 2.1 | 5926.9 | 75.92 | 78.06 | 14.29 | 0.94 | 4000 | 84.4
PE3TGNP8 | Shenzhen Bbier Lighting Co., Ltd | Bbier Lighting | BB-MTD-023 5700K | Outdoor Luminaires | Mid Output | Parking Garage Luminaires | Standard | FALSE | [9 empty] | 11/25/2014 12:00:00 AM | Not Dimmable | Not Dimmable | Not Yet Verified |  |  | 7716 | 96.75 | 79.75 | 14.29 | 0.95 | 5700 | 83.5
PZJHB1NW | Shenzhen Bbier Lighting Co., Ltd | Bbier Lighting | BB-MTD-023 4500K | Outdoor Luminaires | Mid Output | Parking Garage Luminaires | Standard | FALSE | [9 empty] | 11/25/2014 12:00:00 AM | Not Dimmable | Not Dimmable | Not Yet Verified |  |  | 5926.9 | 75.92 | 78.06 | 14.29 | 0.94 | 4500 | 84.4
P8S39H3J | Shenzhen Bbier Lighting Co., Ltd | Bbier Lighting | BB-MTD-023 5000K | Outdoor Luminaires | Mid Output | Parking Garage Luminaires | Standard | FALSE | [9 empty] | 11/25/2014 12:00:00 AM | Not Dimmable | Not Dimmable | Not Yet Verified |  |  | 5926.9 | 75.92 | 78.06 | 14.29 | 0.95 | 5700 | 83.5
P00001H98 | Shenzhen Botanica Lighting Co | Botanica | BL-MD-50 | Outdoor Luminaires | Mid Output | Parking Garage Luminaires | Standard | TRUE | 5591 | 89.6 | 62.4 | 16.53 | 0.9794 | 4935 | 70.6 | 5 | 50000 | 9/3/2014 12:00:00 AM | Not Yet Verified | Not Yet Verified | Not Yet Verified |  | 2.1 | 5500 | 82 | 57 |  | 0.95 | 5000 | 70
PDTEEA86 | Shenzhen Hipower Optoelectronic Co., Ltd | LED VISION | SP-PL275-48W-X(3000K) | Outdoor Luminaires | Low Output | Parking Garage Luminaires | Standard | TRUE | 4470.1 | 94.33 | 47.39 | 19.54 | 0.909 | 3117 | 74.2 | 5 | 50000 | 7/9/2015 12:00:00 AM | Not Dimmable | Not Dimmable | Not Yet Verified |  | 2.1 | 4470.1 | 94.33 | 47.39 | 19.54 | 0.909 | 3000 | 74.2
PK8K4ATG | Shenzhen Hipower Optoelectronic Co., Ltd | LED VISION | SP-PL275-48W-X(3500K) | Outdoor Luminaires | Low Output | Parking Garage Luminaires | Standard | FALSE | [9 empty] | 7/9/2015 12:00:00 AM | Not Dimmable | Not Dimmable | Not Yet Verified |  |  | 4470.1 | 94.33 | 47.39 | 19.54 | 0.9085 | 3500 | 74.2
PW6M94YS | Shenzhen Hipower Optoelectronic Co., Ltd | LED VISION | SP-PL275-48W-X(4000K) | Outdoor Luminaires | Low Output | Parking Garage Luminaires | Standard | FALSE | [9 empty] | 7/9/2015 12:00:00 AM | Not Dimmable | Not Dimmable | Not Yet Verified |  |  | 4470.1 | 94.33 | 47.39 | 19.54 | 0.9085 | 4000 | 74.2
PXMGDSFA | Shenzhen Hipower Optoelectronic Co., Ltd | LED VISION | SP-PL275-48W-X(4500K) | Outdoor Luminaires | Low Output | Parking Garage Luminaires | Standard | FALSE | [9 empty] | 7/9/2015 12:00:00 AM | Not Dimmable | Not Dimmable | Not Yet Verified |  |  | 4470.1 | 94.33 | 47.39 | 19.54 | 0.9085 | 4500 | 74.2
P1GC3T9U | Shenzhen Hipower Optoelectronic Co., Ltd | LED VISION | SP-PL275-48W-X(5000K) | Outdoor Luminaires | Low Output | Parking Garage Luminaires | Standard | FALSE | [9 empty] | 7/9/2015 12:00:00 AM | Not Dimmable | Not Dimmable | Not Yet Verified |  |  | 5006 | 103.75 | 48.25 | 19.23 | 0.9048 | 5000 | 74.9
PQUVNE33 | Shenzhen Hipower Optoelectronic Co., Ltd | LED VISION | SP-PL345-100W-X(3000K) | Outdoor Luminaires | Mid Output | Parking Garage Luminaires | Standard | TRUE | 9315.1 | 95.44 | 97.6 | 13.62 | 0.93 | 3115 | 74.4 | 5 | 50000 | 7/9/2015 12:00:00 AM | Not Dimmable | Not Dimmable | Not Yet Verified |  | 2.1 | 9315.1 | 95.44 | 97.6 | 13.62 | 0.93 | 3000 | 74.4
PT35YYED | Shenzhen Hipower Optoelectronic Co., Ltd | LED VISION | SP-PL345-100W-X(4500K) | Outdoor Luminaires | Mid Output | Parking Garage Luminaires | Standard | FALSE | [9 empty] | 7/9/2015 12:00:00 AM | Not Dimmable | Not Dimmable | Not Yet Verified |  |  | 9315.1 | 95.44 | 97.6 | 13.62 | 0.93 | 4500 | 74.4
P557END7 | Shenzhen Hipower Optoelectronic Co., Ltd | LED VISION | SP-PL345-100W-X(3500K) | Outdoor Luminaires | Mid Output | Parking Garage Luminaires | Standard | FALSE | [9 empty] | 7/9/2015 12:00:00 AM | Not Dimmable | Not Dimmable | Not Yet Verified |  |  | 9315.1 | 95.44 | 97.6 | 13.62 | 0.93 | 3500 | 74.4
PVAMZMCZ | Shenzhen Hipower Optoelectronic Co., Ltd | LED VISION | SP-PL345-100W-X(4000K) | Outdoor Luminaires | Mid Output | Parking Garage Luminaires | Standard | FALSE | [9 empty] | 7/9/2015 12:00:00 AM | Not Dimmable | Not Dimmable | Not Yet Verified |  |  | 9315.1 | 95.44 | 97.6 | 13.62 | 0.93 | 4000 | 74.4
PJMZ3EFP | Shenzhen Hipower Optoelectronic Co., Ltd | LED VISION | SP-PL345-100W-X(5000K) | Outdoor Luminaires | Mid Output | Parking Garage Luminaires | Standard | FALSE | [9 empty] | 7/9/2015 12:00:00 AM | Not Dimmable | Not Dimmable | Not Yet Verified |  |  | 9780 | 100.28 | 97.53 | 13.24 | 0.924 | 5000 | 75
PR11EYRC | Shenzhen Hipower Optoelectronic Co., Ltd | LED VISION | SP-PL670-300W-X(3000K) | Outdoor Luminaires | High Output | Parking Garage Luminaires | Standard | TRUE | 27360 | 93.51 | 292.6 | 10.84 | 0.951 | 3124 | 74.4 | 5 | 50000 | 7/9/2015 12:00:00 AM | Not Dimmable | Not Dimmable | Not Yet Verified |  | 2.1 | 27360 | 93.51 | 292.6 | 11 | 0.95 | 3000 | 74.4
PQBCNFQG | Shenzhen Hipower Optoelectronic Co., Ltd | LED VISION | SP-PL670-300W-X(5000K) | Outdoor Luminaires | High Output | Parking Garage Luminaires | Standard | FALSE | [9 empty] | 7/9/2015 12:00:00 AM | Not Dimmable | Not Dimmable | Not Yet Verified |  |  | 29002 | 98.85 | 293.4 | 10 | 0.93 | 5000 | 71.9
PHRUF3T5 | Shenzhen Hipower Optoelectronic Co., Ltd | LED VISION | SP-PL670-300W-X(3500K) | Outdoor Luminaires | High Output | Parking Garage Luminaires | Standard | FALSE | [9 empty] | 7/9/2015 12:00:00 AM | Not Dimmable | Not Dimmable | Not Yet Verified |  |  | 27360 | 93.51 | 292.6 | 11 | 0.95 | 3500 | 74.4
PK1Z3BE3 | Shenzhen Hipower Optoelectronic Co., Ltd | LED VISION | SP-PL670-300W-X(4000K) | Outdoor Luminaires | High Output | Parking Garage Luminaires | Standard | FALSE | [9 empty] | 7/9/2015 12:00:00 AM | Not Dimmable | Not Dimmable | Not Yet Verified |  |  | 27360 | 93.51 | 292.6 | 11 | 0.95 | 4000 | 74.4
P35KRX73 | Shenzhen Hipower Optoelectronic Co., Ltd | LED VISION | SP-PL670-300W-X(4500K) | Outdoor Luminaires | High Output | Parking Garage Luminaires | Standard | FALSE | [9 empty] | 7/9/2015 12:00:00 AM | Not Dimmable | Not Dimmable | Not Yet Verified |  |  | 27360 | 93.51 | 292.6 | 11 | 0.95 | 4500 | 74.4
PUVEXKQ9 | Shenzhen Kingliming Technology Limited | KING | KING-CP100W | Outdoor Luminaires | Mid Output | Parking Garage Luminaires | Standard | TRUE | 7576.32 | 76.823 | 98.62 | 14.4 | 0.912 | 5166 | 75.2 | 5 | 50000 | 4/22/2015 12:00:00 AM | Not Yet Verified | Not Yet Verified | Not Yet Verified |  | 2.1 | 7576.32 | 76.82 | 100 | 14 | 0.9 | 5000 | 75
PDR43U36 | Shenzhen Kingliming Technology Limited | KING | KING-CP120W | Outdoor Luminaires | Mid Output | Parking Garage Luminaires | Standard | TRUE | 8843.85 | 73.77 | 119.89 | 14.9 | 0.911 | 5218 | 74.8 | 5 | 50000 | 4/22/2015 12:00:00 AM | Not Yet Verified | Not Yet Verified | Not Yet Verified |  | 2.1 | 8843.85 | 73.77 | 120 | 14 | 0.9 | 5000 | 75
P1143G92 | Shenzhen Snowball Lighting Limited | Snowball | SB/CP/25W/3D/NW | Outdoor Luminaires | Low Output | Parking Garage Luminaires | Standard | TRUE | 2497.2 | 95.09 | 26.26 | 14.52 | 0.929 | 3952 | 73.6 | 5 | 50000 | 11/16/2015 12:00:00 AM | Dimmable | Continuous Above 10 | No |  | 3 | 2500 | 100 | 25 | 15 | 0.9 | 4000 | 70
PN45CXET | Shenzhen Snowball Lighting Limited | Snowball | SB/CP/25W/3D/HNW | Outdoor Luminaires | Low Output | Parking Garage Luminaires | Standard | FALSE | [9 empty] | 11/16/2015 12:00:00 AM | Dimmable | Continuous Above 10 | No |  |  | 2500 | 100 | 25 | 15 | 0.9 | 4500 | 70
P73E2F4Z | Shenzhen Snowball Lighting Limited | Snowball | SB/CP/C/25W/3D/HNW | Outdoor Luminaires | Low Output | Parking Garage Luminaires | Standard | FALSE | [9 empty] | 11/16/2015 12:00:00 AM | Dimmable | Continuous Above 10 | No |  |  | 2650 | 106 | 25 | 20 | 0.9 | 4500 | 70
PNCGAUT9 | Shenzhen Snowball Lighting Limited | Snowball | SB/CP/C/25W/HNW | Outdoor Luminaires | Low Output | Parking Garage Luminaires | Standard | FALSE | [9 empty] | 11/16/2015 12:00:00 AM | Not Dimmable | Not Dimmable | No |  |  | 2650 | 106 | 25 | 20 | 0.9 | 4500 | 70
P7KFCC8Y | Shenzhen Snowball Lighting Limited | Snowball | SB/CP/25W/CW | Outdoor Luminaires | Low Output | Parking Garage Luminaires | Standard | FALSE | [9 empty] | 11/16/2015 12:00:00 AM | Not Dimmable | Not Dimmable | No |  |  | 2600 | 104 | 25 | 15 | 0.9 | 5000 | 70
PT8R12NM | Shenzhen Snowball Lighting Limited | Snowball | SB/CP/C/25W/3D/CW | Outdoor Luminaires | Low Output | Parking Garage Luminaires | Standard | FALSE | [9 empty] | 11/16/2015 12:00:00 AM | Dimmable | Continuous Above 10 | No |  |  | 2750 | 110 | 25 | 20 | 0.9 | 5000 | 70
PBKGHVFV | Shenzhen Snowball Lighting Limited | Snowball | SB/CP/C/25W/SCW | Outdoor Luminaires | Low Output | Parking Garage Luminaires | Standard | FALSE | [9 empty] | 11/16/2015 12:00:00 AM | Not Dimmable | Not Dimmable | No |  |  | 2750 | 110 | 25 | 20 | 0.9 | 5700 | 70
PEM996CM | Shenzhen Snowball Lighting Limited | Snowball | SB/CP/25W/HNW | Outdoor Luminaires | Low Output | Parking Garage Luminaires | Standard | FALSE | [9 empty] | 11/16/2015 12:00:00 AM | Not Dimmable | Not Dimmable | No |  |  | 2500 | 100 | 25 | 15 | 0.9 | 4500 | 70
PTBM6E89 | Shenzhen Snowball Lighting Limited | Snowball | SB/CP/C/25W/CW | Outdoor Luminaires | Low Output | Parking Garage Luminaires | Standard | FALSE | [9 empty] | 11/16/2015 12:00:00 AM | Not Dimmable | Not Dimmable | No |  |  | 2750 | 110 | 25 | 20 | 0.9 | 5000 | 70
PHH46QEH | Shenzhen Snowball Lighting Limited | Snowball | SB/CP/25W/3D/SCW | Outdoor Luminaires | Low Output | Parking Garage Luminaires | Standard | FALSE | [9 empty] | 11/16/2015 12:00:00 AM | Dimmable | Continuous Above 10 | No |  |  | 2600 | 104 | 25 | 15 | 0.9 | 5700 | 70
PU6C768Y | Shenzhen Snowball Lighting Limited | Snowball | SB/CP/25W/NW | Outdoor Luminaires | Low Output | Parking Garage Luminaires | Standard | FALSE | [9 empty] | 11/16/2015 12:00:00 AM | Not Dimmable | Not Dimmable | No |  |  | 2500 | 100 | 25 | 15 | 0.9 | 4000 | 70
PS91798S | Shenzhen Snowball Lighting Limited | Snowball | SB/CP/25W/SCW | Outdoor Luminaires | Low Output | Parking Garage Luminaires | Standard | FALSE | [9 empty] | 11/16/2015 12:00:00 AM | Not Dimmable | Not Dimmable | No |  |  | 2600 | 104 | 25 | 15 | 0.9 | 5700 | 70
P7X3NFVC | Shenzhen Snowball Lighting Limited | Snowball | SB/CP/C/25W/3D/SCW | Outdoor Luminaires | Low Output | Parking Garage Luminaires | Standard | FALSE | [9 empty] | 11/16/2015 12:00:00 AM | Dimmable | Continuous Above 10 | No |  |  | 2750 | 110 | 25 | 20 | 0.9 | 5700 | 70
P7N96AGW | Shenzhen Snowball Lighting Limited | Snowball | SB/CP/C/25W/NW | Outdoor Luminaires | Low Output | Parking Garage Luminaires | Standard | FALSE | [9 empty] | 11/16/2015 12:00:00 AM | Not Dimmable | Not Dimmable | No |  |  | 2650 | 106 | 25 | 20 | 0.9 | 4000 | 70
P457QW4Y | Shenzhen Snowball Lighting Limited | Snowball | SB/CP/25W/3D/CW | Outdoor Luminaires | Low Output | Parking Garage Luminaires | Standard | FALSE | [9 empty] | 11/16/2015 12:00:00 AM | Dimmable | Continuous Above 10 | No |  |  | 2600 | 104 | 25 | 15 | 0.9 | 5000 | 70
PT9735T3 | Shenzhen Snowball Lighting Limited | Snowball | SB/CP/C/25W/3D/NW | Outdoor Luminaires | Low Output | Parking Garage Luminaires | Standard | FALSE | [9 empty] | 11/16/2015 12:00:00 AM | Dimmable | Continuous Above 10 | No |  |  | 2650 | 106 | 25 | 20 | 0.9 | 4000 | 70
PUARBBP2 | Shenzhen Snowball Lighting Limited | Snowball | SB/CP/92W/3D/NW | Outdoor Luminaires | Mid Output | Parking Garage Luminaires | Standard | TRUE | 8675.5 | 92.51 | 93.77 | 10.59 | 0.968 | 3956 | 73.7 | 5 | 50000 | 11/13/2015 12:00:00 AM | Dimmable | Continuous Above 10 | No |  | 3 | 8700 | 94.6 | 92 | 15 | 0.9 | 4000 | 70
PEZ116G5 | Shenzhen Snowball Lighting Limited | Snowball | SB/CP/92W/CW | Outdoor Luminaires | Mid Output | Parking Garage Luminaires | Standard | FALSE | [9 empty] | 11/13/2015 12:00:00 AM | Not Dimmable | Not Dimmable | No |  |  | 9200 | 100 | 92 | 15 | 0.9 | 5000 | 70
P64X7Z3W | Shenzhen Snowball Lighting Limited | Snowball | SB/CP/C/92W/3D/CW | Outdoor Luminaires | Mid Output | Parking Garage Luminaires | Standard | FALSE | [9 empty] | 11/13/2015 12:00:00 AM | Dimmable | Continuous Above 10 | No |  |  | 8700 | 94.6 | 92 | 20 | 0.9 | 5000 | 70
PVT1VPN4 | Shenzhen Snowball Lighting Limited | Snowball | SB/CP/C/92W/CW | Outdoor Luminaires | Mid Output | Parking Garage Luminaires | Standard | FALSE | [9 empty] | 11/13/2015 12:00:00 AM | Not Dimmable | Not Dimmable | No |  |  | 8700 | 94.6 | 92 | 20 | 0.9 | 5000 | 70
PKHXEWNW | Shenzhen Snowball Lighting Limited | Snowball | SB/CP/C/92W/3D/SCW | Outdoor Luminaires | Mid Output | Parking Garage Luminaires | Standard | FALSE | [9 empty] | 11/13/2015 12:00:00 AM | Dimmable | Continuous Above 10 | No |  |  | 8700 | 94.6 | 92 | 20 | 0.9 | 5700 | 70
PG9QGHKU | Shenzhen Snowball Lighting Limited | Snowball | SB/CP/C/92W/HNW | Outdoor Luminaires | Mid Output | Parking Garage Luminaires | Standard | FALSE | [9 empty] | 11/13/2015 12:00:00 AM | Not Dimmable | Not Dimmable | No |  |  | 8700 | 94.6 | 92 | 20 | 0.9 | 4500 | 70
P4W956ER | Shenzhen Snowball Lighting Limited | Snowball | SB/CP/92W/3D/HNW | Outdoor Luminaires | Mid Output | Parking Garage Luminaires | Standard | FALSE | [9 empty] | 11/13/2015 12:00:00 AM | Dimmable | Continuous Above 10 | No |  |  | 8700 | 94.6 | 92 | 15 | 0.9 | 4500 | 70
PYVTCYRU | Shenzhen Snowball Lighting Limited | Snowball | SB/CP/92W/3D/CW | Outdoor Luminaires | Mid Output | Parking Garage Luminaires | Standard | FALSE | [9 empty] | 11/13/2015 12:00:00 AM | Dimmable | Continuous Above 10 | No |  |  | 9200 | 100 | 92 | 15 | 0.9 | 5000 | 70
PNA5X64X | Shenzhen Snowball Lighting Limited | Snowball | SB/CP/92W/NW | Outdoor Luminaires | Mid Output | Parking Garage Luminaires | Standard | FALSE | [9 empty] | 11/13/2015 12:00:00 AM | Not Dimmable | Not Dimmable | No |  |  | 8700 | 94.6 | 92 | 15 | 0.9 | 4000 | 70
P2A9PA4H | Shenzhen Snowball Lighting Limited | Snowball | SB/CP/92W/3D/SCW | Outdoor Luminaires | Mid Output | Parking Garage Luminaires | Standard | FALSE | [9 empty] | 11/13/2015 12:00:00 AM | Dimmable | Continuous Above 10 | No |  |  | 9200 | 100 | 92 | 15 | 0.9 | 5700 | 70
PEYYR112 | Shenzhen Snowball Lighting Limited | Snowball | SB/CP/92W/HNW | Outdoor Luminaires | Mid Output | Parking Garage Luminaires | Standard | FALSE | [9 empty] | 11/13/2015 12:00:00 AM | Not Dimmable | Not Dimmable | No |  |  | 8700 | 94.6 | 92 | 15 | 0.9 | 4500 | 70
P15PMW73 | Shenzhen Snowball Lighting Limited | Snowball | SB/CP/92W/SCW | Outdoor Luminaires | Mid Output | Parking Garage Luminaires | Standard | FALSE | [9 empty] | 11/13/2015 12:00:00 AM | Not Dimmable | Not Dimmable | No |  |  | 9200 | 100 | 92 | 15 | 0.9 | 5700 | 70
P9SYAUTS | Shenzhen Snowball Lighting Limited | Snowball | SB/CP/C/92W/3D/NW | Outdoor Luminaires | Mid Output | Parking Garage Luminaires | Standard | FALSE | [9 empty] | 11/13/2015 12:00:00 AM | Dimmable | Continuous Above 10 | No |  |  | 8700 | 94.6 | 92 | 20 | 0.9 | 4000 | 70
PWEH9K4T | Shenzhen Snowball Lighting Limited | Snowball | SB/CP/C/92W/3D/HNW | Outdoor Luminaires | Mid Output | Parking Garage Luminaires | Standard | FALSE | [9 empty] | 11/13/2015 12:00:00 AM | Dimmable | Continuous Above 10 | No |  |  | 8700 | 94.6 | 92 | 20 | 0.9 | 4500 | 70
PESKK75F | Shenzhen Snowball Lighting Limited | Snowball | SB/CP/C/92W/NW | Outdoor Luminaires | Mid Output | Parking Garage Luminaires | Standard | FALSE | [9 empty] | 11/13/2015 12:00:00 AM | Not Dimmable | Not Dimmable | No |  |  | 8700 | 94.6 | 92 | 20 | 0.9 | 4000 | 70
PA1P6DFY | Shenzhen Snowball Lighting Limited | Snowball | SB/CP/C/92W/SCW | Outdoor Luminaires | Mid Output | Parking Garage Luminaires | Standard | FALSE | [9 empty] | 11/13/2015 12:00:00 AM | Not Dimmable | Not Dimmable | No |  |  | 8700 | 94.6 | 92 | 20 | 0.9 | 5700 | 70
PV77YTRW | Shenzhen Snowball Lighting Limited | Snowball | SB/CP/C/42W/3D/NW | Outdoor Luminaires | Low Output | Parking Garage Luminaires | Standard | TRUE | 3847.46 | 97.62 | 39.41 | 17.48 | 0.979 | 3970 | 73.7 | 5 | 50000 | 11/13/2015 12:00:00 AM | Dimmable | Continuous Above 10 | No |  | 3 | 4000 | 95.2 | 42 | 20 | 0.9 | 4000 | 70
PWB1F2XZ | Shenzhen Snowball Lighting Limited | Snowball | SB/CP/C/42W/3D/SCW | Outdoor Luminaires | Low Output | Parking Garage Luminaires | Standard | FALSE | [9 empty] | 11/13/2015 12:00:00 AM | Dimmable | Continuous Above 10 | No |  |  | 4100 | 97.6 | 42 | 20 | 0.9 | 5700 | 70
PMNJCFFS | Shenzhen Snowball Lighting Limited | Snowball | SB/CP/C/42W/NW | Outdoor Luminaires | Low Output | Parking Garage Luminaires | Standard | FALSE | [9 empty] | 11/13/2015 12:00:00 AM | Not Dimmable | Not Dimmable | No |  |  | 4000 | 95.2 | 42 | 20 | 0.9 | 4000 | 70
P2R5AS8J | Shenzhen Snowball Lighting Limited | Snowball | SB/CP/C/42W/HNW | Outdoor Luminaires | Low Output | Parking Garage Luminaires | Standard | FALSE | [9 empty] | 11/13/2015 12:00:00 AM | Not Dimmable | Not Dimmable | No |  |  | 4000 | 95.2 | 42 | 20 | 0.9 | 4500 | 70
PBD24CYV | Shenzhen Snowball Lighting Limited | Snowball | SB/CP/42W/3D/SCW | Outdoor Luminaires | Low Output | Parking Garage Luminaires | Standard | FALSE | [9 empty] | 11/13/2015 12:00:00 AM | Dimmable | Continuous Above 10 | No |  |  | 4400 | 104.8 | 42 | 15 | 0.9 | 5700 | 70
P85X16K4 | Shenzhen Snowball Lighting Limited | Snowball | SB/CP/42W/SCW | Outdoor Luminaires | Low Output | Parking Garage Luminaires | Standard | FALSE | [9 empty] | 11/13/2015 12:00:00 AM | Not Dimmable | Not Dimmable | No |  |  | 4400 | 104.8 | 42 | 15 | 0.9 | 5700 | 70
PUZPGDM9 | Shenzhen Snowball Lighting Limited | Snowball | SB/CP/C/42W/3D/HNW | Outdoor Luminaires | Low Output | Parking Garage Luminaires | Standard | FALSE | [9 empty] | 11/13/2015 12:00:00 AM | Dimmable | Continuous Above 10 | No |  |  | 4000 | 95.2 | 42 | 20 | 0.9 | 4500 | 70
P8AXQ8VB | Shenzhen Snowball Lighting Limited | Snowball | SB/CP/C/42W/CW | Outdoor Luminaires | Low Output | Parking Garage Luminaires | Standard | FALSE | [9 empty] | 11/13/2015 12:00:00 AM | Not Dimmable | Not Dimmable | No |  |  | 4100 | 97.6 | 42 | 20 | 0.9 | 5000 | 70
P19Z8GS8 | Shenzhen Snowball Lighting Limited | Snowball | SB/CP/C/42W/SCW | Outdoor Luminaires | Low Output | Parking Garage Luminaires | Standard | FALSE | [9 empty] | 11/13/2015 12:00:00 AM | Not Dimmable | Not Dimmable | No |  |  | 4100 | 97.6 | 42 | 20 | 0.9 | 5700 | 70
P5FT146G | Shenzhen Snowball Lighting Limited | Snowball | SB/CP/42W/3D/NW | Outdoor Luminaires | Low Output | Parking Garage Luminaires | Standard | FALSE | [9 empty] | 11/13/2015 12:00:00 AM | Dimmable | Continuous Above 10 | No |  |  | 4300 | 102.4 | 42 | 15 | 0.9 | 4000 | 70
P9B5MSVY | Shenzhen Snowball Lighting Limited | Snowball | SB/CP/42W/3D/CW | Outdoor Luminaires | Low Output | Parking Garage Luminaires | Standard | FALSE | [9 empty] | 11/13/2015 12:00:00 AM | Dimmable | Continuous Above 10 | No |  |  | 4400 | 104.8 | 42 | 15 | 0.9 | 5000 | 70
PNUD8ZT6 | Shenzhen Snowball Lighting Limited | Snowball | SB/CP/42W/NW | Outdoor Luminaires | Low Output | Parking Garage Luminaires | Standard | FALSE | [9 empty] | 11/13/2015 12:00:00 AM | Not Dimmable | Not Dimmable | No |  |  | 4300 | 102.4 | 42 | 15 | 0.9 | 4000 | 70
P5TR3C92 | Shenzhen Snowball Lighting Limited | Snowball | SB/CP/42W/CW | Outdoor Luminaires | Low Output | Parking Garage Luminaires | Standard | FALSE | [9 empty] | 11/13/2015 12:00:00 AM | Not Dimmable | Not Dimmable | No |  |  | 4400 | 104.8 | 42 | 15 | 0.9 | 5000 | 70
PMEE8ESB | Shenzhen Snowball Lighting Limited | Snowball | SB/CP/42W/3D/HNW | Outdoor Luminaires | Low Output | Parking Garage Luminaires | Standard | FALSE | [9 empty] | 11/13/2015 12:00:00 AM | Dimmable | Continuous Above 10 | No |  |  | 4300 | 102.4 | 42 | 15 | 0.9 | 4500 | 70
PKNJXBBW | Shenzhen Snowball Lighting Limited | Snowball | SB/CP/42W/HNW | Outdoor Luminaires | Low Output | Parking Garage Luminaires | Standard | FALSE | [9 empty] | 11/13/2015 12:00:00 AM | Not Dimmable | Not Dimmable | No |  |  | 4300 | 102.4 | 42 | 15 | 0.9 | 4500 | 70
P4Q753Q5 | Shenzhen Snowball Lighting Limited | Snowball | SB/CP/C/42W/3D/CW | Outdoor Luminaires | Low Output | Parking Garage Luminaires | Standard | FALSE | [9 empty] | 11/13/2015 12:00:00 AM | Dimmable | Continuous Above 10 | No |  |  | 4100 | 97.6 | 42 | 20 | 0.9 | 5000 | 70
P3SD3G8T | Shenzhen Wisdom Light Co., Ltd | Wisdom Light | WLCPSM90UV50K | Outdoor Luminaires | Mid Output | Parking Garage Luminaires | Standard | TRUE | 7975 | 95.58 | 83.44 | 16.75 | 0.905 | 5191 | 74.8 | 5 | 50000 | 6/1/2016 12:00:00 AM | Not Dimmable | Not Dimmable | Not Yet Verified | Updated 9/27/2016 | 2.1 | 7975 | 95.58 | 83.44 | 16.75 | 0.905 | 5000 | 74.8
PN4HVUBW | Shenzhen Wisdom Light Co., Ltd | Wisdom Light | WLCPSM45UV50K | Outdoor Luminaires | Low Output | Parking Garage Luminaires | Standard | TRUE | 3859.5 | 100.51 | 38.4 | 16.21 | 0.903 | 4915 | 73.9 | 5 | 50000 | 6/1/2016 12:00:00 AM | Not Dimmable | Not Dimmable | Not Yet Verified | Updated 9/27/2016 | 2.1 | 3859.5 | 100.51 | 38.4 | 16.21 | 0.903 | 5000 | 73.9
PVE4BVJK | Shenzhen Wisdom Light Co., Ltd | Wisdom Light | WLCPSM60UV50K | Outdoor Luminaires | Mid Output | Parking Garage Luminaires | Standard | TRUE | 5893.2 | 104.8 | 56.23 | 12.67 | 0.903 | 5139 | 74.5 | 5 | 50000 | 6/1/2016 12:00:00 AM | Not Dimmable | Not Dimmable | Not Yet Verified | Updated 9/27/2016 | 2.1 | 5893.2 | 104.8 | 56.23 | 12.67 | 0.903 | 5000 | 74.5
PQEZX7Q2 | Shenzhen Wisdom Light Co., Ltd | Shenzhen Wisdom Light Co., Ltd | WLCPSM40UV50K | Outdoor Luminaires | Low Output | Parking Garage Luminaires | Standard | TRUE | 3333 | 78.54 | 42.54 | 18.5 | 0.894 | 4816 | 73 | 5 | 50000 | 4/2/2015 12:00:00 AM | Not Dimmable | Not Dimmable | Not Yet Verified |  | 2 | 3333 | 78 | 42.54 |  | 0.98 | 4816 | 75
PSR4QG1J | Shenzhen Wisdom Light Co., Ltd | Shenzhen Wisdom Light Co., Ltd | WLCPSM60UV50K | Outdoor Luminaires | Mid Output | Parking Garage Luminaires | Standard | TRUE | 5356 | 86.59 | 61.85 | 10.2 | 0.922 | 4929 | 74 | 5 | 50000 | 4/2/2015 12:00:00 AM | Not Dimmable | Not Dimmable | Not Yet Verified |  | 2 | 5356 | 86 | 61.85 |  | 0.98 | 4929 | 75
PT3GQR41 | Shenzhen Wisdom Light Co., Ltd | Shenzhen Wisdom Light Co., LTD | WLCPSM90UV50K | Outdoor Luminaires | Mid Output | Parking Garage Luminaires | Standard | TRUE | 7039.9 | 78.41 | 89.78 | 21 | 0.938 | 5198 | 65.5 | 5 | 50000 | 4/2/2015 12:00:00 AM | Not Yet Verified | Not Yet Verified | Not Yet Verified |  | 2.1 | 7040 | 78 | 90 |  | 0.9 | 5500 | 65
PSZGJW5J | Shenzhen Yaorong Technology Co.,Ltd | YAORONG | YR-HB-W060-YX(3000K) | Outdoor Luminaires | Mid Output | Parking Garage Luminaires | Standard | TRUE | 6180.5 | 106.62 | 57.97 | 15.99 | 0.9051 | 3035 | 83.3 | 5 | 50000 | 5/23/2016 12:00:00 AM | Not Dimmable | Not Dimmable | No |  | 3.1 | 6348.1 | 108.22 | 58.66 | 15.99 | 0.9051 | 3000 | 83.3
PA6YPGCR | Shenzhen Yaorong Technology Co.,Ltd | YAORONG | YR-HB-W060-YX(4500K) | Outdoor Luminaires | Mid Output | Parking Garage Luminaires | Standard | FALSE | [9 empty] | 5/23/2016 12:00:00 AM | Not Dimmable | Not Dimmable | No |  |  | 6486 | 110.8 | 58.54 | 15.99 | 0.9051 | 4500 | 83.3
PVAGYADD | Shenzhen Yaorong Technology Co.,Ltd | YAORONG | YR-HB-W060-YX(5000K) | Outdoor Luminaires | Mid Output | Parking Garage Luminaires | Standard | FALSE | [9 empty] | 5/23/2016 12:00:00 AM | Not Dimmable | Not Dimmable | No |  |  | 6532 | 111.81 | 58.42 | 15.72 | 0.9033 | 5000 | 72.6
PBH7GKGN | Shenzhen Yaorong Technology Co.,Ltd | YAORONG | YR-HB-W060-YX(3500K) | Outdoor Luminaires | Mid Output | Parking Garage Luminaires | Standard | FALSE | [9 empty] | 5/23/2016 12:00:00 AM | Not Dimmable | Not Dimmable | No |  |  | 6394.1 | 109.23 | 58.54 | 15.99 | 0.9051 | 3500 | 83.3
PJT73W5E | Shenzhen Yaorong Technology Co.,Ltd | YAORONG | YR-HB-W060-YX(4000K) | Outdoor Luminaires | Mid Output | Parking Garage Luminaires | Standard | FALSE | [9 empty] | 5/23/2016 12:00:00 AM | Not Dimmable | Not Dimmable | No |  |  | 6440.1 | 110.01 | 58.54 | 15.99 | 0.9051 | 4000 | 83.3
P5XEUMTA | Shenzhen Yaorong Technology Co.,Ltd | YAORONG | YR-HB-W040-YX(3000K) | Outdoor Luminaires | Low Output | Parking Garage Luminaires | Standard | TRUE | 3698.4 | 94.55 | 39.12 | 16.48 | 0.9551 | 3206 | 85.6 | 5 | 50000 | 5/23/2016 12:00:00 AM | Not Dimmable | Not Dimmable | No |  | 3.1 | 3730.3 | 95.26 | 39.16 | 16.48 | 0.9551 | 3000 | 85.6
P9TGX4YY | Shenzhen Yaorong Technology Co.,Ltd | YAORONG | YR-HB-W040-YX(5000K) | Outdoor Luminaires | Low Output | Parking Garage Luminaires | Standard | FALSE | [9 empty] | 5/23/2016 12:00:00 AM | Not Dimmable | Not Dimmable | No |  |  | 3950 | 99.9 | 39.54 | 16.48 | 0.9514 | 5000 | 72.8
P8V58XGQ | Shenzhen Yaorong Technology Co.,Ltd | YAORONG | YR-HB-W040-YX(3500K) | Outdoor Luminaires | Low Output | Parking Garage Luminaires | Standard | FALSE | [9 empty] | 5/23/2016 12:00:00 AM | Not Dimmable | Not Dimmable | No |  |  | 3785.2 | 96.19 | 39.35 | 16.48 | 0.9551 | 3500 | 85.6
P5K3SUW5 | Shenzhen Yaorong Technology Co.,Ltd | YAORONG | YR-HB-W040-YX(4500K) | Outdoor Luminaires | Low Output | Parking Garage Luminaires | Standard | FALSE | [9 empty] | 5/23/2016 12:00:00 AM | Not Dimmable | Not Dimmable | No |  |  | 3895.1 | 98.99 | 39.35 | 16.48 | 0.9551 | 4500 | 85.6
PBC1JDEN | Shenzhen Yaorong Technology Co.,Ltd | YAORONG | YR-HB-W040-YX(4000K) | Outdoor Luminaires | Low Output | Parking Garage Luminaires | Standard | FALSE | [9 empty] | 5/23/2016 12:00:00 AM | Not Dimmable | Not Dimmable | No |  |  | 3840.2 | 97.59 | 39.35 | 16.48 | 0.9551 | 4000 | 85.6
PDTCKSK9 | Shenzhen Yaorong Technology Co.,Ltd | YAORONG | YR-PL670-W300-X(3000K) | Outdoor Luminaires | High Output | Parking Garage Luminaires | Standard | TRUE | 27360 | 93.51 | 292.6 | 10.84 | 0.951 | 3124 | 74.4 | 5 | 50000 | 7/1/2015 12:00:00 AM | Not Dimmable | Not Dimmable | Not Yet Verified |  | 2.1 | 27360 | 93.51 | 292.6 | 11 | 0.95 | 3000 | 74.4
P9NZP3F4 | Shenzhen Yaorong Technology Co.,Ltd | YAORONG | YR-PL670-W300-X(5000K) | Outdoor Luminaires | High Output | Parking Garage Luminaires | Standard | FALSE | [9 empty] | 7/1/2015 12:00:00 AM | Not Dimmable | Not Dimmable | Not Yet Verified |  |  | 29002 | 98.85 | 293.4 | 10 | 0.93 | 5000 | 71.9
P671K9QF | Shenzhen Yaorong Technology Co.,Ltd | YAORONG | YR-PL670-W300-X(4500K) | Outdoor Luminaires | High Output | Parking Garage Luminaires | Standard | FALSE | [9 empty] | 7/1/2015 12:00:00 AM | Not Dimmable | Not Dimmable | Not Yet Verified |  |  | 27360 | 93.51 | 292.6 | 11 | 0.95 | 4500 | 74.4
PHFV5Y5Y | Shenzhen Yaorong Technology Co.,Ltd | YAORONG | YR-PL670-W300-X(3500K) | Outdoor Luminaires | High Output | Parking Garage Luminaires | Standard | FALSE | [9 empty] | 7/1/2015 12:00:00 AM | Not Dimmable | Not Dimmable | Not Yet Verified |  |  | 27360 | 93.51 | 292.6 | 11 | 0.95 | 3500 | 74.4
PTGGAH4S | Shenzhen Yaorong Technology Co.,Ltd | YAORONG | YR-PL670-W300-X(4000K) | Outdoor Luminaires | High Output | Parking Garage Luminaires | Standard | FALSE | [9 empty] | 7/1/2015 12:00:00 AM | Not Dimmable | Not Dimmable | Not Yet Verified |  |  | 27360 | 93.51 | 292.6 | 11 | 0.95 | 4000 | 74.4
P1WSMDHS | Shenzhen Yaorong Technology Co.,Ltd | YAORONG | YR-PL275-W048-X(3000K) | Outdoor Luminaires | Low Output | Parking Garage Luminaires | Standard | TRUE | 4470.1 | 94.33 | 47.39 | 19.54 | 0.909 | 3117 | 74.2 | 5 | 50000 | 7/1/2015 12:00:00 AM | Not Dimmable | Not Dimmable | Not Yet Verified |  | 2.1 | 4470.1 | 94.33 | 47.39 | 19.54 | 0.909 | 3000 | 74.2
PHTE7N8R | Shenzhen Yaorong Technology Co.,Ltd | YAORONG | YR-PL275-W048-X(3500K) | Outdoor Luminaires | Low Output | Parking Garage Luminaires | Standard | FALSE | [9 empty] | 7/1/2015 12:00:00 AM | Not Dimmable | Not Dimmable | Not Yet Verified |  |  | 4470.1 | 94.33 | 47.39 | 19.54 | 0.9085 | 3500 | 74.2
PDV6B3GH | Shenzhen Yaorong Technology Co.,Ltd | YAORONG | YR-PL275-W048-X(4000K) | Outdoor Luminaires | Low Output | Parking Garage Luminaires | Standard | FALSE | [9 empty] | 7/1/2015 12:00:00 AM | Not Dimmable | Not Dimmable | Not Yet Verified |  |  | 4470.1 | 94.33 | 47.39 | 19.54 | 0.9085 | 4000 | 74.2
PWMAT64J | Shenzhen Yaorong Technology Co.,Ltd | YAORONG | YR-PL275-W048-X(4500K) | Outdoor Luminaires | Low Output | Parking Garage Luminaires | Standard | FALSE | [9 empty] | 7/1/2015 12:00:00 AM | Not Dimmable | Not Dimmable | Not Yet Verified |  |  | 4470.1 | 94.33 | 47.39 | 19.54 | 0.9085 | 4500 | 74.2
P35S6Z43 | Shenzhen Yaorong Technology Co.,Ltd | YAORONG | YR-PL275-W048-X(5000K) | Outdoor Luminaires | Low Output | Parking Garage Luminaires | Standard | FALSE | [9 empty] | 7/1/2015 12:00:00 AM | Not Dimmable | Not Dimmable | Not Yet Verified |  |  | 5006 | 103.75 | 48.25 | 19.23 | 0.9048 | 5000 | 74.9
PVZZEV9X | Shenzhen Yaorong Technology Co.,Ltd | YAORONG | YR-PL345-W100-X(3000K) | Outdoor Luminaires | Mid Output | Parking Garage Luminaires | Standard | TRUE | 9315.1 | 95.44 | 97.6 | 13.62 | 0.93 | 3115 | 74.4 | 5 | 50000 | 7/1/2015 12:00:00 AM | Not Dimmable | Not Dimmable | Not Yet Verified |  | 2.1 | 9315.1 | 95.44 | 97.6 | 13.62 | 0.93 | 3000 | 74.4
PPWNWR16 | Shenzhen Yaorong Technology Co.,Ltd | YAORONG | YR-PL345-W100-X(3500K) | Outdoor Luminaires | Mid Output | Parking Garage Luminaires | Standard | FALSE | [9 empty] | 7/1/2015 12:00:00 AM | Not Dimmable | Not Dimmable | Not Yet Verified |  |  | 9315.1 | 95.44 | 97.6 | 13.62 | 0.93 | 3500 | 74.4
PKS4GQHQ | Shenzhen Yaorong Technology Co.,Ltd | YAORONG | YR-PL345-W100-X(4500K) | Outdoor Luminaires | Mid Output | Parking Garage Luminaires | Standard | FALSE | [9 empty] | 7/1/2015 12:00:00 AM | Not Dimmable | Not Dimmable | Not Yet Verified |  |  | 9315.1 | 95.44 | 97.6 | 13.62 | 0.93 | 4500 | 74.4
PXYBYEYT | Shenzhen Yaorong Technology Co.,Ltd | YAORONG | YR-PL345-W100-X(5000K) | Outdoor Luminaires | Mid Output | Parking Garage Luminaires | Standard | FALSE | [9 empty] | 7/1/2015 12:00:00 AM | Not Dimmable | Not Dimmable | Not Yet Verified |  |  | 9780 | 100.28 | 97.53 | 13.24 | 0.924 | 5000 | 75
P34N98WD | Shenzhen Yaorong Technology Co.,Ltd | YAORONG | YR-PL345-W100-X(4000K) | Outdoor Luminaires | Mid Output | Parking Garage Luminaires | Standard | FALSE | [9 empty] | 7/1/2015 12:00:00 AM | Not Dimmable | Not Dimmable | Not Yet Verified |  |  | 9315.1 | 95.44 | 97.6 | 13.62 | 0.93 | 4000 | 74.4
PQU86SE7 | Sigma Luminous | Sigma Luminous | FOCUS-41W-50K-115*** | Outdoor Luminaires | Low Output | Parking Garage Luminaires | Standard | TRUE | 4576 | 111.46 | 41.05 | 10.8 | 0.9599 | 4837 | 74 | 5 | 190000 | 1/7/2016 12:00:00 AM | Not Yet Verified | Not Yet Verified | Not Yet Verified | Qualified with dimming and non-dimming driver options | 1.7 | 4576 | 112 | 41 |  | 0.9 | 5000 | 75
PMU9RMJR | Sigma Luminous | Sigma Luminous | FOCUS-58W-50K-115*** | Outdoor Luminaires | Mid Output | Parking Garage Luminaires | Standard | TRUE | 6142 | 113.57 | 54.08 | 14.7 | 0.9046 | 4943 | 74 | 5 | 190000 | 1/7/2016 12:00:00 AM | Not Yet Verified | Not Yet Verified | Not Yet Verified | Qualified with dimming and non-dimming driver options | 1.7 | 6142 | 114 | 54 |  | 0.9 | 5000 | 75
PSK1DV3W | Sigma Luminous | Sigma Luminous | FOCUS-58W-50K-115-S*** | Outdoor Luminaires | Mid Output | Parking Garage Luminaires | Standard | FALSE | [9 empty] | 1/7/2016 12:00:00 AM | Not Yet Verified | Not Yet Verified | Not Yet Verified | Qualified with dimming and non-dimming driver options |  | 6142 | 114 | 54 |  | 0.9 | 5000 | 75
PDWUHXMM | Sigma Luminous | Luminous Retrofits | Mini-UNV-57K360-X1 | Outdoor Retrofit Kit | Low Output | Retrofit Kits for Parking Garage Luminaires | Standard | TRUE | 3977 | 84.66 | 46.97 | 8.26 | 0.945 | 5773 | 75.2 | 10 | 100000 | 9/18/2015 12:00:00 AM | Not Yet Verified | Not Yet Verified | Not Yet Verified |  | 2.1 |  |  | 50 |  |  | 5700
P0000197U | SIMKAR Corporation | SIMKAR | GVV3604U | Outdoor Luminaires | Low Output | Parking Garage Luminaires | Standard | TRUE | 3823 | 81.7 | 46.83 | 20 | 0.89 | 5527 | 86.5 | 5 | 100000 | 2/1/2012 12:00:00 AM | Not Yet Verified | Not Yet Verified | Not Yet Verified |  | 2.1 |  |  | 43 |  |  | 5000 | 80
P0000198I | SIMKAR Corporation | EN2LED | EN2LED4DAP5641U1DLCP | Outdoor Luminaires | Low Output | Parking Garage Luminaires | Standard | TRUE | 4908 | 89.2 | 54.97 | 7.57 | 0.96 | 3854 | 84 | 5 | 50000 | 6/21/2013 12:00:00 AM | Not Yet Verified | Not Yet Verified | Not Yet Verified |  | 2 | 4900 | 88 | 56 |  | 0.9 | 4100 | 80
P0000198M | SIMKAR Corporation | EN2LED | EN2LED4DAP9241U1DLCP | Outdoor Luminaires | Mid Output | Parking Garage Luminaires | Standard | TRUE | 5094 | 92.7 | 54.98 | 17.3 | 0.965 | 3854 | 84.4 | 5 | 80000 | 7/15/2013 12:00:00 AM | Not Yet Verified | Not Yet Verified | Not Yet Verified |  | 2 | 7200 |  | 92 |  |  | 4100
P000019AG | SimplyLEDs | Annello Ceiling Fixture | CLG-120-C-AP-FT | Outdoor Luminaires | Mid Output | Parking Garage Luminaires | Standard | TRUE | 7892 | 73.76 | 107 | 8.38 | 0.906 | 5224 | 73 | 5 | 50000 | 8/29/2011 12:00:00 AM | Not Yet Verified | Not Yet Verified | Not Yet Verified |  | 1.6 | 7884 | 73.7 | 120 |  | 0.99 | 5000 | 70
P0000199Y | SimplyLEDs | ANELLO | CLG-50-C-AP-XX(120V-277V) | Outdoor Luminaires | Low Output | Parking Garage Luminaires | Standard | TRUE | 3854 | 78.37 | 49.18 | 8.76 | 0.939 | 5126 | 72 | 5 | 120000 | 1/23/2013 12:00:00 AM | Not Yet Verified | Not Yet Verified | Not Yet Verified |  | 1.7 | 3854 | 78 | 49 |  | 0.9 | 5000 | 70
P000019AR | SimplyLEDs | Annello | CLG-100-C-AP | Outdoor Luminaires | Mid Output | Parking Garage Luminaires | Standard | TRUE | 8065 | 85.92 | 93.87 | 10.83 | 0.889 | 5151 | 72.8 | 5 | 120000 | 6/17/2013 12:00:00 AM | Not Yet Verified | Not Yet Verified | Not Yet Verified |  | 2 | 8065 | 86 | 94 |  |  | 5000 | 72
PDFUJ29Z | SimplyLEDs | GRG | GRG-065W-50K | Outdoor Luminaires | Mid Output | Parking Garage Luminaires | Standard | TRUE | 6537 | 93.09 | 70.22 | 16.87 | 0.886 | 5319 | 78.1 | 10 | 177000 | 11/3/2015 12:00:00 AM | Dimmable | Continuous Above 10 | No |  | 3 | 6537 | 93.09 | 70.22 | 4.39 | 0.994 | 5319 | 78.1
P000019AU | SimplyLEDs | CLG Family | CLG-60-C-AP | Outdoor Luminaires | Mid Output | Parking Garage Luminaires | Standard | TRUE | 6071.42 | 102 | 59.81 | 10 | 0.89 | 5362 | 73 | 5 | 120000 | 12/6/2013 12:00:00 AM | Not Yet Verified | Not Yet Verified | Not Yet Verified |  | 2.1 | 6071 | 102 | 60 | 10 | 0.9 | 5000 | 73
P000019AT | SimplyLEDs | CLG Family | CLG-60-N40-AP | Outdoor Luminaires | Mid Output | Parking Garage Luminaires | Standard | TRUE | 5482.76 | 91 | 60.14 | 14 | 0.9 | 4156 | 82 | 5 | 108000 | 12/6/2013 12:00:00 AM | Not Yet Verified | Not Yet Verified | Not Yet Verified |  | 2.1 | 5483 | 91 | 60 | 10 | 0.9 | 4000 | 82
P000019A9 | SimplyLEDs | Anello | CLG-75-C-AP | Outdoor Luminaires | Mid Output | Parking Garage Luminaires | Standard | TRUE | 7020.8 | 98 | 71.8 | 18 | 0.89 | 5356 | 73 | 5 | 120000 | 8/22/2012 12:00:00 AM | Not Yet Verified | Not Yet Verified | Not Yet Verified |  | 2.1 | 7056 | 98 | 72 | 12 | 0.9 | 5000 | 73
P000019B1 | SimplyLEDs | CLG Family | CLG 40 C APF V350 | Outdoor Luminaires | Low Output | Parking Garage Luminaires | Standard | TRUE | 3601 | 87.42 | 41.19 | 12.12 | 0.975 | 5070 | 72.5 | 5 | 120000 | 5/23/2014 12:00:00 AM | Not Yet Verified | Not Yet Verified | Not Yet Verified |  | 2.1 | 3490 | 84 | 42 | 6 | 0.97 | 5000 | 73
P000019B2 | SimplyLEDs | CLG Family | CLG-40-N40-APF-V350 | Outdoor Luminaires | Low Output | Parking Garage Luminaires | Standard | TRUE | 3490 | 87.89 | 39.71 | 9.41 | 0.972 | 4052 | 82.5 | 5 | 120000 | 5/23/2014 12:00:00 AM | Not Yet Verified | Not Yet Verified | Not Yet Verified |  | 2.1 | 3422 | 85.94 | 39.82 | 5.73 | 0.972 | 4052 | 82.5
P000019B3 | SimplyLEDs | CLG Family | CLG-40-C-AF-V350 | Outdoor Luminaires | Low Output | Parking Garage Luminaires | Standard | TRUE | 3490 | 84.54 | 41.28 | 12.12 | 0.975 | 5070 | 72.5 | 5 | 109000 | 5/23/2014 12:00:00 AM | Not Yet Verified | Not Yet Verified | Not Yet Verified |  | 2.1 | 3490 | 84 | 42 | 15 | 0.996 | 5070 | 72
P000019B4 | SimplyLEDs | CLG Family | CLG-40-N40-AF-V350 | Outdoor Luminaires | Low Output | Parking Garage Luminaires | Standard | TRUE | 3422 | 85.94 | 39.82 | 9.41 | 0.972 | 4052 | 82.5 | 5 | 109000 | 5/23/2014 12:00:00 AM | Not Yet Verified | Not Yet Verified | Not Yet Verified |  | 2.1 | 3422 | 85.94 | 39.82 | 5.73 | 0.972 | 4052 | 82.5
P000019B5 | SimplyLEDs | CLG Family | CLG 65 N40 AF V450 | Outdoor Luminaires | Mid Output | Parking Garage Luminaires | Standard | TRUE | 5392 | 80.41 | 67.06 | 17.53 | 0.872 | 4055 | 82.8 | 5 | 96000 | 5/23/2014 12:00:00 AM | Not Yet Verified | Not Yet Verified | Not Yet Verified |  | 2.1 | 5392 | 80 | 67 | 18 | 0.88 | 4000 | 82
P000019B6 | SimplyLEDs | CLG Family | CLG 65 C AF V450 | Outdoor Luminaires | Mid Output | Parking Garage Luminaires | Standard | FALSE | [9 empty] | 5/23/2014 12:00:00 AM | Not Yet Verified | Not Yet Verified | Not Yet Verified |  |  | 6001 | 88.03 | 68.17 | 17.52 | 0.88 | 5336 | 73
P000019B7 | SimplyLEDs | CLG Family | CLG 65 N40 APF V450 | Outdoor Luminaires | Mid Output | Parking Garage Luminaires | Standard | TRUE | 5497 | 82.03 | 67.01 | 17.53 | 0.872 | 4055 | 82.8 | 5 | 96000 | 5/23/2014 12:00:00 AM | Not Yet Verified | Not Yet Verified | Not Yet Verified |  | 2.1 | 5497 | 82 | 67 | 18 | 0.87 | 4000 | 82
P000019B8 | SimplyLEDs | CLG Family | CLG 65 C APF V450 | Outdoor Luminaires | Mid Output | Parking Garage Luminaires | Standard | FALSE | [9 empty] | 5/23/2014 12:00:00 AM | Not Yet Verified | Not Yet Verified | Not Yet Verified |  |  | 6001 | 88 | 68 | 18 | 0.88 | 5000 | 73
P000019B9 | SimplyLEDs | CLG Family | CLG-80-N40-APF-V450 | Outdoor Luminaires | Mid Output | Parking Garage Luminaires | Standard | TRUE | 6301 | 80.89 | 77.9 | 10.15 | 0.941 | 4063 | 83 | 5 | 200000 | 7/17/2014 12:00:00 AM | Not Yet Verified | Not Yet Verified | Not Yet Verified |  | 2.1 | 6301 | 81 | 78 | 14 | 0.94 | 4000 | 83
P000019BA | SimplyLEDs | CLG Family | CLG-80-C-APF-V450 | Outdoor Luminaires | Mid Output | Parking Garage Luminaires | Standard | FALSE | [9 empty] | 7/17/2014 12:00:00 AM | Not Yet Verified | Not Yet Verified | Not Yet Verified |  |  | 6722 | 85 | 79 | 18 | 0.88 | 5000 | 73
P000019BB | SimplyLEDs | CLG Family | CLG-80-N40-AF-V450 | Outdoor Luminaires | Mid Output | Parking Garage Luminaires | Standard | TRUE | 6120 | 78.56 | 77.9 | 10.15 | 0.941 | 4063 | 83 | 5 | 200000 | 7/17/2014 12:00:00 AM | Not Yet Verified | Not Yet Verified | Not Yet Verified |  | 2.1 | 6120 | 78 | 79 | 14 | 0.94 | 4000 | 83
P000019BC | SimplyLEDs | CLG Family | CLG-80-C-AF-V450 | Outdoor Luminaires | Mid Output | Parking Garage Luminaires | Standard | FALSE | [9 empty] | 7/17/2014 12:00:00 AM | Not Yet Verified | Not Yet Verified | Not Yet Verified |  |  | 6554 | 82 | 79 | 14 | 0.94 | 5000 | 73
P000019BL | SimplyLEDs | CLG Family | CLG-60-N40-AF-V350 | Outdoor Luminaires | Mid Output | Parking Garage Luminaires | Standard | TRUE | 5027 | 80.73 | 62.27 | 19.02 | 0.904 | 4028 | 81 | 5 | 200000 | 8/15/2014 12:00:00 AM | Not Yet Verified | Not Yet Verified | Not Yet Verified |  | 2.1 | 5027 | 81 | 30 | 6 | 0.97 | 4028 | 81
P000019BM | SimplyLEDs | CLG Family | CLG-60-C-AF-V350 | Outdoor Luminaires | Mid Output | Parking Garage Luminaires | Standard | FALSE | [9 empty] | 8/15/2014 12:00:00 AM | Not Yet Verified | Not Yet Verified | Not Yet Verified |  |  | 5367 | 86 | 63 | 19 | 0.9 | 5096 | 72
P000019BN | SimplyLEDs | CLG Family | CLG-60-N40-APF-V350 | Outdoor Luminaires | Mid Output | Parking Garage Luminaires | Standard | TRUE | 5103 | 81.98 | 62.25 | 19.02 | 0.904 | 4028 | 81 |  |  | 8/15/2014 12:00:00 AM | Not Yet Verified | Not Yet Verified | Not Yet Verified |  | 2.1 | 5103 | 82 | 62 | 16 | 0.93 | 4028 | 81
P000019BO | SimplyLEDs | CLG Family | CLG-60-C-APF-V350 | Outdoor Luminaires | Mid Output | Parking Garage Luminaires | Standard | FALSE | [9 empty] | 8/15/2014 12:00:00 AM | Not Yet Verified | Not Yet Verified | Not Yet Verified |  |  | 5455 | 87 | 63 | 19 | 0.9 | 5455 | 87
P5HVJTHQ | SimplyLEDs | CLG-50-C-APF-V450 | CLG-50-C-APF-V450 | Outdoor Luminaires | Low Output | Parking Garage Luminaires | Standard | TRUE | 4553 | 86.15 | 52.85 | 9.65 | 0.97 | 5247 | 72.6 | 5 | 200000 | 9/11/2014 12:00:00 AM | Dimmable | Continuous Below 10 | Not Yet Verified |  | 2.1 | 4553 | 86 | 53 | 19 | 0.9 | 5455 | 72
PFE4M171T | SimplyLEDs | GRG | GRG-050W-50K | Outdoor Luminaires | Mid Output | Parking Garage Luminaires | Standard | TRUE | 5403 | 101 | 53.47 | 10.39 | 0.971 | 5345 | 76.8 | 5 | 336000 | 6/5/2015 12:00:00 AM | Dimmable | Continuous Below 10 | Not Yet Verified |  | 2.1
PVEKSQPY | SimplyLEDs | GRG | GRG-040W | Outdoor Luminaires | Low Output | Parking Garage Luminaires | Standard | TRUE | 3770 | 93.64 | 40.26 | 7.67 | 0.98 | 3088 | 83.2 | 5 |  | 10/5/2015 12:00:00 AM | Dimmable | Continuous Below 10 | No |  | 3
PATPY3NH | SimplyLEDs | GRG | GRG-040W-35K | Outdoor Luminaires | Low Output | Parking Garage Luminaires | Standard | FALSE | [9 empty] | 10/5/2015 12:00:00 AM | Dimmable | Continuous Below 10 | No |  |  | 3942.5 | 97.35 | 40.625 | 7.59 | 0.977 | 3630.5 | 81.55
PVR4VKJ6 | SimplyLEDs | GRG | GRG-040W-40K | Outdoor Luminaires | Low Output | Parking Garage Luminaires | Standard | FALSE | [9 empty] | 10/5/2015 12:00:00 AM | Dimmable | Continuous Below 10 | No |  |  | 4115 | 101.1 | 40.95 | 7.51 | 0.974 | 4173 | 79.9
PXEX9SUW | SimplyLEDs | GRG | GRG-040W-50K | Outdoor Luminaires | Low Output | Parking Garage Luminaires | Standard | FALSE | [9 empty] | 10/5/2015 12:00:00 AM | Dimmable | Continuous Below 10 | No |  |  | 4460 | 108.6 | 41.6 | 7.35 | 0.967 | 5258 | 76.6
PPQQRE9G | SimplyLEDs | CLG | CLG-50-N40-APF-V450 | Outdoor Luminaires | Low Output | Parking Garage Luminaires | Standard | TRUE | 4121 | 78.65 | 52.4 | 10.47 | 0.963 | 4061 | 83.2 | 5 | 50000 | 3/11/2015 12:00:00 AM | Dimmable | Continuous Below 10 | Not Yet Verified |  | 2.1 | 4553 | 79 | 53 | 11 | 0.96 | 4000 | 83
PZZEJA71 | Singbee | Singbee | SP-2025-80W-3B-40K-17-MV-N | Outdoor Luminaires | High Output | Parking Garage Luminaires | Premium | FALSE | [9 empty] | 6/16/2016 12:00:00 AM | Dimmable | Continuous Below 10 | Yes |  |  | 9606.4353 | 121.77 | 78.89 | 7.46 | 0.9935 | 4007 | 72.2
P6XDJPWD | Singbee | Singbee | SP-2025-80W-3B-57K-17-MV-N | Outdoor Luminaires | High Output | Parking Garage Luminaires | Premium | FALSE | [9 empty] | 6/16/2016 12:00:00 AM | Dimmable | Continuous Below 10 | Yes |  |  | 9640.358 | 122.2 | 78.89 | 7.46 | 0.9935 | 5726 | 75.4
PATW6JQK | Singbee | Singbee | SP-2030-100W-3B-40K-B3-MV-N | Outdoor Luminaires | High Output | Parking Garage Luminaires | Standard | FALSE | [9 empty] | 7/21/2016 12:00:00 AM | Not Dimmable | Not Dimmable | Yes |  |  | 10789.99 | 109.9 | 98.9 | 6.46 | 0.9928 | 4088 | 79.8
PS2EPTPE | Singbee | Singbee | SP-2030-100W-3B-57K-B3-MV-N | Outdoor Luminaires | High Output | Parking Garage Luminaires | Standard | FALSE | [9 empty] | 7/21/2016 12:00:00 AM | Not Dimmable | Not Dimmable | Yes |  |  | 10869.11 | 109.1 | 98.9 | 6.54 | 0.9945 | 5810 | 79.2
P791VB5E | SKYLER LED Lighting | SKYLER | SKT-MT-CP-45-4K | Outdoor Luminaires | Low Output | Parking Garage Luminaires | Standard | TRUE | 4005.121 | 91.722 | 43.666 | 13.77 | 0.9507 | 3991 | 83.5 | 5 | 50000 | 1/13/2016 12:00:00 AM | Not Dimmable | Not Dimmable | Not Yet Verified |  | 2.1 | 4005.121 | 91.722 | 43.666 | 13.77 | 0.987 | 3991 | 83.5
PXT239H5 | SKYLER LED Lighting | SKYLER | SKT-MT-CP-45-5K | Outdoor Luminaires | Low Output | Parking Garage Luminaires | Standard | FALSE | [9 empty] | 1/13/2016 12:00:00 AM | Not Dimmable | Not Dimmable | Not Yet Verified |  |  | 4149.603 | 95.022 | 43.67 | 13.77 | 0.993 | 5074 | 82.3
P1D2PNGE | SKYLER LED Lighting | SKYLER | SKT-MT-CP-70-4K | Outdoor Luminaires | Mid Output | Parking Garage Luminaires | Standard | TRUE | 5703.348 | 79.834 | 71.44 | 21.55 | 0.9074 | 4108 | 85 | 5 | 50000 | 1/13/2016 12:00:00 AM | Not Dimmable | Not Dimmable | Not Yet Verified |  | 2.1 | 5703.348 | 79.834 | 71.44 | 21.55 | 0.983 | 4108 | 85
P85FEU6K | SKYLER LED Lighting | SKYLER | SKT-MT-CP-70-5K | Outdoor Luminaires | Mid Output | Parking Garage Luminaires | Standard | FALSE | [9 empty] | 1/13/2016 12:00:00 AM | Not Dimmable | Not Dimmable | Not Yet Verified |  |  | 5928.278 | 86.255 | 68.73 | 21.55 | 0.977 | 5286 | 77.1
P000019DC | SLP Lighting | Citadel 2 LED | CT2 -LED-M-2L4-LIRA-FR50-RF-FORTIMO-1R-840-55W3K9X2 | Outdoor Luminaires | Mid Output | Parking Garage Luminaires | Standard | TRUE | 6924 | 86.96 | 79.24 | 18.286 | 0.9091 | 4029 | 84 | 5 |  | 6/5/2013 12:00:00 AM | Not Yet Verified | Not Yet Verified | Not Yet Verified |  | 2 | 6924 | 87 | 79.6 | 18.286 | 0.9091 | 4000 | 84
P000019DG | SLP Lighting | Citadel 2 LED | CT2-LED-M-2L4-LIRA-FR50-RF-UNVLT-840-M510C-255X2 | Outdoor Luminaires | Mid Output | Parking Garage Luminaires | Standard | TRUE | 7648 | 91.36 | 83.717 | 19.261 | 0.9167 | 4118 | 82.82 | 5 | 50000 | 8/13/2013 12:00:00 AM | Not Yet Verified | Not Yet Verified | Not Yet Verified |  | 2 | 7600 | 90 | 84 | 20 | 0.9 | 4000 | 82
P000019DH | SLP Lighting | Citadel 2 LED | CT2-LED-M-2L4-LIRA-FR50-RF-UNVLT-840-M510C-D310X1 | Outdoor Luminaires | Mid Output | Parking Garage Luminaires | Standard | TRUE | 5014 | 98.09 | 51.115 | 18.032 | 0.9368 | 4082 | 82.77 | 5 | 50000 | 8/13/2013 12:00:00 AM | Not Yet Verified | Not Yet Verified | Not Yet Verified |  | 2 | 5000 | 98 | 51 | 20 | 0.9 | 4000 | 82
P000019DI | SLP Lighting | Citadel 2 LED | CT2-LED-M-2L2-PG-CC-UNVLT-H-830 -U | Outdoor Luminaires | Low Output | Parking Garage Luminaires | Standard | TRUE | 3068 | 73.44 | 41.77 | 18.91 | 0.92 | 3070 | 84.06 | 5 | 50000 | 2/26/2014 12:00:00 AM | Not Yet Verified | Not Yet Verified | Not Yet Verified |  | 2.1 | 3067.8 | 73.6 | 41.7 | 18.91 | 0.921 | 3000 | 84.06
P000019DK | SLP Lighting | Citadel 2 LED | CT2-LED-M-2L2-PG-CC-UNVLT-H-840 -U | Outdoor Luminaires | Low Output | Parking Garage Luminaires | Standard | FALSE | [9 empty] | 2/26/2014 12:00:00 AM | Not Yet Verified | Not Yet Verified | Not Yet Verified |  |  | 3067.8 | 73.6 | 42 | 18.91 | 0.921 | 4000 | 82
P000019DJ | SLP Lighting | Citadel 2 LED | CT2-LED-M-2L2-PG-CC-UNVLT-H-835 -U | Outdoor Luminaires | Low Output | Parking Garage Luminaires | Standard | FALSE | [9 empty] | 2/26/2014 12:00:00 AM | Not Yet Verified | Not Yet Verified | Not Yet Verified |  |  | 3067.8 | 73.6 | 42 | 18.91 | 0.921 | 3500 | 82
P000019DL | SLP Lighting | Citadel 2 LED | CT2-LED-M-2L2-PG-CC-UNVLT-H-850 -U | Outdoor Luminaires | Low Output | Parking Garage Luminaires | Standard | FALSE | [9 empty] | 2/26/2014 12:00:00 AM | Not Yet Verified | Not Yet Verified | Not Yet Verified |  |  | 3546 | 73.6 | 42.143 | 18.91 | 0.921 | 5000 | 88.85
P000019EW | SmartRay Inc. | SmartRay | SRHBEYE40W | Outdoor Luminaires | Low Output | Parking Garage Luminaires | Standard | TRUE | 3923.83 | 97.23 | 40.355 | 15.8 | 0.93 | 4971 | 71.7 | 5 | 50000 | 12/13/2013 12:00:00 AM | Not Yet Verified | Not Yet Verified | Not Yet Verified |  | 2.1 | 3900 | 90 | 40 |  | 0.9 | 5000 | 75
PNMJNY7F | SmartRay Inc. | SmartRay | SRCP45W40KYY-347V | Outdoor Luminaires | Low Output | Parking Garage Luminaires | Standard | TRUE | 4010.419 | 92.13 | 43.53 | 2.81 | 0.9598 | 3946 | 75.1 | 5 | 50000 | 12/22/2015 12:00:00 AM | Dimmable | Continuous Below 10 | Yes |  | 3 | 4000 | 88 | 45 | 5 | 0.9 | 4000 | 72
PP73AT71 | SmartRay Inc. | SmartRay | SRCP45W50KYY-347V | Outdoor Luminaires | Low Output | Parking Garage Luminaires | Standard | FALSE | [9 empty] | 12/22/2015 12:00:00 AM | Dimmable | Continuous Below 10 | Yes |  |  | 4000 | 88 | 45 | 5 | 0.9 | 5000 | 72
PENMQQZU | SmartRay Inc. | SmartRay | SRCP70W40KYY | Outdoor Luminaires | Mid Output | Parking Garage Luminaires | Standard | TRUE | 5703.348 | 79.834 | 71.44 | 21.55 | 0.9074 | 4108 | 85 | 5 | 50000 | 7/27/2015 12:00:00 AM | Not Dimmable | Not Dimmable | Not Yet Verified |  | 2.1 | 5703.348 | 79.834 | 71.44 | 21.55 | 0.983 | 4108 | 85
P2D56B5G | SmartRay Inc. | SmartRay | SRCP70W50KYY | Outdoor Luminaires | Mid Output | Parking Garage Luminaires | Standard | FALSE | [9 empty] | 7/27/2015 12:00:00 AM | Not Dimmable | Not Dimmable | Not Yet Verified |  |  | 5928.278 | 86.255 | 68.73 | 21.55 | 0.977 | 5286 | 77.1
P7HK9VC8 | SmartRay Inc. | SmartRay | SRCP45W40KYY | Outdoor Luminaires | Low Output | Parking Garage Luminaires | Standard | TRUE | 4005.121 | 91.722 | 43.666 | 13.77 | 0.9507 | 3991 | 83.5 | 5 | 50000 | 7/27/2015 12:00:00 AM | Not Dimmable | Not Dimmable | Not Yet Verified |  | 2.1 | 4005.121 | 91.722 | 43.666 | 13.77 | 0.987 | 3991 | 83.5
PVMNQCAT | SmartRay Inc. | SmartRay | SRCP45W50KYY | Outdoor Luminaires | Low Output | Parking Garage Luminaires | Standard | FALSE | [9 empty] | 7/27/2015 12:00:00 AM | Not Dimmable | Not Dimmable | Not Yet Verified |  |  | 4149.603 | 95.022 | 43.67 | 13.77 | 0.993 | 5074 | 82.3
P000019FF | Solas Ray Lighting | Solas Ray | GLCM-475-50-AD-U-GR | Outdoor Luminaires | Mid Output | Parking Garage Luminaires | Standard | TRUE | 8728 | 100.52 | 86.83 | 10.99 | 0.913 | 5015 | 71.2 | 5 | 50000 | 6/25/2013 12:00:00 AM | Not Yet Verified | Not Yet Verified | Not Yet Verified |  | 2 | 8728 | 100 |  |  |  | 5000 | 71
P000019FJ | Solas Ray Lighting | Abrams | BLAB-2-58-50-PC-U | Outdoor Luminaires | Mid Output | Parking Garage Luminaires | Standard | TRUE | 6481 | 86.54 | 74.89 | 9.75 | 0.911 | 5157 | 77 | 5 | 50000 | 3/10/2014 12:00:00 AM | Not Yet Verified | Not Yet Verified | Not Yet Verified |  | 2.1 | 6481 | 86.54 | 75 | 9.75 | 0.911 | 5200 | 77
P000019FK | Solas Ray Lighting | Garage Series | GLRD-455-50-PP-U-CM/PM | Outdoor Luminaires | Low Output | Parking Garage Luminaires | Standard | TRUE | 4824 | 75.43 | 63.96 | 13.67 | 0.931 | 5207 | 74.6 | 5 | 50000 | 3/10/2014 12:00:00 AM | Not Yet Verified | Not Yet Verified | Not Yet Verified |  | 2.1 | 4824 | 75.43 | 64 | 13.67 | 0.931 | 5200 | 74.6
P000019FM | Solas Ray Lighting | Garage Series | GLRD-438-50-PP-U-CM/PM | Outdoor Luminaires | Low Output | Parking Garage Luminaires | Standard | TRUE | 3399 | 83.26 | 40.82 | 6.49 | 0.963 | 5056 | 73.2 | 5 | 50000 | 3/14/2014 12:00:00 AM | Not Yet Verified | Not Yet Verified | Not Yet Verified |  | 2.1 | 3399 | 83.26 | 40.82 | 5.91 | 0.991 | 5000 | 73.2
PD79BND9 | Southwest Energy | SW Lighting | SW-CN-LED-G50-UNV | Outdoor Luminaires | Low Output | Parking Garage Luminaires | Standard | TRUE | 4058.031 | 83.861 | 48.39 | 16.3 | 0.952 | 5460 | 73.3 | 5 | 50000 | 6/15/2016 12:00:00 AM | Not Yet Verified | Not Yet Verified | Not Yet Verified |  | 2.1 | 4200 | 85 | 50 |  | 0.99 | 5000 | 70
P00001GQP | Spectrum Lighting | Spectrum Lighting | HMI1513LEDOS55W40K | Outdoor Luminaires | Low Output | Parking Garage Luminaires | Standard | TRUE | 4913 | 84.33 | 58.26 | 14.34 | 0.919 | 4191 | 86 | 5 | 50000 | 3/14/2014 12:00:00 AM | Not Yet Verified | Not Yet Verified | Not Yet Verified |  | 2.1 | 6000 |  | 55 |  |  | 4000
P00001GQQ | Spectrum Lighting | Spectrum Lighting | HMI1513LEDGV55W50K | Outdoor Luminaires | Low Output | Parking Garage Luminaires | Standard | TRUE | 4447 | 84.21 | 52.81 | 18.23 | 0.917 | 5274 | 86.7 | 5 | 50000 | 4/3/2014 12:00:00 AM | Not Yet Verified | Not Yet Verified | Not Yet Verified |  | 2.1 | 6000 |  | 55 |  |  | 5000
P00001GQR | Spectrum Lighting | Spectrum Lighting | HMI1513LEDGV78W5OK | Outdoor Luminaires | Mid Output | Parking Garage Luminaires | Standard | TRUE | 6273 | 80.21 | 78.19 | 11.43 | 0.946 | 5340 | 86.8 | 5 | 50000 | 4/3/2014 12:00:00 AM | Not Yet Verified | Not Yet Verified | Not Yet Verified |  | 2.1 | 6900 |  | 78 |  |  | 5000
P00001GQL | Spectrum Lighting | N/A | HMI1513LED0S78W40K | Outdoor Luminaires | Mid Output | Parking Garage Luminaires | Standard | TRUE | 7512 | 97.15 | 77.32 | 12.54 | 0.94 | 4117 | 82.6 | 5 | 50000 | 12/5/2013 12:00:00 AM | Not Yet Verified | Not Yet Verified | Not Yet Verified |  | 2.1 | 6900 |  | 78 |  |  | 4000
PKRVR3R9 | Spring Lighting Group ,Inc | SLG | DCL45UNV4KY | Outdoor Luminaires | Low Output | Parking Garage Luminaires | Standard | TRUE | 4005.121 | 91.722 | 43.666 | 13.77 | 0.9507 | 3991 | 83.5 | 5 | 50000 | 6/9/2015 12:00:00 AM | Not Dimmable | Not Dimmable | Not Yet Verified |  | 2.1 | 4005.121 | 91.722 | 43.666 | 13.77 | 0.987 | 3991 | 83.5
PBMSRBEA | Spring Lighting Group ,Inc | SLG | DCL45UNV5KY | Outdoor Luminaires | Low Output | Parking Garage Luminaires | Standard | FALSE | [9 empty] | 6/9/2015 12:00:00 AM | Not Dimmable | Not Dimmable | Not Yet Verified |  |  | 4149.603 | 95.022 | 43.67 | 13.77 | 0.993 | 5074 | 82.3
PF72H3DS | Spring Lighting Group ,Inc | SLG | DCL70UNV4KY | Outdoor Luminaires | Mid Output | Parking Garage Luminaires | Standard | TRUE | 5703.348 | 79.834 | 71.44 | 21.55 | 0.9074 | 4108 | 85 | 5 | 50000 | 6/9/2015 12:00:00 AM | Not Dimmable | Not Dimmable | Not Yet Verified |  | 2.1 | 5703.348 | 79.834 | 71.44 | 21.55 | 0.983 | 4108 | 85
P81GDPUW | Spring Lighting Group ,Inc | SLG | DCL70UNV5KY | Outdoor Luminaires | Mid Output | Parking Garage Luminaires | Standard | FALSE | [9 empty] | 6/9/2015 12:00:00 AM | Not Dimmable | Not Dimmable | Not Yet Verified |  |  | 5928.278 | 86.255 | 68.73 | 21.55 | 0.977 | 5286 | 77.1
P24QAZD3 | Standard Products Inc. | STANDARD | LCAN/45W/40K/[120-277,347]V/WWW/CL/ND/STD | Outdoor Luminaires | Low Output | Parking Garage Luminaires | Standard | TRUE | 4101.1 | 90.19 | 45.47 | 18.62 | 0.9132 | 3958 | 73.5 | 5 | 50000 | 9/22/2016 12:00:00 AM | Not Dimmable | Not Dimmable | Yes |  | 3.1 | 4100 | 91 | 45 | 14 | 0.9 | 4000 | 70
PXSPU1EM | Standard Products Inc. | STANDARD | LCAN/45W/40K/[120-277,347]V/WWW/CL/STD | Outdoor Luminaires | Low Output | Parking Garage Luminaires | Standard | FALSE | [9 empty] | 9/22/2016 12:00:00 AM | Dimmable | Continuous Below 10 | Yes |  |  | 4100 | 91 | 45 | 14 | 0.9 | 4000 | 70
PSW2E8R7 | Standard Products Inc. | STANDARD | LCAN/45W/50K/[120-277,347]V/WWW/CL/STD | Outdoor Luminaires | Low Output | Parking Garage Luminaires | Standard | FALSE | [9 empty] | 9/22/2016 12:00:00 AM | Dimmable | Continuous Below 10 | Yes |  |  | 4200 | 93 | 45 | 14 | 0.9 | 5000 | 70
PBCU75AR | Standard Products Inc. | STANDARD | LCAN/45W/50K/[120-277,347]V/WWW/CL/ND/STD | Outdoor Luminaires | Low Output | Parking Garage Luminaires | Standard | FALSE | [9 empty] | 9/22/2016 12:00:00 AM | Not Dimmable | Not Dimmable | Yes |  |  | 4200 | 93 | 45 | 14 | 0.9 | 5000 | 70
P4F7DUYY | Standard Products Inc. | STANDARD | LCAN/65W/40K/120-277V/WWW/CL/STD | Outdoor Luminaires | Mid Output | Parking Garage Luminaires | Standard | TRUE | 6458 | 101.1 | 63.88 | 11.32 | 0.9239 | 3917 | 75 | 5 | 50000 | 9/22/2016 12:00:00 AM | Dimmable | Continuous Above 10 | No |  | 4 | 6500 | 100 | 65 | 11.32 | 0.9 | 4000 | 70
PVT565B1 | Standard Products Inc. | STANDARD | LCAN/65W/40K/347V/WWW/CL/STD | Outdoor Luminaires | Mid Output | Parking Garage Luminaires | Standard | FALSE | [9 empty] | 9/22/2016 12:00:00 AM | Dimmable | Continuous Above 10 | No |  |  | 6450 | 99 | 65 | 16.62 | 0.9 | 4000 | 70
PAUAKCXK | Standard Products Inc. | STANDARD | LCAN/65W/50K/120-277V/WWW/CL/STD | Outdoor Luminaires | Mid Output | Parking Garage Luminaires | Standard | FALSE | [9 empty] | 9/22/2016 12:00:00 AM | Dimmable | Continuous Above 10 | No |  |  | 6600 | 101 | 65 | 11.32 | 0.9 | 5000 | 70
PJC7V89W | Standard Products Inc. | STANDARD | LCAN/65W/50K/347V/WWW/CL/STD | Outdoor Luminaires | Mid Output | Parking Garage Luminaires | Standard | FALSE | [9 empty] | 9/22/2016 12:00:00 AM | Dimmable | Continuous Above 10 | No |  |  | 6700 | 103 | 65 | 16.62 | 0.9 | 5000 | 70
PBXMW591 | Standard Products Inc. | Standard | LPPG/45W/2/CL/40K/STD | Outdoor Luminaires | Low Output | Parking Garage Luminaires | Standard | TRUE | 4383 | 95.67 | 45.67 | 16.22 | 0.94 | 4346 | 72.1 | 5 |  | 4/14/2015 12:00:00 AM | Not Yet Verified | Not Yet Verified | Not Yet Verified |  | 2.1 | 4470 | 97.7 | 45.75 | 20 | 0.9 | 4000 | 70
PP34J4KM | Standard Products Inc. | Standard | LPPG/45W/2/CL/50K/STD | Outdoor Luminaires | Low Output | Parking Garage Luminaires | Standard | FALSE | [9 empty] | 4/14/2015 12:00:00 AM | Not Yet Verified | Not Yet Verified | Not Yet Verified |  |  | 4876 | 107.4 | 45.39 | 20 | 0.9 | 5000 | 70
PVPGCHF4 | Standard Products Inc. | Standard | LPPG/45W/3/CL/40K/STD | Outdoor Luminaires | Low Output | Parking Garage Luminaires | Standard | TRUE | 4252 | 98.15 | 43.32 | 8.86 | 0.97 | 4077 | 71.2 | 5 | 50000 | 4/14/2015 12:00:00 AM | Not Yet Verified | Not Yet Verified | Not Yet Verified |  | 2.1 | 4500 | 100 | 45 |  |  | 4000 | 70
PXNVCVKF | Standard Products Inc. | Standard | LPPG/45W/3/CL/50K/STD | Outdoor Luminaires | Low Output | Parking Garage Luminaires | Standard | FALSE | [9 empty] | 4/14/2015 12:00:00 AM | Not Yet Verified | Not Yet Verified | Not Yet Verified |  |  | 4500 | 100 | 45 |  |  | 5000 | 70
P000019G0 | Stanpro Lighting Systems Inc. | VG4 | VG4-L0080-W/40K | Outdoor Luminaires | Mid Output | Parking Garage Luminaires | Standard | TRUE | 6924 | 86.96 | 79.24 | 18.29 | 0.9091 | 4029 | 84 | 5 |  | 9/19/2013 12:00:00 AM | Not Yet Verified | Not Yet Verified | Not Yet Verified |  | 2 | 6924 | 87 | 79.6 |  |  | 4000
P5U88G9E | Stanpro Lighting Systems Inc. | Stanpro | VT4-LS3-H/35K/GDLC/[L6,L10 ,SS,OSI*,KV,TP or EM] | Outdoor Luminaires | Mid Output | Parking Garage Luminaires | Standard | TRUE | 6164 | 74.7 | 82.56 | 7.19 | 0.943 | 3581 | 85 | 5 | 50000 | 5/31/2016 12:00:00 AM | Dimmable | Continuous Above 10 | Yes |  |  | 6164 | 74.6 | 82.56 | 7.16 | 0.942 | 3581 | 85
PXAWG1W7 | Stanpro Lighting Systems Inc. | Stanpro | VT4-LS3-W/35K/GDLC/[L6,L10 ,SS,OSI*,KV,TP or EM] | Outdoor Luminaires | Mid Output | Parking Garage Luminaires | Standard | FALSE | [9 empty] | 5/31/2016 12:00:00 AM | Dimmable | Continuous Above 10 | Yes |  | 3.1 | 6164 | 76.11 | 80.98 | 13.9 | 0.978 | 3581 | 85
P16S8577 | Stanpro Lighting Systems Inc. | Stanpro | VT4-LS3-W/40K/GDLC/[L6,L10 ,SS,OSI*,KV,TP or EM] | Outdoor Luminaires | Mid Output | Parking Garage Luminaires | Standard | FALSE | [9 empty] | 5/31/2016 12:00:00 AM | Dimmable | Continuous Above 10 | Yes |  |  | 6164 | 76.11 | 80.98 | 13.9 | 0.978 | 4000 | 85
PZAQQDD5 | Stanpro Lighting Systems Inc. | Stanpro | VT4-LS3-H/50K/GDLC/[L6,L10 ,SS,OSI*,KV,TP or EM] | Outdoor Luminaires | Mid Output | Parking Garage Luminaires | Standard | FALSE | [9 empty] | 5/31/2016 12:00:00 AM | Dimmable | Continuous Above 10 | Yes |  |  | 6462 | 78.3 | 82.47 | 7.21 | 0.943 | 5316 | 85
PAUY3J2J | Stanpro Lighting Systems Inc. | Stanpro | VT4-LS3-H/40K/GDLC/[L6,L10 ,SS,OSI*,KV,TP or EM] | Outdoor Luminaires | Mid Output | Parking Garage Luminaires | Standard | FALSE | [9 empty] | 5/31/2016 12:00:00 AM | Dimmable | Continuous Above 10 | Yes |  |  | 6164 | 74.6 | 82.56 | 7.16 | 0.942 | 4000 | 85
PA9TMW2H | Stanpro Lighting Systems Inc. | Stanpro | VT4-LS3-W/50K/GDLC/[L6,L10 ,SS,OSI*,KV,TP or EM] | Outdoor Luminaires | Mid Output | Parking Garage Luminaires | Standard | FALSE | [9 empty] | 5/31/2016 12:00:00 AM | Dimmable | Continuous Above 10 | Yes |  |  | 6462 | 79.7 | 80.98 | 13.9 | 0.978 | 5316 | 85
PYGNGCENC | SteelCraft | SteelCraft | F2402RLED-21B3 | Outdoor Luminaires | Mid Output | Parking Garage Luminaires | Standard | TRUE | 5602 | 108.35 | 51.7 | 14.84 | 0.93 | 4233 | 83.5 | 5 | 50000 | 4/29/2015 12:00:00 AM | Dimmable | Continuous Below 10 | Not Yet Verified |  | 2.1
PKBGMCCVJ | SteelCraft | SteelCraft | F2202RLED-21B2 | Outdoor Luminaires | Low Output | Parking Garage Luminaires | Standard | TRUE | 3485.5 | 98.13 | 35.52 | 19.56 | 0.919 | 4243 | 83.6 | 5 |  | 5/11/2015 12:00:00 AM | Dimmable | Continuous Below 10 | Not Yet Verified |  | 2.1
PNRA14XA | Sundance Lighting | Sundanceled.com | TURNKEY-LED-120W(4000K) | Outdoor Retrofit Kit | Mid Output | Retrofit Kits for Parking Garage Luminaires | Standard | TRUE | 8932.8 | 75.38 | 118.5 | 10.6 | 0.911 | 4163 | 74.8 | 5 | 50000 | 2/27/2015 12:00:00 AM | Not Dimmable | Not Dimmable | Not Yet Verified |  | 2.1 | 8932.8 | 75.38 | 120 |  |  | 4000 | 74.8
PR6998G2 | Sundance Lighting | Sundanceled.com | TURNKEY-LED-120W(5700K) | Outdoor Retrofit Kit | High Output | Retrofit Kits for Parking Garage Luminaires | Standard | FALSE | [9 empty] | 2/27/2015 12:00:00 AM | Not Dimmable | Not Dimmable | Not Yet Verified |  |  | 10284 | 86.42 | 120 |  |  | 5700 | 71.8
PUG9W23T | Sundance Lighting | Sundanceled.com | TURNKEY-LED-120W(4500K) | Outdoor Retrofit Kit | Mid Output | Retrofit Kits for Parking Garage Luminaires | Standard | FALSE | [9 empty] | 2/27/2015 12:00:00 AM | Not Dimmable | Not Dimmable | Not Yet Verified |  |  | 8932.8 | 75.38 | 120 |  |  | 4500 | 74.8
PA8RXBK4 | Sundance Lighting | Sundanceled.com | TURNKEY-LED-120W(5000K) | Outdoor Retrofit Kit | Mid Output | Retrofit Kits for Parking Garage Luminaires | Standard | FALSE | [9 empty] | 2/27/2015 12:00:00 AM | Not Dimmable | Not Dimmable | Not Yet Verified |  |  | 8932.8 | 75.38 | 120 |  |  | 5000 | 74.8
P00001K8H | Sunpetra Solar Energy INC | Sunpetra | SP-HLF-150HSJ-L40 | Outdoor Luminaires | Low Output | Parking Garage Luminaires | Standard | TRUE | 3333 | 78.54 | 42.54 | 18.5 | 0.894 | 4816 | 73 | 5 |  | 5/22/2014 12:00:00 AM | Not Yet Verified | Not Yet Verified | Not Yet Verified |  | 2 | 3333 | 78 | 42.54 |  | 0.98 | 4816 | 75
PWXDGD1H | TechBrite LLC | TechBrite | V272SS1PG4N0000 | Outdoor Luminaires | Low Output | Parking Garage Luminaires | Standard | TRUE | 3485.5 | 98.13 | 35.52 | 19.56 | 0.919 | 4243 | 83.6 | 5 |  | 12/15/2015 12:00:00 AM | Dimmable | Continuous Below 10 | Not Yet Verified |  | 2.1
PD255FW9 | TechBrite LLC | TechBrite | V474SS1PG4N0000 | Outdoor Luminaires | Mid Output | Parking Garage Luminaires | Standard | TRUE | 5602 | 108.35 | 51.7 | 14.84 | 0.93 | 4233 | 83.5 | 5 | 50000 | 12/15/2015 12:00:00 AM | Dimmable | Continuous Below 10 | Not Yet Verified |  | 2.1
PX9C66DH | TechBrite LLC | Vaportite Strip LED | V474SS1AR4HXXXX | Outdoor Luminaires | Mid Output | Parking Garage Luminaires | Standard | TRUE | 7648 | 91.36 | 83.717 | 19.261 | 0.9167 | 4118 | 82.82 | 5 | 50000 | 12/3/2014 12:00:00 AM | Not Yet Verified | Not Yet Verified | Not Yet Verified |  | 2 | 7600 | 90 | 84 |  | 0.9 | 4000 | 82
PMNTKFZ1 | TechBrite LLC | Vaportite Strip LED | V474SS1AR4NXXXX | Outdoor Luminaires | Mid Output | Parking Garage Luminaires | Standard | TRUE | 5014 | 98.09 | 51.115 | 18.032 | 0.9368 | 4082 | 82.77 | 5 | 50000 | 12/3/2014 12:00:00 AM | Not Yet Verified | Not Yet Verified | Not Yet Verified |  | 2 | 5000 | 98 | 51 |  | 0.9 | 4000 | 82
P00001AUQ | TECHLIGHT | Saber | LSB-X-1-C-2-T5W-A-X-XX-XX | Outdoor Luminaires | Low Output | Parking Garage Luminaires | Standard | TRUE | 2115 | 80.9 | 26.1 | 8.59 | 0.87 | 5240 | 69 | 5 | 78000 | 4/5/2013 12:00:00 AM | Not Yet Verified | Not Yet Verified | Not Yet Verified |  | 1.7 | 2115 | 80.9 | 26.1 |  |  | 5000 | 69
P00001AVC | TECHLIGHT | Saber | LSB-X-1-N-2-T5W-C-X-XX-XX | Outdoor Luminaires | Low Output | Parking Garage Luminaires | Standard | TRUE | 2652 | 98.2 | 27 | 10.4 | 0.92 | 3910 | 73 | 5 | 78000 | 12/26/2013 12:00:00 AM | Not Yet Verified | Not Yet Verified | Not Yet Verified |  | 2.1 | 2652 | 98.22 | 27 | 10.4 | 0.92 | 4100 | 73
P00001AVE | TECHLIGHT | Saber | LSB-X-1-C-2-T5W-C-X-XX-XX | Outdoor Luminaires | Low Output | Parking Garage Luminaires | Standard | TRUE | 2710 | 100.4 | 27 | 10.4 | 0.92 | 5490 | 72 | 5 | 78000 | 12/26/2013 12:00:00 AM | Not Yet Verified | Not Yet Verified | Not Yet Verified |  | 2.1 | 2710 | 100.4 | 27 | 10.4 | 0.92 | 5000 | 72
P00001AVD | TECHLIGHT | Saber | LSB-X-6-N-8-T5W-D-X-XX-XX | Outdoor Luminaires | High Output | Parking Garage Luminaires | Standard | TRUE | 32398 | 88.9 | 364.6 | 7.81 | 0.926 | 4040 | 74 | 5 | 78000 | 12/26/2013 12:00:00 AM | Not Yet Verified | Not Yet Verified | Not Yet Verified |  | 2.1 | 32398 | 88.9 | 364.6 | 7.81 | 0.926 | 4100 | 74
P00001AVQ | TECHLIGHT | Saber | LSB-X-4-N-8-T5W-D-X-XX-XX | Outdoor Luminaires | High Output | Parking Garage Luminaires | Standard | FALSE | [9 empty] | 12/26/2013 12:00:00 AM | Not Yet Verified | Not Yet Verified | Not Yet Verified |  |  | 21599 | 88.9 | 243.1 | 7.81 | 0.92 | 4100 | 74
P00001AVF | TECHLIGHT | Saber | LSB-X-1-C-8-T5W-C-X-XX-XX | Outdoor Luminaires | Low Output | Parking Garage Luminaires | Standard | FALSE | [9 empty] | 12/26/2013 12:00:00 AM | Not Yet Verified | Not Yet Verified | Not Yet Verified |  |  | 4065 | 100.4 | 40.5 | 10.4 | 0.92 | 5000 | 72
P00001AVI | TECHLIGHT | Saber | LSB-X-4-C-8-T5W-C-X-XX-XX | Outdoor Luminaires | High Output | Parking Garage Luminaires | Standard | FALSE | [9 empty] | 12/26/2013 12:00:00 AM | Not Yet Verified | Not Yet Verified | Not Yet Verified |  |  | 16260 | 100.4 | 162 | 10.4 | 0.92 | 5000 | 72
P00001AVM | TECHLIGHT | Saber | LSB-X-4-N-8-T5W-C-X-XX-XX | Outdoor Luminaires | High Output | Parking Garage Luminaires | Standard | FALSE | [9 empty] | 12/26/2013 12:00:00 AM | Not Yet Verified | Not Yet Verified | Not Yet Verified |  |  | 15912 | 98.2 | 162 | 10.4 | 0.92 | 4100 | 73
P00001AVG | TECHLIGHT | Saber | LSB-X-2-C-8-T5W-C-X-XX-XX | Outdoor Luminaires | Mid Output | Parking Garage Luminaires | Standard | FALSE | [9 empty] | 12/26/2013 12:00:00 AM | Not Yet Verified | Not Yet Verified | Not Yet Verified |  |  | 8130 | 100.4 | 81 | 10.4 | 0.92 | 5000 | 72
P00001AVN | TECHLIGHT | Saber | LSB-X-1-N-8-T5W-D-X-XX-XX | Outdoor Luminaires | Mid Output | Parking Garage Luminaires | Standard | FALSE | [9 empty] | 12/26/2013 12:00:00 AM | Not Yet Verified | Not Yet Verified | Not Yet Verified |  |  | 5400 | 88.9 | 60.8 | 7.81 | 0.92 | 4100 | 74
P00001AVK | TECHLIGHT | Saber | LSB-X-2-N-8-T5W-C-X-XX-XX | Outdoor Luminaires | Mid Output | Parking Garage Luminaires | Standard | FALSE | [9 empty] | 12/26/2013 12:00:00 AM | Not Yet Verified | Not Yet Verified | Not Yet Verified |  |  | 7956 | 98.2 | 81 | 10.4 | 0.92 | 4100 | 73
P00001AVJ | TECHLIGHT | Saber | LSB-X-1-N-8-T5W-C-X-XX-XX | Outdoor Luminaires | Low Output | Parking Garage Luminaires | Standard | FALSE | [9 empty] | 12/26/2013 12:00:00 AM | Not Yet Verified | Not Yet Verified | Not Yet Verified |  |  | 3978 | 98.2 | 40.5 | 10.4 | 0.92 | 4100 | 73
P00001AVO | TECHLIGHT | Saber | LSB-X-2-N-8-T5W-D-X-XX-XX | Outdoor Luminaires | High Output | Parking Garage Luminaires | Standard | FALSE | [9 empty] | 12/26/2013 12:00:00 AM | Not Yet Verified | Not Yet Verified | Not Yet Verified |  |  | 10799 | 88.9 | 121.5 | 10.4 | 0.92 | 4100 | 74
P00001AVH | TECHLIGHT | Saber | LSB-X-3-C-8-T5W-C-X-XX-XX | Outdoor Luminaires | High Output | Parking Garage Luminaires | Standard | FALSE | [9 empty] | 12/26/2013 12:00:00 AM | Not Yet Verified | Not Yet Verified | Not Yet Verified |  |  | 12195 | 100.4 | 121.5 | 10.4 | 0.92 | 5000 | 72
P00001AVL | TECHLIGHT | Saber | LSB-X-3-N-8-T5W-C-X-XX-XX | Outdoor Luminaires | High Output | Parking Garage Luminaires | Standard | FALSE | [9 empty] | 12/26/2013 12:00:00 AM | Not Yet Verified | Not Yet Verified | Not Yet Verified |  |  | 11934 | 98.2 | 121.5 | 10.4 | 0.92 | 4100 | 73
P00001AVP | TECHLIGHT | Saber | LSB-X-3-N-8-T5W-D-X-XX-XX | Outdoor Luminaires | High Output | Parking Garage Luminaires | Standard | FALSE | [9 empty] | 12/26/2013 12:00:00 AM | Not Yet Verified | Not Yet Verified | Not Yet Verified |  |  | 16199 | 88.9 | 182.3 | 7.81 | 0.92 | 4100 | 74
P00001AWT | TECHLIGHT | FUSION - TETRALUX | LTL4-N-2-T5W-F-X-XX-XX | Outdoor Luminaires | Mid Output | Parking Garage Luminaires | Standard | TRUE | 7301 | 101 | 72.3 | 12.7 | 0.888 | 3860 | 72 | 5 | 60000 | 7/9/2014 12:00:00 AM | Not Yet Verified | Not Yet Verified | Not Yet Verified | Qualified at 0 degree tilt only | 2.1 | 7301 | 101 | 72.3 | 12.7 | 0.888 | 3860 | 72
P00001AWU | TECHLIGHT | FUSION - TETRALUX | LTL4-N-2-T5W-H-X-XX-XX | Outdoor Luminaires | Mid Output | Parking Garage Luminaires | Standard | TRUE | 9962 | 90.9 | 109.6 | 7.64 | 0.921 | 3920 | 72 | 5 | 60000 | 7/9/2014 12:00:00 AM | Not Yet Verified | Not Yet Verified | Not Yet Verified | Qualified at 0 degree tilt only | 2.1 | 9962 | 90.9 | 109.6 | 7.64 | 0.921 | 3920 | 72
P00001B3X | Texas Fluorescents | CIT24L | CIT24LSFR42W3400LDMV30K | Outdoor Luminaires | Low Output | Parking Garage Luminaires | Standard | TRUE | 3068 | 73.44 | 41.77 | 18.91 | 0.92 | 3070 | 84.06 | 5 | 50000 | 3/19/2014 12:00:00 AM | Not Yet Verified | Not Yet Verified | Not Yet Verified |  | 2.1 | 3067.8 | 73.6 | 41.7 | 18.91 | 0.921 | 3000 | 84.06
P00001B3Z | Texas Fluorescents | CIT24L | CIT24LSFR42W3400LDMV40K | Outdoor Luminaires | Low Output | Parking Garage Luminaires | Standard | FALSE | [9 empty] | 3/19/2014 12:00:00 AM | Not Yet Verified | Not Yet Verified | Not Yet Verified |  |  | 3067.8 | 73.6 |  | 18.91 | 0.921 | 4000
P00001B40 | Texas Fluorescents | CIT24L | CIT24LSFR42W3400LDMV50K | Outdoor Luminaires | Low Output | Parking Garage Luminaires | Standard | FALSE | [9 empty] | 3/19/2014 12:00:00 AM | Not Yet Verified | Not Yet Verified | Not Yet Verified |  |  | 3546 | 73.6 | 42.143 | 18.91 | 0.921 | 5000 | 88.85
P00001B3Y | Texas Fluorescents | CIT24L | CIT24LSFR42W3400LDMV35K | Outdoor Luminaires | Low Output | Parking Garage Luminaires | Standard | FALSE | [9 empty] | 3/19/2014 12:00:00 AM | Not Yet Verified | Not Yet Verified | Not Yet Verified |  |  | 3067.8 | 73.6 |  | 18.91 | 0.921 | 3500
P00001B43 | Texas Fluorescents | CIT48L | CIT48LFR84W8000LPGDMV40K | Outdoor Luminaires | Mid Output | Parking Garage Luminaires | Standard | TRUE | 7648 | 91.36 | 83.717 | 19.261 | 0.9167 | 4118 | 82.82 | 5 | 50000 | 3/19/2014 12:00:00 AM | Not Yet Verified | Not Yet Verified | Not Yet Verified |  | 2 | 7600 | 90 | 84 |  | 0.9 | 4000 | 82
P00001B44 | Texas Fluorescents | CIT48L | CIT48LFR51W5014LPGDMV40K | Outdoor Luminaires | Mid Output | Parking Garage Luminaires | Standard | TRUE | 5014 | 98.09 | 51.115 | 18.032 | 0.9368 | 4082 | 82.77 | 5 | 50000 | 3/19/2014 12:00:00 AM | Not Yet Verified | Not Yet Verified | Not Yet Verified |  | 2 | 5000 | 98 | 51 |  | 0.9 | 4000 | 82
P00001B6X | Titan LED, Inc. | Titan LED | 3100-48-3 | Outdoor Luminaires | Mid Output | Parking Garage Luminaires | Standard | TRUE | 5467 | 101 | 54.15 | 8 | 0.88 | 5812 | 72 | 5 |  | 7/7/2014 12:00:00 AM | Not Yet Verified | Not Yet Verified | Not Yet Verified |  | 2.1 | 5466 |  | 54 |  | 0.95 | 5700 | 70
P00001BBK | TRASTAR | Duralight | JXM-ST-LB | Outdoor Luminaires | Mid Output | Parking Garage Luminaires | Standard | TRUE | 7351 | 89.8 | 83.31 | 11.1 | 0.99 | 5328 | 67.6 | 5 | 248303 | 5/4/2012 12:00:00 AM | Not Yet Verified | Not Yet Verified | Not Yet Verified |  | 1.6 | 7000 | 80 |  |  | 0.9 | 5000 | 70
PK4WRDEE | Truex Lighting | Truex Lighting | PG1LEDBL4(38W) | Outdoor Luminaires | Low Output | Parking Garage Luminaires | Standard | TRUE | 3520 | 96.7 | 36.4 | 18.45 | 0.9615 | 3929 | 84.69 | 7 | 50000 | 9/27/2014 12:00:00 AM | Not Yet Verified | Not Yet Verified | Not Yet Verified |  | 2.1 | 3501 | 94 | 37.4 |  | 0.99 | 4000 | 80
PVAQTR1T | Truex Lighting | Truex Lighting | PG1LEDBH5(53W) | Outdoor Luminaires | Mid Output | Parking Garage Luminaires | Standard | FALSE | [9 empty] | 9/27/2014 12:00:00 AM | Not Yet Verified | Not Yet Verified | Not Yet Verified |  |  | 5166 | 98 | 52.8 | 11 | 0.99 | 5000 | 80
P1578WHZ | Truex Lighting | Truex Lighting | PG1LEDDL5(38W) | Outdoor Luminaires | Low Output | Parking Garage Luminaires | Standard | FALSE | [9 empty] | 9/27/2014 12:00:00 AM | Not Yet Verified | Not Yet Verified | Not Yet Verified |  |  | 3564 | 95 | 37.4 | 13 | 0.99 | 5000 | 80
P4GJPYFZ | Truex Lighting | Truex Lighting | PG1LEDBL5(38W) | Outdoor Luminaires | Low Output | Parking Garage Luminaires | Standard | FALSE | [9 empty] | 9/27/2014 12:00:00 AM | Not Yet Verified | Not Yet Verified | Not Yet Verified |  |  | 3564 | 95 | 37.4 | 13 | 0.99 | 5000 | 80
PTUNDS2K | Truex Lighting | Truex Lighting | PG1LEDDH5(53W) | Outdoor Luminaires | Mid Output | Parking Garage Luminaires | Standard | FALSE | [9 empty] | 9/27/2014 12:00:00 AM | Not Yet Verified | Not Yet Verified | Not Yet Verified |  |  | 5166 | 98 | 53 | 11 | 0.99 | 5000 | 80
P5C2HMAM | Truly Green Solutions | Truly Green | 331590-30 | Outdoor Luminaires | Mid Output | Parking Garage Luminaires | Standard | TRUE | 7039.9 | 78.41 | 89.78 | 21 | 0.938 | 5198 | 65.5 | 5 | 50000 | 3/24/2015 12:00:00 AM | Not Yet Verified | Not Yet Verified | Not Yet Verified |  | 2.1 | 7040 | 78 | 90 |  | 0.9 | 5500 | 65
PJ5P2WBY | Truly Green Solutions | Truly Green | 331560-50 | Outdoor Luminaires | Low Output | Parking Garage Luminaires | Standard | TRUE | 3333 | 78.54 | 42.54 | 18.5 | 0.894 | 4816 | 73 | 5 | 50000 | 3/18/2015 12:00:00 AM | Not Yet Verified | Not Yet Verified | Not Yet Verified |  | 2.1 | 3330 | 79 | 40 | 20 | 0.9 | 5000 | 70
PGCK6UX9 | Truly Green Solutions | Truly Green | 331540-50 | Outdoor Luminaires | Mid Output | Parking Garage Luminaires | Standard | TRUE | 5356 | 86.59 | 61.85 | 10.2 | 0.922 | 4929 | 74 | 5 |  | 3/18/2015 12:00:00 AM | Not Yet Verified | Not Yet Verified | Not Yet Verified |  | 2 | 5356 | 86 | 61.85 |  | 0.98 | 4929 | 75
PS4MU9XJ | Turolight Inc. | TUROLIGHT | SSL-CP1/45W/40/347/##/+/D | Outdoor Luminaires | Low Output | Parking Garage Luminaires | Standard | TRUE | 4010.419 | 92.13 | 43.53 | 2.81 | 0.9598 | 3946 | 75.1 | 5 | 50000 | 1/25/2016 12:00:00 AM | Dimmable | Continuous Below 10 | Yes |  | 3 | 4000 | 88 | 45 | 5 | 0.9 | 4000 | 72
PMR6U8FS | Turolight Inc. | TUROLIGHT | SSL-CP1/45W/50/347/##/+/D | Outdoor Luminaires | Low Output | Parking Garage Luminaires | Standard | FALSE | [9 empty] | 1/25/2016 12:00:00 AM | Dimmable | Continuous Below 10 | Yes |  |  | 4000 | 88 | 45 | 5 | 0.9 | 5000 | 72
PKZ2S8Y9 | Turolight Inc. | TUROLIGHT | SSL-CP1/45W/40/UNV/##/+ | Outdoor Luminaires | Low Output | Parking Garage Luminaires | Standard | TRUE | 4005.121 | 91.722 | 43.666 | 13.77 | 0.9507 | 3991 | 83.5 | 5 | 50000 | 8/10/2015 12:00:00 AM | Not Dimmable | Not Dimmable | Not Yet Verified |  | 2.1 | 4005.121 | 91.722 | 43.666 | 13.77 | 0.987 | 3991 | 83.5
PDK1NM7X | Turolight Inc. | TUROLIGHT | SSL-CP1/45W/50/UNV/##/+ | Outdoor Luminaires | Low Output | Parking Garage Luminaires | Standard | FALSE | [9 empty] | 8/10/2015 12:00:00 AM | Not Dimmable | Not Dimmable | Not Yet Verified |  |  | 4149.603 | 95.022 | 43.67 | 13.77 | 0.993 | 5074 | 82.3
P8S1ECM4 | Turolight Inc. | TUROLIGHT | SSL-CP1/70W/40/UNV/##/+ | Outdoor Luminaires | Mid Output | Parking Garage Luminaires | Standard | TRUE | 5703.348 | 79.834 | 71.44 | 21.55 | 0.9074 | 4108 | 85 | 5 | 50000 | 8/10/2015 12:00:00 AM | Not Dimmable | Not Dimmable | Not Yet Verified |  | 2.1 | 5703.348 | 79.834 | 71.44 | 21.55 | 0.983 | 4108 | 85
PB94QKYM | Turolight Inc. | TUROLIGHT | SSL-CP1/70W/50/UNV/##/+ | Outdoor Luminaires | Mid Output | Parking Garage Luminaires | Standard | FALSE | [9 empty] | 8/10/2015 12:00:00 AM | Not Dimmable | Not Dimmable | Not Yet Verified |  |  | 5928.278 | 86.255 | 68.73 | 21.55 | 0.977 | 5286 | 77.1
P00001ERW | Twice The Light, Inc / DBA ENVLED | ENVLED | ENV-45W-LED-GARAGE-PS-UNV | Outdoor Luminaires | Low Output | Parking Garage Luminaires | Standard | TRUE | 4907 | 101 | 48.6 | 8.71 | 0.95 | 5418 | 73.8 | 5 |  | 11/27/2013 12:00:00 AM | Not Yet Verified | Not Yet Verified | Not Yet Verified |  | 2.1 | 5417 | 109.2 | 49.6 |  |  |  | 76
P00001BI7 | UIC ENERGY LLC | UIC HOLLY | UIC-PGH-B60 | Outdoor Luminaires | Low Output | Parking Garage Luminaires | Standard | TRUE | 4571 | 81.17 | 56.31 | 13.56 | 0.935 | 5563 | 75 | 5 | 50000 | 7/30/2013 12:00:00 AM | Not Yet Verified | Not Yet Verified | Not Yet Verified |  | 1.7 | 4900 | 83 | 60 |  | 0.98 | 4300 | 75
P00001BI8 | UIC ENERGY LLC | UIC HOLLY | UIC-PGH-A120 | Outdoor Luminaires | Mid Output | Parking Garage Luminaires | Standard | TRUE | 8905 | 76.24 | 116.8 | 11.65 | 0.942 | 5272 | 75 | 5 | 50000 | 7/30/2013 12:00:00 AM | Not Yet Verified | Not Yet Verified | Not Yet Verified |  | 1.7 | 10080 | 84 | 120 |  | 0.98 | 5300 | 75
P00001BI9 | UIC ENERGY LLC | UIC HOLLY | UIC-PGH-B120 | Outdoor Luminaires | Mid Output | Parking Garage Luminaires | Standard | TRUE | 9024 | 76.78 | 117.5 | 12.2 | 0.945 | 5408 | 74 | 5 | 50000 | 7/30/2013 12:00:00 AM | Not Yet Verified | Not Yet Verified | Not Yet Verified |  | 1.7 | 10080 | 84 | 120 |  | 0.98 | 5300 | 75
P98GKNHU | Universal Lighting Technologies | Everline | PG-44L835-U-T5W-XX-XX | Outdoor Luminaires | Low Output | Parking Garage Luminaires | Standard | TRUE | 4795 | 95.7 | 50.1 | 7.93 | 0.971 | 3518 | 85 | 5 | 50000 | 4/19/2016 12:00:00 AM | Dimmable | Continuous Below 10 | Yes |  | 3.1 | 4780 | 95 | 50 | 7.53 | 0.972 | 3500 | 80
PSWS93KX | Universal Lighting Technologies | Everline | PG-44L750-U-T5W-XX-XX | Outdoor Luminaires | Low Output | Parking Garage Luminaires | Standard | TRUE | 4991 | 101.7 | 49.06 | 7.72 | 0.971 | 4978 | 73.1 | 5 | 50000 | 4/19/2016 12:00:00 AM | Dimmable | Continuous Below 10 | Yes |  | 3.1 | 4960 | 101 | 49 | 7.3 | 0.972 | 5000 | 70
PNPG3987 | Universal Lighting Technologies | Everline | PG-44L735-U-T5W-XX-XX | Outdoor Luminaires | Low Output | Parking Garage Luminaires | Standard | FALSE | [9 empty] | 4/19/2016 12:00:00 AM | Dimmable | Continuous Below 10 | Yes |  |  | 4780 | 95 | 50 | 7.53 | 0.972 | 3500 | 70
PWZTN2K7 | Universal Lighting Technologies | Everline | PG-44L740-U-T5W-XX-XX | Outdoor Luminaires | Low Output | Parking Garage Luminaires | Standard | FALSE | [9 empty] | 4/19/2016 12:00:00 AM | Dimmable | Continuous Below 10 | Yes |  |  | 4780 | 95 | 50 | 7.53 | 0.972 | 4000 | 70
PX9GX4FW | Universal Lighting Technologies | Everline | PG-44L840-U-T5W-XX-XX | Outdoor Luminaires | Low Output | Parking Garage Luminaires | Standard | FALSE | [9 empty] | 4/19/2016 12:00:00 AM | Dimmable | Continuous Below 10 | Yes |  |  | 4780 | 95 | 50 | 7.53 | 0.972 | 4000 | 80
PDD9AS7M | Universal Lighting Technologies | Everline | PG-44L850-U-T5W-XX-XX | Outdoor Luminaires | Low Output | Parking Garage Luminaires | Standard | FALSE | [9 empty] | 4/19/2016 12:00:00 AM | Dimmable | Continuous Below 10 | Yes |  |  | 4780 | 95 | 50 | 7.53 | 0.972 | 5000 | 80
PKVCWCRT | Universal Lighting Technologies | Everline | PG-95L735-U-T5W-xx-yyyyyy | Outdoor Luminaires | High Output | Parking Garage Luminaires | Standard | TRUE | 10064.21 | 107.8 | 93.36 | 10 | 0.9682 | 3482 | 85.27 | 5 | 50000 | 7/20/2016 12:00:00 AM | Dimmable | Continuous Below 10 | Yes |  | 4 | 10064.21 | 107 | 93.36 | 10 | 0.9682 | 3500 | 70
PJANKN62 | Universal Lighting Technologies | Everline | PG-95L850-U-T5W-xx-yyyyyy | Outdoor Luminaires | High Output | Parking Garage Luminaires | Standard | FALSE | [9 empty] | 7/20/2016 12:00:00 AM | Dimmable | Continuous Below 10 | Yes |  |  | 10064.21 | 107 | 93.36 | 10 | 0.9682 | 5000 | 80
P5KS8JJE | Universal Lighting Technologies | Everline | PG-95L740-U-T5W-xx-yyyyyy | Outdoor Luminaires | High Output | Parking Garage Luminaires | Standard | FALSE | [9 empty] | 7/20/2016 12:00:00 AM | Dimmable | Continuous Below 10 | Yes |  |  | 10064.21 | 107 | 93.36 | 10 | 0.9682 | 4000 | 70
PCKPVQQE | Universal Lighting Technologies | Everline | PG-95L840-U-T5W-xx-yyyyyy | Outdoor Luminaires | High Output | Parking Garage Luminaires | Standard | FALSE | [9 empty] | 7/20/2016 12:00:00 AM | Dimmable | Continuous Below 10 | Yes |  |  | 10064.21 | 107 | 93.36 | 10 | 0.9682 | 4000 | 80
PW7D16WK | Universal Lighting Technologies | Everline | PG-95L750-U-T5W-xx-yyyyyy | Outdoor Luminaires | High Output | Parking Garage Luminaires | Standard | FALSE | [9 empty] | 7/20/2016 12:00:00 AM | Dimmable | Continuous Below 10 | Yes |  |  | 10500 | 113 | 92.86 | 15.2 | 0.9692 | 5000 | 70
P62N5VX4 | Universal Lighting Technologies | Everline | PG-95L835-U-T5W-xx-yyyyyy | Outdoor Luminaires | High Output | Parking Garage Luminaires | Standard | FALSE | [9 empty] | 7/20/2016 12:00:00 AM | Dimmable | Continuous Below 10 | Yes |  |  | 10064.21 | 107 | 93.36 | 10 | 0.9682 | 3500 | 80
P311T4Y3 | Universal Lighting Technologies | Everline | PG-95L735-HRV-T5W-xx-yyyyyy | Outdoor Luminaires | High Output | Parking Garage Luminaires | Standard | TRUE | 10200 | 107.14 | 95.2 | 11.11 | 0.9676 | 3471 | 85.31 | 5 | 50000 | 7/20/2016 12:00:00 AM | Dimmable | Continuous Below 10 | Yes |  | 4 | 10200 | 107 | 95.2 | 11.76 | 0.9676 | 3500 | 70
PKW3UH8E | Universal Lighting Technologies | Everline | PG-95L850-HRV-T5W-xx-yyyyyy | Outdoor Luminaires | High Output | Parking Garage Luminaires | Standard | FALSE | [9 empty] | 7/20/2016 12:00:00 AM | Dimmable | Continuous Below 10 | Yes |  |  | 10200 | 107 | 95.2 | 11.76 | 0.9676 | 5000 | 80
P2GN4AKV | Universal Lighting Technologies | Everline | PG-95L835-HRV-T5W-xx-yyyyyy | Outdoor Luminaires | High Output | Parking Garage Luminaires | Standard | FALSE | [9 empty] | 7/20/2016 12:00:00 AM | Dimmable | Continuous Below 10 | Yes |  |  | 10200 | 107 | 95.2 | 11.76 | 0.9676 | 3500 | 80
PQYUJU1S | Universal Lighting Technologies | Everline | PG-95L840-HRV-T5W-xx-yyyyyy | Outdoor Luminaires | High Output | Parking Garage Luminaires | Standard | FALSE | [9 empty] | 7/20/2016 12:00:00 AM | Dimmable | Continuous Below 10 | Yes |  |  | 10200 | 107 | 95.2 | 11.76 | 0.9676 | 4000 | 80
PADP44AN | Universal Lighting Technologies | Everline | PG-95L740-HRV-T5W-xx-yyyyyy | Outdoor Luminaires | High Output | Parking Garage Luminaires | Standard | FALSE | [9 empty] | 7/20/2016 12:00:00 AM | Dimmable | Continuous Below 10 | Yes |  |  | 10200 | 107 | 95.2 | 11.76 | 0.9676 | 4000 | 70
P71QUZT1 | Universal Lighting Technologies | Everline | PG-95L750-HRV-T5W-xx-yyyyyy | Outdoor Luminaires | High Output | Parking Garage Luminaires | Standard | FALSE | [9 empty] | 7/20/2016 12:00:00 AM | Dimmable | Continuous Below 10 | Yes |  |  | 10670 | 111 | 95.31 | 13.39 | 0.9676 | 5000 | 70
PT46XNFT | Universal Lighting Technologies | Everline | PG-44L750-U-T5W-xx-yyyyyy | Outdoor Luminaires | Low Output | Parking Garage Luminaires | Standard | TRUE | 4929 | 92.77 | 53.13 | 13.33 | 0.8877 | 5012 | 73.31 | 5 | 50000 | 7/5/2016 12:00:00 AM | Dimmable | Continuous Below 10 | No |  | 3.1 | 4929 | 92 | 53.13 | 13.33 | 0.89 | 5000 | 70
PDF3K4YG | Universal Lighting Technologies | Everline | PG-44L835-U-T5W-xx-yyyyyy | Outdoor Luminaires | Low Output | Parking Garage Luminaires | Standard | TRUE | 4784.32 | 87.59 | 54.29 | 13.3 | 0.9101 | 3507 | 84.7 | 5 | 50000 | 7/5/2016 12:00:00 AM | Dimmable | Continuous Below 10 | No |  | 3.1 | 4784 | 87 | 54.62 | 13.3 | 0.91 | 3500 | 80
PQPXQSKX | Universal Lighting Technologies | Everline | PG-44L735-U-T5W-xx-yyyyyy | Outdoor Luminaires | Low Output | Parking Garage Luminaires | Standard | FALSE | [9 empty] | 7/5/2016 12:00:00 AM | Dimmable | Continuous Below 10 | No |  |  | 4784 | 87 | 54.62 | 13.3 | 0.91 | 3500 | 70
PSCAK85J | Universal Lighting Technologies | Everline | PG-44L840-U-T5W-xx-yyyyyy | Outdoor Luminaires | Low Output | Parking Garage Luminaires | Standard | FALSE | [9 empty] | 7/5/2016 12:00:00 AM | Dimmable | Continuous Below 10 | No |  |  | 4784 | 87 | 54.62 | 13.3 | 0.91 | 4000 | 80
PKG59ZB2 | Universal Lighting Technologies | Everline | PG-44L850-U-T5W-xx-yyyyyy | Outdoor Luminaires | Low Output | Parking Garage Luminaires | Standard | FALSE | [9 empty] | 7/5/2016 12:00:00 AM | Dimmable | Continuous Below 10 | No |  |  | 4784 | 87 | 54.62 | 13.3 | 0.91 | 5000 | 80
PHHGBGFQ | Universal Lighting Technologies | Everline | PG-44L740-U-T5W-xx-yyyyyy | Outdoor Luminaires | Low Output | Parking Garage Luminaires | Standard | FALSE | [9 empty] | 7/5/2016 12:00:00 AM | Dimmable | Continuous Below 10 | No |  |  | 4784 | 87 | 54.62 | 13.3 | 0.91 | 4000 | 70
PG4EYWQ1 | Universal Lighting Technologies | Everline | PG-44L750-347-T5W-xx-yyyyyy | Outdoor Luminaires | Low Output | Parking Garage Luminaires | Standard | TRUE | 5002 | 100.6 | 49.72 | 10.91 | 0.9791 | 4967 | 72.79 | 5 | 50000 | 7/5/2016 12:00:00 AM | Dimmable | Continuous Below 10 | No |  | 3.1 | 5002 | 100 | 49.72 | 10.91 | 0.98 | 5000 | 70
PEG2JKEH | Universal Lighting Technologies | Everline | PG-44L835-347-T5W-xx-yyyyyy | Outdoor Luminaires | Low Output | Parking Garage Luminaires | Standard | TRUE | 4705.96 | 92.52 | 50.86 | 10.24 | 0.98 | 3525 | 84.66 | 5 | 50000 | 7/5/2016 12:00:00 AM | Dimmable | Continuous Below 10 | No |  | 3.1 | 4705 | 92 | 50.86 | 10.24 | 0.98 | 3500 | 80
P8MFS42Z | Universal Lighting Technologies | Everline | PG-44L850-347-T5W-xx-yyyyyy | Outdoor Luminaires | Low Output | Parking Garage Luminaires | Standard | FALSE | [9 empty] | 7/5/2016 12:00:00 AM | Dimmable | Continuous Below 10 | No |  |  | 4705 | 92 | 50.86 | 10.24 | 0.98 | 5000 | 80
PWBXYE25 | Universal Lighting Technologies | Everline | PG-44L840-347-T5W-xx-yyyyyy | Outdoor Luminaires | Low Output | Parking Garage Luminaires | Standard | FALSE | [9 empty] | 7/5/2016 12:00:00 AM | Dimmable | Continuous Below 10 | No |  |  | 4705 | 92 | 50.86 | 10.24 | 0.98 | 4000 | 80
P2GE1FAK | Universal Lighting Technologies | Everline | PG-44L740-347-T5W-xx-yyyyyy | Outdoor Luminaires | Low Output | Parking Garage Luminaires | Standard | FALSE | [9 empty] | 7/5/2016 12:00:00 AM | Dimmable | Continuous Below 10 | No |  |  | 4705 | 92 | 50.86 | 10.24 | 0.98 | 4000 | 70
PJHSDM4Q | Universal Lighting Technologies | Everline | PG-44L735-347-T5W-xx-yyyyyy | Outdoor Luminaires | Low Output | Parking Garage Luminaires | Standard | FALSE | [9 empty] | 7/5/2016 12:00:00 AM | Dimmable | Continuous Below 10 | No |  |  | 4705 | 92 | 50.86 | 10.24 | 0.98 | 3500 | 70
PAF74AGX | UNIVERSELITE CO.,LTD. | UNIVERSELITE CO., LTD | LEDCK40W001(3000K) | Outdoor Luminaires | Low Output | Parking Garage Luminaires | Standard | TRUE | 3855.2 | 94.56 | 40.77 | 14.87 | 0.92 | 3028 | 70.5 | 5 | 50000 | 6/2/2016 12:00:00 AM | Not Dimmable | Not Dimmable | No |  | 3.1 | 3885.1 | 95.29 | 40.77 | 14.87 | 0.92 | 3000 | 70.5
P87HTQQ2 | UNIVERSELITE CO.,LTD. | UNIVERSELITE CO., LTD | LEDCK40W001(4000K) | Outdoor Luminaires | Low Output | Parking Garage Luminaires | Standard | FALSE | [9 empty] | 6/2/2016 12:00:00 AM | Not Dimmable | Not Dimmable | No |  |  | 4093.9 | 102.17 | 40.07 | 14.87 | 0.92 | 4000 | 70.5
PMC6PDR9 | UNIVERSELITE CO.,LTD. | UNIVERSELITE CO., LTD | LEDCK40W001(5700K) | Outdoor Luminaires | Low Output | Parking Garage Luminaires | Standard | FALSE | [9 empty] | 6/2/2016 12:00:00 AM | Not Dimmable | Not Dimmable | No |  |  | 4407 | 111.95 | 39.37 | 15.08 | 0.924 | 5700 | 71.6
PU8QJU6X | UNIVERSELITE CO.,LTD. | UNIVERSELITE CO., LTD | LEDCK40W001(4500K) | Outdoor Luminaires | Low Output | Parking Garage Luminaires | Standard | FALSE | [9 empty] | 6/2/2016 12:00:00 AM | Not Dimmable | Not Dimmable | No |  |  | 4198.2 | 104.77 | 40.07 | 14.87 | 0.92 | 4500 | 70.5
PM2TEQYB | UNIVERSELITE CO.,LTD. | UNIVERSELITE CO., LTD | LEDCK40W001(3500K) | Outdoor Luminaires | Low Output | Parking Garage Luminaires | Standard | FALSE | [9 empty] | 6/2/2016 12:00:00 AM | Not Dimmable | Not Dimmable | No |  |  | 3989.5 | 99.56 | 40.07 | 14.87 | 0.92 | 3500 | 70.5
P3FYD461 | UNIVERSELITE CO.,LTD. | UNIVERSELITE CO., LTD | LEDCK40W001(5000K) | Outdoor Luminaires | Low Output | Parking Garage Luminaires | Standard | FALSE | [9 empty] | 6/2/2016 12:00:00 AM | Not Dimmable | Not Dimmable | No |  |  | 4302.6 | 107.38 | 40.07 | 14.87 | 0.92 | 5000 | 70.5
PJ1KXJCC | UNIVERSELITE CO.,LTD. | UNIVERSELITE | LEDCK60W001(4000K) | Outdoor Luminaires | Mid Output | Parking Garage Luminaires | Standard | TRUE | 5859.6 | 99.53 | 58.87 | 18.96 | 0.9089 | 4107 | 73.7 | 5 | 50000 | 7/19/2016 12:00:00 AM | Not Dimmable | Not Dimmable | No |  | 4 | 5908 | 100.44 | 58.82 | 18.96 | 0.91 | 4000 | 73.7
PQYFPHTD | UNIVERSELITE CO.,LTD. | UNIVERSELITE | LEDCK60W001(4500K) | Outdoor Luminaires | Mid Output | Parking Garage Luminaires | Standard | FALSE | [9 empty] | 7/19/2016 12:00:00 AM | Not Dimmable | Not Dimmable | No |  |  | 5981.3 | 101.67 | 58.83 | 18.96 | 0.91 | 4500 | 73.7
PG5227DD | UNIVERSELITE CO.,LTD. | UNIVERSELITE | LEDCK60W001(5000K) | Outdoor Luminaires | Mid Output | Parking Garage Luminaires | Standard | FALSE | [9 empty] | 7/19/2016 12:00:00 AM | Not Dimmable | Not Dimmable | No |  |  | 6055.7 | 102.92 | 58.83 | 18.96 | 0.91 | 5000 | 73.7
PUKKNPM2 | UNIVERSELITE CO.,LTD. | UNIVERSELITE | LEDCK60W001(5700K) | Outdoor Luminaires | Mid Output | Parking Garage Luminaires | Standard | FALSE | [9 empty] | 7/19/2016 12:00:00 AM | Not Dimmable | Not Dimmable | No |  |  | 6128 | 104.15 | 58.84 | 18.92 | 0.91 | 5700 | 73.8
P00001BRS | US LED | QubePark | QG2-1-UNVL-2-5M-52-0 | Outdoor Luminaires | Mid Output | Parking Garage Luminaires | Standard | TRUE | 6237 | 86.9 | 71.8 | 10.33 | 0.95 | 5047 | 67 | 5 | 289000 | 3/19/2013 12:00:00 AM | Not Yet Verified | Not Yet Verified | Not Yet Verified |  | 1.7 | 6250 | 89 | 70 |  |  | 5200 | 70
P00001BUF | US LED | QubePark | QG2-1-UNVH-2-5M-52-0 | Outdoor Luminaires | Mid Output | Parking Garage Luminaires | Standard | TRUE | 6328 | 90 | 70.3 | 11.5 | 0.94 | 5010 | 67 | 5 | 50000 | 9/9/2014 12:00:00 AM | Not Yet Verified | Not Yet Verified | Not Yet Verified |  | 2.1 | 6328 | 90 | 70.3 | 11.5 | 0.94 | 5000 | 67
P8B9EC3K | US LED | VersaQube | VQ2-x-UNVL-2M-50 | Outdoor Luminaires | Low Output | Parking Garage Luminaires | Standard | TRUE | 4721 | 97.9 | 46.69 | 7.37 | 0.982 | 4951 | 74 | 5 | 50000 | 7/8/2015 12:00:00 AM | Dimmable | Continuous Below 10 | Not Yet Verified |  | 2.1 | 4721 | 97.9 | 48.24 | 20 | 0.9 | 4951 | 74
PYM4GRPN | US LED | VersaQube | VQ2-x-UNVL-5M-50 | Outdoor Luminaires | Low Output | Parking Garage Luminaires | Standard | FALSE | [9 empty] | 7/8/2015 12:00:00 AM | Dimmable | Continuous Below 10 | Not Yet Verified |  |  | 4645 | 96.3 | 48.21 | 20 | 0.9 | 4877 | 73.7
PGSPJ1QF | US LED | VersaQube | VQ2-x-UNVL-12-50 | Outdoor Luminaires | Low Output | Parking Garage Luminaires | Standard | FALSE | [9 empty] | 7/8/2015 12:00:00 AM | Dimmable | Continuous Below 10 | Not Yet Verified |  |  | 4854 | 100.7 | 48.22 | 20 | 0.9 | 4936 | 73.8
PD6353UQ | US LED | Vapor Tight | VTE1-1-UNVL-50-80-F-W-H-x | Outdoor Luminaires | Mid Output | Parking Garage Luminaires | Premium | TRUE | 7268 | 107.8 | 67.4 | 10.2 | 0.93 | 5190 | 82 | 5 | 50000 | 11/9/2015 12:00:00 AM | Dimmable | Continuous Below 10 | Yes |  | 3 | 7268 | 107.8 | 67.4 | 10.2 | 0.93 | 5190 | 82
P3RG7EFN | US LED | Vapor Tight | VTE1-1-UNVL-50-80-F-W-S-x | Outdoor Luminaires | Low Output | Parking Garage Luminaires | Premium | TRUE | 3739 | 125.9 | 29.7 | 8.2 | 0.96 | 5140 | 83 | 5 | 50000 | 11/9/2015 12:00:00 AM | Dimmable | Continuous Below 10 | Yes |  | 3 | 3739 | 125.9 | 29.7 | 8.2 | 0.96 | 5140 | 83
PM4YGKSD | US LED | Vapor Tight | VTE1-1-UNVL-50-80-F-W-M-x | Outdoor Luminaires | Mid Output | Parking Garage Luminaires | Premium | TRUE | 5355 | 118 | 45.4 | 5.6 | 0.98 | 5160 | 82 | 5 | 50000 | 11/9/2015 12:00:00 AM | Dimmable | Continuous Below 10 | Yes |  | 3 | 5355 | 118 | 45.4 | 5.6 | 0.98 | 5160 | 82
PBH8WX8M | US LED | QubePark | QG3-1-UNVH-2-5M-x | Outdoor Luminaires | Mid Output | Parking Garage Luminaires | Premium | TRUE | 7137 | 105.4 | 67.7 | 11.9 | 0.93 | 5050 | 73 | 5 | 50000 | 1/26/2016 12:00:00 AM | Dimmable | Continuous Below 10 | Yes |  | 3.1 | 7137 | 105.4 | 67.7 | 11.9 | 0.93 | 5050 | 73
PW534ABE | US LED | QubePark | QG3-1-UNVL-2-5M-x | Outdoor Luminaires | Mid Output | Parking Garage Luminaires | Premium | FALSE | [9 empty] | 1/26/2016 12:00:00 AM | Dimmable | Continuous Below 10 | Yes |  |  | 7218 | 107.1 | 67.4 | 18.9 | 0.91 | 4980 | 74
P9AD3953 | Valuelight | Valuelight | ECOLED-G50-UNV | Outdoor Luminaires | Low Output | Parking Garage Luminaires | Standard | TRUE | 4058.031 | 83.861 | 48.39 | 16.3 | 0.952 | 5460 | 73.3 | 5 | 50000 | 1/30/2015 12:00:00 AM | Not Yet Verified | Not Yet Verified | Not Yet Verified |  | 2.1 | 4200 | 85 | 50 |  | 0.99 | 5000 | 70
PM4Z7E83 | Venture Lighting International | Venture Lighting International | VL1-CPA055C-WDA-WHAC00 | Outdoor Luminaires | Mid Output | Parking Garage Luminaires | Standard | TRUE | 6142 | 113.57 | 54.08 | 14.7 | 0.9046 | 4943 | 74 | 5 | 190000 | 1/28/2015 12:00:00 AM | Not Yet Verified | Not Yet Verified | Not Yet Verified | Qualified with dimming and non-dimming driver options | 1.7 | 6142 | 114 | 54 |  | 0.9 | 5000 | 75
P298JHEU | Venture Lighting International | Venture Lighting International | VL1-CPB055C-WDA-WHAC00 | Outdoor Luminaires | Mid Output | Parking Garage Luminaires | Standard | FALSE | [9 empty] | 1/28/2015 12:00:00 AM | Not Yet Verified | Not Yet Verified | Not Yet Verified | Qualified with dimming and non-dimming driver options |  | 6142 | 114 | 54 |  | 0.9 | 5000 | 75
PWZ35D9T | Venture Lighting International | Venture Lighting International | CPA-020N-WD | Outdoor Luminaires | Low Output | Parking Garage Luminaires | Standard | TRUE | 2380.96 | 104 | 22.96 | 13 | 0.9 | 4082 | 74 | 5 | 190000 | 1/5/2016 12:00:00 AM | Dimmable | Continuous Below 10 | Not Yet Verified |  | 2.1 | 2380 | 104 | 23 |  |  | 4000
PS4B9JVA | Venture Lighting International | Venture Lighting International | CPA-020C-WD | Outdoor Luminaires | Low Output | Parking Garage Luminaires | Standard | FALSE | [9 empty] | 1/5/2016 12:00:00 AM | Dimmable | Continuous Below 10 | Not Yet Verified |  |  | 2618 | 113 | 23 |  |  | 5000
PNHNKGAJ | Venture Lighting International | Venture Lighting International | CPB-2002C-WD01 | Outdoor Luminaires | Low Output | Parking Garage Luminaires | Standard | FALSE | [9 empty] | 1/5/2016 12:00:00 AM | Dimmable | Continuous Below 10 | Not Yet Verified |  |  | 2618 | 113 | 23 |  |  | 5000
PN14UM5U | Venture Lighting International | Venture Lighting International | CPB-2002N-WD01 | Outdoor Luminaires | Low Output | Parking Garage Luminaires | Standard | FALSE | [9 empty] | 1/5/2016 12:00:00 AM | Dimmable | Continuous Below 10 | Not Yet Verified |  |  | 2380 | 104 | 23 |  |  | 4000
P3V7M1ZS | Venture Lighting International | Venture Lighting International | CPA-043N-WD | Outdoor Luminaires | Low Output | Parking Garage Luminaires | Standard | TRUE | 4286 | 105.48 | 40.64 | 10.3 | 0.9593 | 3948 | 78 | 5 | 190000 | 1/5/2016 12:00:00 AM | Not Yet Verified | Not Yet Verified | Not Yet Verified | Qualified with dimming and non-dimming driver options | 1.7 | 4286 | 105 | 41 |  | 0.9 | 4000 | 70
PX5WSR15 | Venture Lighting International | Venture Lighting International | CPB-3602N-WD01 | Outdoor Luminaires | Low Output | Parking Garage Luminaires | Standard | FALSE | [9 empty] | 1/5/2016 12:00:00 AM | Not Yet Verified | Not Yet Verified | Not Yet Verified | Qualified with dimming and non-dimming driver options |  | 4286 | 105 | 41 |  | 0.9 | 4000 | 70
PMC7JXT3 | Venture Lighting International | Venture Lighting International | CPA-043C-WD | Outdoor Luminaires | Low Output | Parking Garage Luminaires | Standard | TRUE | 4576 | 111.46 | 41.05 | 10.8 | 0.9599 | 4837 | 74 | 5 | 190000 | 1/5/2016 12:00:00 AM | Not Yet Verified | Not Yet Verified | Not Yet Verified | Qualified with dimming and non-dimming driver options | 1.7 | 4576 | 112 | 41 |  | 0.9 | 5000 | 75
PD3NJUDC | Venture Lighting International | Venture Lighting International | CPB-3602C-WD01 | Outdoor Luminaires | Low Output | Parking Garage Luminaires | Standard | FALSE | [9 empty] | 1/5/2016 12:00:00 AM | Not Yet Verified | Not Yet Verified | Not Yet Verified | Qualified with dimming and non-dimming driver options |  | 4576 | 112 | 41 |  | 0.9 | 5000 | 75
PW1HX9B7 | Venture Lighting International | Venture Lighting International | CPA-072N-WD | Outdoor Luminaires | Mid Output | Parking Garage Luminaires | Standard | TRUE | 7387.55 | 102 | 72.09 | 14 | 0.92 | 4089 | 74 | 5 | 190000 | 1/5/2016 12:00:00 AM | Dimmable | Continuous Below 10 | Not Yet Verified |  | 2.1 | 7388 | 102 | 72 |  |  | 4000
P1J13BNF | Venture Lighting International | Venture Lighting International | CPB-6402C-WD01 | Outdoor Luminaires | Mid Output | Parking Garage Luminaires | Standard | FALSE | [9 empty] | 1/5/2016 12:00:00 AM | Dimmable | Continuous Below 10 | Not Yet Verified |  |  | 8126 | 112 | 72 |  |  | 5000
P18XVPXZ | Venture Lighting International | Venture Lighting International | CPA-072C-WD | Outdoor Luminaires | Mid Output | Parking Garage Luminaires | Standard | FALSE | [9 empty] | 1/5/2016 12:00:00 AM | Dimmable | Continuous Below 10 | Not Yet Verified |  |  | 8126 | 112 | 72 |  |  | 5000
PZ32DGHD | Venture Lighting International | Venture Lighting International | CPB-6402N-WD01 | Outdoor Luminaires | Mid Output | Parking Garage Luminaires | Standard | FALSE | [9 empty] | 1/5/2016 12:00:00 AM | Dimmable | Continuous Below 10 | Not Yet Verified |  |  | 7388 | 102 | 72 |  |  | 4000
P7BRUR9U | Venture Lighting International | Venture Lighting International | CPA-054N-WD | Outdoor Luminaires | Mid Output | Parking Garage Luminaires | Standard | TRUE | 5394 | 99.73 | 54.08 | 13.8 | 0.9092 | 4015 | 78 | 5 | 190000 | 1/5/2016 12:00:00 AM | Not Yet Verified | Not Yet Verified | Not Yet Verified | Qualified with dimming and non-dimming driver options | 1.7 | 5394 | 100 | 54 |  | 0.9 | 4000 | 70
PWK1MC29 | Venture Lighting International | Venture Lighting International | CPB-4802N-WD01 | Outdoor Luminaires | Mid Output | Parking Garage Luminaires | Standard | FALSE | [9 empty] | 1/5/2016 12:00:00 AM | Not Yet Verified | Not Yet Verified | Not Yet Verified | Qualified with dimming and non-dimming driver options |  | 5394 | 100 | 54 |  | 0.9 | 4000 | 70
P26F3SXW | Venture Lighting International | Venture Lighting International | CPA-054C-WD | Outdoor Luminaires | Mid Output | Parking Garage Luminaires | Standard | TRUE | 6142 | 113.57 | 54.08 | 14.7 | 0.9046 | 4943 | 74 | 5 | 190000 | 1/5/2016 12:00:00 AM | Not Yet Verified | Not Yet Verified | Not Yet Verified | Qualified with dimming and non-dimming driver options | 1.7 | 6142 | 114 | 54 |  | 0.9 | 5000 | 75
PQW7ZFBX | Venture Lighting International | Venture Lighting International | CPB-4802C-WD01 | Outdoor Luminaires | Mid Output | Parking Garage Luminaires | Standard | FALSE | [9 empty] | 1/5/2016 12:00:00 AM | Not Yet Verified | Not Yet Verified | Not Yet Verified | Qualified with dimming and non-dimming driver options |  | 6142 | 114 | 54 |  | 0.9 | 5000 | 75
P6FZGXH5 | Visionaire Lighting | PGA | PGA-1-T4-16LC-5-4K-UNV[120V Only] | Outdoor Luminaires | Low Output | Parking Garage Luminaires | Standard | TRUE | 2866.69 | 110 | 26.07 | 7 | 1 |  |  | 5 | 50000 | 5/15/2015 12:00:00 AM | Dimmable | Continuous Below 10 | Not Yet Verified |  | 2.1 | 2866.69 | 109.96 | 26.07 | 7 | 1 | 4000 | 74
PWDG1N74 | Visionaire Lighting | PGA | PGA-1-T4-16LC-7-4K-UNV | Outdoor Luminaires | Low Output | Parking Garage Luminaires | Standard | TRUE | 3765.9 | 103 | 36.7 | 9 | 0.97 |  |  | 5 | 50000 | 5/15/2015 12:00:00 AM | Dimmable | Continuous Below 10 | Not Yet Verified |  | 2.1 | 3765.9 | 102.61 | 36.7 | 9 | 0.97 | 4000 | 74
PP2RD6G9 | Visionaire Lighting | PGA | PGA-1-T4-48LC-3-4K-UNV | Outdoor Luminaires | Mid Output | Parking Garage Luminaires | Standard | TRUE | 6345.24 | 122 | 52.02 | 8 | 0.96 |  |  | 5 | 50000 | 5/15/2015 12:00:00 AM | Dimmable | Continuous Below 10 | Not Yet Verified |  | 2.1 | 6345.24 | 121.98 | 52.02 | 8 | 0.96 | 4000 | 74
PZ5R85R2 | Visionaire Lighting | PGA | PGA-1-T4-16LC-10-4K-UNV | Outdoor Luminaires | Mid Output | Parking Garage Luminaires | Standard | TRUE | 5115.46 | 92 | 55.47 | 10 | 0.94 |  |  | 5 | 50000 | 5/15/2015 12:00:00 AM | Dimmable | Continuous Below 10 | Not Yet Verified |  | 2.1 | 5115.46 | 92.22 | 55.47 | 10 | 0.94 | 4000 | 74
P5VEZNNJ | Visionaire Lighting | PGA | PGA-1-T4-32LC-7-4K-UNV | Outdoor Luminaires | Mid Output | Parking Garage Luminaires | Standard | TRUE | 7286.14 | 103 | 71.08 | 7 | 0.99 |  |  | 5 | 50000 | 5/15/2015 12:00:00 AM | Dimmable | Continuous Below 10 | Not Yet Verified |  | 2.1 | 7286.14 | 102.51 | 71.08 | 7 | 0.99 | 4000 | 74
PQJ7ZFC8 | Visionaire Lighting | PGA | PGA-1-T4-48LC-3-4K-[5,8] | Outdoor Luminaires | Mid Output | Parking Garage Luminaires | Standard | TRUE | 6296.55 | 112 | 56.24 | 20 | 0.9 |  |  | 5 | 50000 | 5/15/2015 12:00:00 AM | Dimmable | Continuous Below 10 | Not Yet Verified |  | 2.1 | 6296.55 | 111.96 | 56.24 | 20 | 0.9 | 4000 | 74
PEUQGTR7 | Visionaire Lighting | PGA | PGA-1-T4-32LC-5-4K-UNV | Outdoor Luminaires | Mid Output | Parking Garage Luminaires | Standard | TRUE | 5808.88 | 111 | 52.12 | 10 | 0.93 |  |  | 5 | 50000 | 5/15/2015 12:00:00 AM | Dimmable | Continuous Below 10 | Not Yet Verified |  | 2.1 | 5808.88 | 111.45 | 52.12 | 10 | 0.93 | 4000 | 74
P6UEUKKQ | Visionaire Lighting | PGA | PGA-1-T4-48LC-5-4K-[5,8] | Outdoor Luminaires | Mid Output | Parking Garage Luminaires | Standard | TRUE | 8754.84 | 109 | 80.17 | 14 | 0.95 |  |  | 5 | 50000 | 5/15/2015 12:00:00 AM | Dimmable | Continuous Below 10 | Not Yet Verified |  | 2.1 | 8754.84 | 109.2 | 80.17 | 14 | 0.95 | 4000 | 74
PTW9TW5X | Visionaire Lighting | PGA | PGA-1-T4-32LC-10-4K-UNV | Outdoor Luminaires | Mid Output | Parking Garage Luminaires | Standard | TRUE | 9337.26 | 87 | 107.64 | 9 | 0.95 |  |  | 5 | 50000 | 5/15/2015 12:00:00 AM | Dimmable | Continuous Below 10 | Not Yet Verified |  | 2.1 | 9337.26 | 86.75 | 107.64 | 9 | 0.95 | 4000 | 74
P5TVD9VZ | Visionaire Lighting | PGA | PGA-1-T4-48LC-7-4K-UNV | Outdoor Luminaires | Mid Output | Parking Garage Luminaires | Standard | TRUE | 9878.2 | 96 | 102.43 | 15 | 0.93 |  |  | 5 | 50000 | 5/15/2015 12:00:00 AM | Dimmable | Continuous Below 10 | Not Yet Verified |  | 2.1 | 9848.2 | 96.15 | 102.43 | 15 | 0.93 | 4000 | 74
PV26JUHB | Visionaire Lighting | PGA | PGA-1-T4-32LC-10-4K-[5,8] | Outdoor Luminaires | Mid Output | Parking Garage Luminaires | Standard | TRUE | 9013.41 | 84 | 107.26 | 12 | 0.97 |  |  | 5 | 50000 | 5/15/2015 12:00:00 AM | Dimmable | Continuous Below 10 | Not Yet Verified |  | 2.1 | 9013.41 | 84.03 | 107.26 | 12 | 0.97 | 4000 | 74
PX5AF8CV | Visionaire Lighting | PGA | PGA-1-T4-16LC-3-4K-UNV[120V Only] | Outdoor Luminaires | Low Output | Parking Garage Luminaires | Standard | TRUE | 2083.39 | 117 | 17.74 | 7 | 1 | 3940 | 74 | 5 | 50000 | 5/15/2015 12:00:00 AM | Dimmable | Continuous Below 10 | Not Yet Verified |  | 2.1 | 2083.39 | 117.44 | 17.74 | 7 | 1 | 4000 | 74
PYEZMCHX | Visionaire Lighting | PGA | PGA-1-T4-48LC-7-4K-[5,8] | Outdoor Luminaires | High Output | Parking Garage Luminaires | Standard | TRUE | 10847 | 101 | 107.23 | 11 | 0.97 |  |  | 5 | 50000 | 5/15/2015 12:00:00 AM | Dimmable | Continuous Below 10 | Not Yet Verified |  | 2.1 | 10847.4 | 101.16 | 107.23 | 11 | 0.97 | 4000 | 74
PYH76KEV | Visionaire Lighting | PGA | PGA-1-T4-32LC-3-4K-UNV | Outdoor Luminaires | Low Output | Parking Garage Luminaires | Standard | TRUE | 4192.75 | 119 | 35.23 | 8 | 0.93 |  |  | 5 | 50000 | 5/15/2015 12:00:00 AM | Dimmable | Continuous Below 10 | Not Yet Verified |  | 2.1 | 4192.75 | 119.01 | 35.23 | 8 | 0.93 | 4000 | 74
PNP9NH4J | Visionaire Lighting | PGA | PGA-1-T5W-32LC-3-4K-UNV | Outdoor Luminaires | Low Output | Parking Garage Luminaires | Standard | FALSE | [9 empty] | 5/15/2015 12:00:00 AM | Dimmable | Continuous Below 10 | Not Yet Verified |  |  | 4514.78 | 128.15 | 35.23 | 8 | 0.93 | 4000 | 74
PV52VV5B | Visionaire Lighting | PGA | PGA-1-T2-16LC-3-5K-UNV[120V] | Outdoor Luminaires | Low Output | Parking Garage Luminaires | Standard | FALSE | [9 empty] | 5/15/2015 12:00:00 AM | Dimmable | Continuous Below 10 | Not Yet Verified |  |  | 2330.73 | 131.38 | 17.74 | 7 | 1 | 5000 | 67
PUHVAD4W | Visionaire Lighting | PGA | PGA-1-T3-16LC-3-5K-UNV[120V] | Outdoor Luminaires | Low Output | Parking Garage Luminaires | Standard | FALSE | [9 empty] | 5/15/2015 12:00:00 AM | Dimmable | Continuous Below 10 | Not Yet Verified |  |  | 2401.43 | 135.37 | 17.74 | 7 | 1 | 5000 | 67
PSC2JW9D | Visionaire Lighting | PGA | PGA-1-T4-16LC-5-5K-UNV[120V] | Outdoor Luminaires | Low Output | Parking Garage Luminaires | Standard | FALSE | [9 empty] | 5/15/2015 12:00:00 AM | Dimmable | Continuous Below 10 | Not Yet Verified |  |  | 3017.57 | 115.75 | 26.07 | 7 | 1 | 5000 | 67
PG6XXMQJ | Visionaire Lighting | PGA | PGA-1-T5-16LC-5-5K-UNV[120V] | Outdoor Luminaires | Low Output | Parking Garage Luminaires | Standard | FALSE | [9 empty] | 5/15/2015 12:00:00 AM | Dimmable | Continuous Below 10 | Not Yet Verified |  |  | 3459.29 | 132.69 | 26.07 | 7 | 1 | 5000 | 67
PSMTG29C | Visionaire Lighting | PGA | PGA-1-T4-16LC-7-5K-UNV | Outdoor Luminaires | Low Output | Parking Garage Luminaires | Standard | FALSE | [9 empty] | 5/15/2015 12:00:00 AM | Dimmable | Continuous Below 10 | Not Yet Verified |  |  | 3964.11 | 108.01 | 36.7 | 9 | 0.97 | 5000 | 67
PBC6BENV | Visionaire Lighting | PGA | PGA-1-T5-16LC-7-5K-UNV | Outdoor Luminaires | Low Output | Parking Garage Luminaires | Standard | FALSE | [9 empty] | 5/15/2015 12:00:00 AM | Dimmable | Continuous Below 10 | Not Yet Verified |  |  | 4544.38 | 123.83 | 36.7 | 9 | 0.97 | 5000 | 67
PETW733A | Visionaire Lighting | PGA | PGA-1-T5-48LC-7-4K-[5,8] | Outdoor Luminaires | High Output | Parking Garage Luminaires | Standard | FALSE | [9 empty] | 5/15/2015 12:00:00 AM | Dimmable | Continuous Below 10 | Not Yet Verified |  |  | 12435.26 | 115.97 | 107.23 | 11 | 0.97 | 4000 | 74
PQJXDYX5 | Visionaire Lighting | PGA | PGA-1-T5W-48LC-7-4K-[5,8] | Outdoor Luminaires | High Output | Parking Garage Luminaires | Standard | FALSE | [9 empty] | 5/15/2015 12:00:00 AM | Dimmable | Continuous Below 10 | Not Yet Verified |  |  | 11680.54 | 108.93 | 107.23 | 11 | 0.97 | 4000 | 74
P7QYFGSG | Visionaire Lighting | PGA | PGA-1-T3-16LC-10-5K-UNV | Outdoor Luminaires | Mid Output | Parking Garage Luminaires | Standard | FALSE | [9 empty] | 5/15/2015 12:00:00 AM | Dimmable | Continuous Below 10 | Not Yet Verified |  |  | 5896.36 | 106.3 | 55.47 | 10 | 0.94 | 5000 | 67
PY9XPJ9C | Visionaire Lighting | PGA | PGA-1-T5-32LC-7-5K-UNV | Outdoor Luminaires | Mid Output | Parking Garage Luminaires | Standard | FALSE | [9 empty] | 5/15/2015 12:00:00 AM | Dimmable | Continuous Below 10 | Not Yet Verified |  |  | 8792.32 | 123.7 | 71.08 | 7 | 0.99 | 5000 | 67
P7ACD7ZH | Visionaire Lighting | PGA | PGA-1-T3-32LC-3-4K-UNV | Outdoor Luminaires | Low Output | Parking Garage Luminaires | Standard | FALSE | [9 empty] | 5/15/2015 12:00:00 AM | Dimmable | Continuous Below 10 | Not Yet Verified |  |  | 4591.16 | 130.32 | 35.23 | 8 | 0.93 | 4000 | 74
P8E78TUP | Visionaire Lighting | PGA | PGA-1-T5-16LC-10-4K-UNV | Outdoor Luminaires | Mid Output | Parking Garage Luminaires | Standard | FALSE | [9 empty] | 5/15/2015 12:00:00 AM | Dimmable | Continuous Below 10 | Not Yet Verified |  |  | 5864.27 | 105.72 | 55.47 | 10 | 0.94 | 4000 | 74
PVQTX4CB | Visionaire Lighting | PGA | PGA-1-T2-32LC-5-4K-UNV | Outdoor Luminaires | Mid Output | Parking Garage Luminaires | Standard | FALSE | [9 empty] | 5/15/2015 12:00:00 AM | Dimmable | Continuous Below 10 | Not Yet Verified |  |  | 6173.58 | 118.45 | 52.12 | 10 | 0.93 | 4000 | 74
PMJBB4YU | Visionaire Lighting | PGA | PGA-1-T5-32LC-5-4K-UNV | Outdoor Luminaires | Mid Output | Parking Garage Luminaires | Standard | FALSE | [9 empty] | 5/15/2015 12:00:00 AM | Dimmable | Continuous Below 10 | Not Yet Verified |  |  | 6659.2 | 127.77 | 52.12 | 10 | 0.93 | 4000 | 74
PWC2Z69D | Visionaire Lighting | PGA | PGA-1-T5W-32LC-5-4K-UNV | Outdoor Luminaires | Mid Output | Parking Garage Luminaires | Standard | FALSE | [9 empty] | 5/15/2015 12:00:00 AM | Dimmable | Continuous Below 10 | Not Yet Verified |  |  | 6255.04 | 120.01 | 52.12 | 10 | 0.93 | 4000 | 74
P3QHSCUQ | Visionaire Lighting | PGA | PGA-1-T2-32LC-7-4K-UNV | Outdoor Luminaires | Mid Output | Parking Garage Luminaires | Standard | FALSE | [9 empty] | 5/15/2015 12:00:00 AM | Dimmable | Continuous Below 10 | Not Yet Verified |  |  | 7743.59 | 108.94 | 71.08 | 7 | 0.99 | 4000 | 74
PE73KXDH | Visionaire Lighting | PGA | PGA-1-T3-32LC-7-4K-UNV | Outdoor Luminaires | Mid Output | Parking Garage Luminaires | Standard | FALSE | [9 empty] | 5/15/2015 12:00:00 AM | Dimmable | Continuous Below 10 | Not Yet Verified |  |  | 7978.49 | 112.25 | 71.08 | 7 | 0.99 | 4000 | 74
P2C79F3M | Visionaire Lighting | PGA | PGA-1-T5W-32LC-7-4K-UNV | Outdoor Luminaires | Mid Output | Parking Garage Luminaires | Standard | FALSE | [9 empty] | 5/15/2015 12:00:00 AM | Dimmable | Continuous Below 10 | Not Yet Verified |  |  | 7845.76 | 110.38 | 71.08 | 7 | 0.99 | 4000 | 74
PEF1R6TG | Visionaire Lighting | PGA | PGA-1-T2-32LC-10-4K-UNV | Outdoor Luminaires | Mid Output | Parking Garage Luminaires | Standard | FALSE | [9 empty] | 5/15/2015 12:00:00 AM | Dimmable | Continuous Below 10 | Not Yet Verified |  |  | 9923.48 | 92.19 | 107.64 | 9 | 0.95 | 4000 | 74
P8XSXC6N | Visionaire Lighting | PGA | PGA-1-T5-32LC-10-4K-UNV | Outdoor Luminaires | High Output | Parking Garage Luminaires | Standard | FALSE | [9 empty] | 5/15/2015 12:00:00 AM | Dimmable | Continuous Below 10 | Not Yet Verified |  |  | 10704.07 | 99.44 | 107.64 | 9 | 0.95 | 4000 | 74
PR7RU8ZG | Visionaire Lighting | PGA | PGA-1-T4-32LC-5-4K-[5,8] | Outdoor Luminaires | Mid Output | Parking Garage Luminaires | Standard | FALSE | [9 empty] | 5/15/2015 12:00:00 AM | Dimmable | Continuous Below 10 | Not Yet Verified |  |  | 5808.88 | 111.45 | 52.12 | 14 | 0.95 | 4000 | 74
PPQZHRBD | Visionaire Lighting | PGA | PGA-1-T5W-32LC-5-4K-[5,8] | Outdoor Luminaires | Mid Output | Parking Garage Luminaires | Standard | FALSE | [9 empty] | 5/15/2015 12:00:00 AM | Dimmable | Continuous Below 10 | Not Yet Verified |  |  | 6255.04 | 120.01 | 52.12 | 14 | 0.95 | 4000 | 74
PHP2F4R2 | Visionaire Lighting | PGA | PGA-1-T2-32LC-10-4K-[5,8] | Outdoor Luminaires | Mid Output | Parking Garage Luminaires | Standard | FALSE | [9 empty] | 5/15/2015 12:00:00 AM | Dimmable | Continuous Below 10 | Not Yet Verified |  |  | 9579.3 | 89.31 | 107.26 | 12 | 0.97 | 4000 | 74
PHQTUW6M | Visionaire Lighting | PGA | PGA-1-T5-32LC-10-4K-[5,8] | Outdoor Luminaires | High Output | Parking Garage Luminaires | Standard | FALSE | [9 empty] | 5/15/2015 12:00:00 AM | Dimmable | Continuous Below 10 | Not Yet Verified |  |  | 10332.81 | 96.33 | 107.26 | 12 | 0.97 | 4000 | 74
PQ24UCP5 | Visionaire Lighting | PGA | PGA-1-T3-48LC-3-4K-UNV | Outdoor Luminaires | Mid Output | Parking Garage Luminaires | Standard | FALSE | [9 empty] | 5/15/2015 12:00:00 AM | Dimmable | Continuous Below 10 | Not Yet Verified |  |  | 6948.18 | 133.57 | 52.02 | 8 | 0.96 | 4000 | 74
P8JXGVQD | Visionaire Lighting | PGA | PGA-1-T5-48LC-3-4K-UNV | Outdoor Luminaires | Mid Output | Parking Garage Luminaires | Standard | FALSE | [9 empty] | 5/15/2015 12:00:00 AM | Dimmable | Continuous Below 10 | Not Yet Verified |  |  | 7274.07 | 139.83 | 52.02 | 8 | 0.96 | 4000 | 74
PM3PD71T | Visionaire Lighting | PGA | PGA-1-T4-48LC-5-4K-UNV | Outdoor Luminaires | Mid Output | Parking Garage Luminaires | Standard | FALSE | [9 empty] | 5/15/2015 12:00:00 AM | Dimmable | Continuous Below 10 | Not Yet Verified |  |  | 8754.84 | 109.2 | 80.17 | 10 | 0.93 | 4000 | 74
PD75BY22 | Visionaire Lighting | PGA | PGA-1-T5W-48LC-5-4K-UNV | Outdoor Luminaires | Mid Output | Parking Garage Luminaires | Standard | FALSE | [9 empty] | 5/15/2015 12:00:00 AM | Dimmable | Continuous Below 10 | Not Yet Verified |  |  | 9427.26 | 117.59 | 80.17 | 10 | 0.93 | 4000 | 74
PJV1TUKM | Visionaire Lighting | PGA | PGA-1-T3-48LC-5-4K-[5,8] | Outdoor Luminaires | Mid Output | Parking Garage Luminaires | Standard | FALSE | [9 empty] | 5/15/2015 12:00:00 AM | Dimmable | Continuous Below 10 | Not Yet Verified |  |  | 9586.75 | 119.58 | 80.17 | 14 | 0.95 | 4000 | 74
PA9J3Z1U | Visionaire Lighting | PGA | PGA-1-T2-48LC-7-4K-[5,8] | Outdoor Luminaires | High Output | Parking Garage Luminaires | Standard | FALSE | [9 empty] | 5/15/2015 12:00:00 AM | Dimmable | Continuous Below 10 | Not Yet Verified |  |  | 11528.43 | 107.51 | 107.23 | 11 | 0.97 | 4000 | 74
PBUGHRRW | Visionaire Lighting | PGA | PGA-1-T3-48LC-7-4K-[5,8] | Outdoor Luminaires | High Output | Parking Garage Luminaires | Standard | FALSE | [9 empty] | 5/15/2015 12:00:00 AM | Dimmable | Continuous Below 10 | Not Yet Verified |  |  | 11878.15 | 110.77 | 107.23 | 11 | 0.97 | 4000 | 74
PMK4PS5X | Visionaire Lighting | PGA | PGA-1-T2-48LC-5-5K-[5,8] | Outdoor Luminaires | Mid Output | Parking Garage Luminaires | Standard | FALSE | [9 empty] | 5/15/2015 12:00:00 AM | Dimmable | Continuous Below 10 | Not Yet Verified |  |  | 9794.21 | 122.17 | 80.17 | 14 | 0.95 | 5000 | 67
PPMT724B | Visionaire Lighting | PGA | PGA-1-T3-48LC-5-5K-[5,8] | Outdoor Luminaires | High Output | Parking Garage Luminaires | Standard | FALSE | [9 empty] | 5/15/2015 12:00:00 AM | Dimmable | Continuous Below 10 | Not Yet Verified |  |  | 10091.31 | 125.87 | 80.17 | 14 | 0.95 | 5000 | 67
PPJCBCRD | Visionaire Lighting | PGA | PGA-1-T2-32LC-3-5K-UNV | Outdoor Luminaires | Low Output | Parking Garage Luminaires | Standard | FALSE | [9 empty] | 5/15/2015 12:00:00 AM | Dimmable | Continuous Below 10 | Not Yet Verified |  |  | 4690.51 | 133.14 | 35.23 | 8 | 0.93 | 5000 | 67
PYH675PR | Visionaire Lighting | PGA | PGA-1-T3-32LC-3-5K-UNV | Outdoor Luminaires | Low Output | Parking Garage Luminaires | Standard | FALSE | [9 empty] | 5/15/2015 12:00:00 AM | Dimmable | Continuous Below 10 | Not Yet Verified |  |  | 4832.8 | 137.18 | 35.23 | 8 | 0.93 | 5000 | 67
PC56NGE4 | Visionaire Lighting | PGA | PGA-1-T2-32LC-10-5K-UNV | Outdoor Luminaires | High Output | Parking Garage Luminaires | Standard | FALSE | [9 empty] | 5/15/2015 12:00:00 AM | Dimmable | Continuous Below 10 | Not Yet Verified |  |  | 10445.77 | 97.04 | 107.64 | 9 | 0.95 | 5000 | 67
P8SY2E9S | Visionaire Lighting | PGA | PGA-1-T3-32LC-10-5K-UNV | Outdoor Luminaires | High Output | Parking Garage Luminaires | Standard | FALSE | [9 empty] | 5/15/2015 12:00:00 AM | Dimmable | Continuous Below 10 | Not Yet Verified |  |  | 10762.64 | 99.99 | 107.64 | 9 | 0.95 | 5000 | 67
PPMM3SGA | Visionaire Lighting | PGA | PGA-1-T5-32LC-10-5K-UNV | Outdoor Luminaires | High Output | Parking Garage Luminaires | Standard | FALSE | [9 empty] | 5/15/2015 12:00:00 AM | Dimmable | Continuous Below 10 | Not Yet Verified |  |  | 11267.44 | 104.68 | 107.64 | 9 | 0.95 | 5000 | 67
PHEUCGXZ | Visionaire Lighting | PGA | PGA-1-T2-32LC-5-5K-[5,8] | Outdoor Luminaires | Mid Output | Parking Garage Luminaires | Standard | FALSE | [9 empty] | 5/15/2015 12:00:00 AM | Dimmable | Continuous Below 10 | Not Yet Verified |  |  | 6498.5 | 124.68 | 52.12 | 14 | 0.95 | 5000 | 67
PTUU1842 | Visionaire Lighting | PGA | PGA-1-T5-32LC-5-5K-[5,8] | Outdoor Luminaires | Mid Output | Parking Garage Luminaires | Standard | FALSE | [9 empty] | 5/15/2015 12:00:00 AM | Dimmable | Continuous Below 10 | Not Yet Verified |  |  | 7009.68 | 134.49 | 52.12 | 14 | 0.95 | 5000 | 67
PGPSYDPW | Visionaire Lighting | PGA | PGA-1-T5W-32LC-5-5K-[5,8] | Outdoor Luminaires | Mid Output | Parking Garage Luminaires | Standard | FALSE | [9 empty] | 5/15/2015 12:00:00 AM | Dimmable | Continuous Below 10 | Not Yet Verified |  |  | 6584.25 | 126.33 | 52.12 | 14 | 0.95 | 5000 | 67
PDEAGP85 | Visionaire Lighting | PGA | PGA-1-T2-32LC-7-5K-[5,8] | Outdoor Luminaires | Mid Output | Parking Garage Luminaires | Standard | FALSE | [9 empty] | 5/15/2015 12:00:00 AM | Dimmable | Continuous Below 10 | Not Yet Verified |  |  | 8151.14 | 114.68 | 71.08 | 11 | 0.97 | 5000 | 67
PXYFPV4F | Visionaire Lighting | PGA | PGA-1-T2-32LC-10-5K-[5,8] | Outdoor Luminaires | High Output | Parking Garage Luminaires | Standard | FALSE | [9 empty] | 5/15/2015 12:00:00 AM | Dimmable | Continuous Below 10 | Not Yet Verified |  |  | 10083.47 | 94.01 | 107.26 | 12 | 0.97 | 5000 | 67
P3V81A6U | Visionaire Lighting | PGA | PGA-1-T4-32LC-10-5K-[5,8] | Outdoor Luminaires | Mid Output | Parking Garage Luminaires | Standard | FALSE | [9 empty] | 5/15/2015 12:00:00 AM | Dimmable | Continuous Below 10 | Not Yet Verified |  |  | 9487.8 | 88.46 | 107.26 | 12 | 0.97 | 5000 | 67
PFY8UAU2 | Visionaire Lighting | PGA | PGA-1-T5-32LC-10-5K-[5,8] | Outdoor Luminaires | High Output | Parking Garage Luminaires | Standard | FALSE | [9 empty] | 5/15/2015 12:00:00 AM | Dimmable | Continuous Below 10 | Not Yet Verified |  |  | 10876.64 | 101.4 | 107.26 | 12 | 0.97 | 5000 | 67
PWJVN8T6 | Visionaire Lighting | PGA | PGA-1-T5W-32LC-10-5K-[5,8] | Outdoor Luminaires | High Output | Parking Garage Luminaires | Standard | FALSE | [9 empty] | 5/15/2015 12:00:00 AM | Dimmable | Continuous Below 10 | Not Yet Verified |  |  | 10216.52 | 95.25 | 107.26 | 12 | 0.97 | 5000 | 67
PUSFG4HR | Visionaire Lighting | PGA | PGA-1-T4-48LC-3-5K-UNV | Outdoor Luminaires | Mid Output | Parking Garage Luminaires | Standard | FALSE | [9 empty] | 5/15/2015 12:00:00 AM | Dimmable | Continuous Below 10 | Not Yet Verified |  |  | 6679.2 | 128.4 | 52.02 | 8 | 0.96 | 5000 | 67
PAG4UKPH | Visionaire Lighting | PGA | PGA-1-T5-48LC-3-5K-UNV | Outdoor Luminaires | Mid Output | Parking Garage Luminaires | Standard | FALSE | [9 empty] | 5/15/2015 12:00:00 AM | Dimmable | Continuous Below 10 | Not Yet Verified |  |  | 7656.92 | 147.19 | 52.02 | 8 | 0.96 | 5000 | 67
PS7UU481 | Visionaire Lighting | PGA | PGA-1-T5W-48LC-5-5K-UNV | Outdoor Luminaires | Mid Output | Parking Garage Luminaires | Standard | FALSE | [9 empty] | 5/15/2015 12:00:00 AM | Dimmable | Continuous Below 10 | Not Yet Verified |  |  | 9923.44 | 123.78 | 80.17 | 10 | 0.93 | 5000 | 67
PEXGHJSC | Visionaire Lighting | PGA | PGA-1-T5-48LC-7-5K-UNV | Outdoor Luminaires | High Output | Parking Garage Luminaires | Standard | FALSE | [9 empty] | 5/15/2015 12:00:00 AM | Dimmable | Continuous Below 10 | Not Yet Verified |  |  | 11884 | 116.02 | 102.43 | 15 | 0.93 | 5000 | 67
PSJ6ZMZH | Visionaire Lighting | PGA | PGA-1-T3-48LC-3-5K-[5,8] | Outdoor Luminaires | Mid Output | Parking Garage Luminaires | Standard | FALSE | [9 empty] | 5/15/2015 12:00:00 AM | Dimmable | Continuous Below 10 | Not Yet Verified |  |  | 7257.75 | 129.05 | 56.24 | 20 | 0.9 | 5000 | 67
P6HXRV7U | Visionaire Lighting | PGA | PGA-1-T3-16LC-3-4K-UNV[120V Only] | Outdoor Luminaires | Low Output | Parking Garage Luminaires | Standard | FALSE | [9 empty] | 5/15/2015 12:00:00 AM | Dimmable | Continuous Below 10 | Not Yet Verified |  |  | 2281.36 | 128.6 | 17.74 | 7 | 1 | 4000 | 74
PHBASVCH | Visionaire Lighting | PGA | PGA-1-T2-48LC-7-5K-[5,8] | Outdoor Luminaires | High Output | Parking Garage Luminaires | Standard | FALSE | [9 empty] | 5/15/2015 12:00:00 AM | Dimmable | Continuous Below 10 | Not Yet Verified |  |  | 12135.19 | 113.17 | 107.23 | 11 | 0.97 | 5000 | 67
P7WNC2UP | Visionaire Lighting | PGA | PGA-1-T4-48LC-7-5K-[5,8] | Outdoor Luminaires | High Output | Parking Garage Luminaires | Standard | FALSE | [9 empty] | 5/15/2015 12:00:00 AM | Dimmable | Continuous Below 10 | Not Yet Verified |  |  | 11418.32 | 106.48 | 107.23 | 11 | 0.97 | 5000 | 67
P1GS9YJU | Visionaire Lighting | PGA | PGA-1-T5W-48LC-7-5K-[5,8] | Outdoor Luminaires | High Output | Parking Garage Luminaires | Standard | FALSE | [9 empty] | 5/15/2015 12:00:00 AM | Dimmable | Continuous Below 10 | Not Yet Verified |  |  | 12295.31 | 114.66 | 107.23 | 11 | 0.97 | 5000 | 67
PJES6QWY | Visionaire Lighting | PGA | PGA-1-T5W-48LC-5-4K-[5,8] | Outdoor Luminaires | Mid Output | Parking Garage Luminaires | Standard | FALSE | [9 empty] | 5/15/2015 12:00:00 AM | Dimmable | Continuous Below 10 | Not Yet Verified |  |  | 9427.26 | 117.59 | 80.17 | 14 | 0.95 | 4000 | 74
PMN91BSJ | Visionaire Lighting | PGA | PGA-1-T2-32LC-7-5K-UNV | Outdoor Luminaires | Mid Output | Parking Garage Luminaires | Standard | FALSE | [9 empty] | 5/15/2015 12:00:00 AM | Dimmable | Continuous Below 10 | Not Yet Verified |  |  | 8151.14 | 114.68 | 71.08 | 7 | 0.99 | 5000 | 67
PEDA6KMR | Visionaire Lighting | PGA | PGA-1-T4-32LC-7-5K-UNV | Outdoor Luminaires | Mid Output | Parking Garage Luminaires | Standard | FALSE | [9 empty] | 5/15/2015 12:00:00 AM | Dimmable | Continuous Below 10 | Not Yet Verified |  |  | 7669.62 | 107.9 | 71.08 | 7 | 0.99 | 5000 | 67
PN5QEYEJ | Visionaire Lighting | PGA | PGA-1-T2-16LC-5-4K-UNV[120V Only] | Outdoor Luminaires | Low Output | Parking Garage Luminaires | Standard | FALSE | [9 empty] | 5/15/2015 12:00:00 AM | Dimmable | Continuous Below 10 | Not Yet Verified |  |  | 3046.67 | 116.86 | 26.07 | 7 | 1 | 4000 | 74
PWYP76XW | Visionaire Lighting | PGA | PGA-1-T5W-16LC-7-5K-UNV | Outdoor Luminaires | Low Output | Parking Garage Luminaires | Standard | FALSE | [9 empty] | 5/15/2015 12:00:00 AM | Dimmable | Continuous Below 10 | Not Yet Verified |  |  | 4268.57 | 116.31 | 36.7 | 9 | 0.97 | 5000 | 67
P63ZP3TZ | Visionaire Lighting | PGA | PGA-1-T4-32LC-5-5K-[5,8] | Outdoor Luminaires | Mid Output | Parking Garage Luminaires | Standard | FALSE | [9 empty] | 5/15/2015 12:00:00 AM | Dimmable | Continuous Below 10 | Not Yet Verified |  |  | 6114.61 | 117.32 | 52.12 | 14 | 0.95 | 5000 | 67
P9YMY45S | Visionaire Lighting | PGA | PGA-1-T2-16LC-3-4K-UNV[120V Only] | Outdoor Luminaires | Low Output | Parking Garage Luminaires | Standard | FALSE | [9 empty] | 5/15/2015 12:00:00 AM | Dimmable | Continuous Below 10 | Not Yet Verified |  |  | 2214.19 | 124.81 | 17.74 | 7 | 1 | 4000 | 74
PEEY7VUM | Visionaire Lighting | PGA | PGA-1-T5-16LC-3-4K-UNV[120V Only] | Outdoor Luminaires | Low Output | Parking Garage Luminaires | Standard | FALSE | [9 empty] | 5/15/2015 12:00:00 AM | Dimmable | Continuous Below 10 | Not Yet Verified |  |  | 2388.36 | 134.63 | 17.74 | 7 | 1 | 4000 | 74
P9MH25SC | Visionaire Lighting | PGA | PGA-1-T5-32LC-5-5K-UNV | Outdoor Luminaires | Mid Output | Parking Garage Luminaires | Standard | FALSE | [9 empty] | 5/15/2015 12:00:00 AM | Dimmable | Continuous Below 10 | Not Yet Verified |  |  | 7009.68 | 134.49 | 52.12 | 10 | 0.93 | 5000 | 67
PNCBPBKV | Visionaire Lighting | PGA | PGA-1-T3-16LC-7-4K-UNV | Outdoor Luminaires | Low Output | Parking Garage Luminaires | Standard | FALSE | [9 empty] | 5/15/2015 12:00:00 AM | Dimmable | Continuous Below 10 | Not Yet Verified |  |  | 4123.75 | 112.36 | 36.7 | 9 | 0.97 | 4000 | 74
P4HZDQBY | Visionaire Lighting | PGA | PGA-1-T4-32LC-10-5K-UNV | Outdoor Luminaires | Mid Output | Parking Garage Luminaires | Standard | FALSE | [9 empty] | 5/15/2015 12:00:00 AM | Dimmable | Continuous Below 10 | Not Yet Verified |  |  | 9828.69 | 91.31 | 107.64 | 9 | 0.95 | 5000 | 67
PWB6QZFQ | Visionaire Lighting | PGA | PGA-1-T3-32LC-10-4K-[5,8] | Outdoor Luminaires | Mid Output | Parking Garage Luminaires | Standard | FALSE | [9 empty] | 5/15/2015 12:00:00 AM | Dimmable | Continuous Below 10 | Not Yet Verified |  |  | 9869.89 | 92.02 | 107.26 | 12 | 0.97 | 4000 | 74
P6UESYRR | Visionaire Lighting | PGA | PGA-1-T5-48LC-5-4K-UNV | Outdoor Luminaires | High Output | Parking Garage Luminaires | Standard | FALSE | [9 empty] | 5/15/2015 12:00:00 AM | Dimmable | Continuous Below 10 | Not Yet Verified |  |  | 10036.39 | 125.19 | 80.17 | 10 | 0.93 | 4000 | 74
PYAJP67C | Visionaire Lighting | PGA | PGA-1-T5W-48LC-3-5K-[5,8] | Outdoor Luminaires | Mid Output | Parking Garage Luminaires | Standard | FALSE | [9 empty] | 5/15/2015 12:00:00 AM | Dimmable | Continuous Below 10 | Not Yet Verified |  |  | 7137.01 | 126.9 | 56.24 | 20 | 0.9 | 5000 | 67
P4GMQR5E | Visionaire Lighting | PGA | PGA-1-T5-48LC-7-5K-[5,8] | Outdoor Luminaires | High Output | Parking Garage Luminaires | Standard | FALSE | [9 empty] | 5/15/2015 12:00:00 AM | Dimmable | Continuous Below 10 | Not Yet Verified |  |  | 13089.75 | 122.07 | 107.23 | 11 | 0.97 | 5000 | 67
PQQJR5B2 | Visionaire Lighting | PGA | PGA-1-T2-32LC-5-4K-[5,8] | Outdoor Luminaires | Mid Output | Parking Garage Luminaires | Standard | FALSE | [9 empty] | 5/15/2015 12:00:00 AM | Dimmable | Continuous Below 10 | Not Yet Verified |  |  | 6173.58 | 118.45 | 52.12 | 14 | 0.95 | 4000 | 74
PQEXZYEJ | Visionaire Lighting | PGA | PGA-1-T5W-32LC-7-4K-[5,8] | Outdoor Luminaires | Mid Output | Parking Garage Luminaires | Standard | FALSE | [9 empty] | 5/15/2015 12:00:00 AM | Dimmable | Continuous Below 10 | Not Yet Verified |  |  | 7845.76 | 110.38 | 71.08 | 11 | 0.97 | 4000 | 74
PFN2DCMC | Visionaire Lighting | PGA | PGA-1-T3-32LC-7-5K-UNV | Outdoor Luminaires | Mid Output | Parking Garage Luminaires | Standard | FALSE | [9 empty] | 5/15/2015 12:00:00 AM | Dimmable | Continuous Below 10 | Not Yet Verified |  |  | 8398.41 | 118.15 | 71.08 | 7 | 0.99 | 5000 | 67
PJUD332D | Visionaire Lighting | PGA | PGA-1-T5W-16LC-3-5K-UNV[120V] | Outdoor Luminaires | Low Output | Parking Garage Luminaires | Standard | FALSE | [9 empty] | 5/15/2015 12:00:00 AM | Dimmable | Continuous Below 10 | Not Yet Verified |  |  | 2361.48 | 133.12 | 17.74 | 7 | 1 | 5000 | 67
P8MWP82U | Visionaire Lighting | PGA | PGA-1-T4-32LC-3-5K-UNV | Outdoor Luminaires | Low Output | Parking Garage Luminaires | Standard | FALSE | [9 empty] | 5/15/2015 12:00:00 AM | Dimmable | Continuous Below 10 | Not Yet Verified |  |  | 4413.42 | 125.27 | 35.23 | 8 | 0.93 | 5000 | 67
PVX9F745 | Visionaire Lighting | PGA | PGA-1-T5W-48LC-3-5K-UNV | Outdoor Luminaires | Mid Output | Parking Garage Luminaires | Standard | FALSE | [9 empty] | 5/15/2015 12:00:00 AM | Dimmable | Continuous Below 10 | Not Yet Verified |  |  | 7192.2 | 138.26 | 52.02 | 8 | 0.96 | 5000 | 67
P4X7SN3B | Visionaire Lighting | PGA | PGA-1-T2-48LC-5-5K-UNV | Outdoor Luminaires | Mid Output | Parking Garage Luminaires | Standard | FALSE | [9 empty] | 5/15/2015 12:00:00 AM | Dimmable | Continuous Below 10 | Not Yet Verified |  |  | 9794.21 | 122.17 | 80.17 | 10 | 0.93 | 5000 | 67
PUB5U78B | Visionaire Lighting | PGA | PGA-1-T3-48LC-5-5K-UNV | Outdoor Luminaires | High Output | Parking Garage Luminaires | Standard | FALSE | [9 empty] | 5/15/2015 12:00:00 AM | Dimmable | Continuous Below 10 | Not Yet Verified |  |  | 10091.31 | 125.87 | 80.17 | 10 | 0.93 | 5000 | 67
P2QFEJQ7 | Visionaire Lighting | PGA | PGA-1-T4-48LC-5-5K-UNV | Outdoor Luminaires | Mid Output | Parking Garage Luminaires | Standard | FALSE | [9 empty] | 5/15/2015 12:00:00 AM | Dimmable | Continuous Below 10 | Not Yet Verified |  |  | 9215.62 | 114.95 | 80.17 | 10 | 0.93 | 5000 | 67
PUSJJETU | Visionaire Lighting | PGA | PGA-1-T5-48LC-5-5K-UNV | Outdoor Luminaires | High Output | Parking Garage Luminaires | Standard | FALSE | [9 empty] | 5/15/2015 12:00:00 AM | Dimmable | Continuous Below 10 | Not Yet Verified |  |  | 10564.62 | 131.78 | 80.17 | 10 | 0.93 | 5000 | 67
P8SXCCQ3 | Visionaire Lighting | PGA | PGA-1-T5-48LC-5-5K-[5,8] | Outdoor Luminaires | High Output | Parking Garage Luminaires | Standard | FALSE | [9 empty] | 5/15/2015 12:00:00 AM | Dimmable | Continuous Below 10 | Not Yet Verified |  |  | 10564.62 | 131.78 | 80.17 | 14 | 0.95 | 5000 | 67
PE54W5E6 | Visionaire Lighting | PGA | PGA-1-T3-32LC-5-4K-UNV | Outdoor Luminaires | Mid Output | Parking Garage Luminaires | Standard | FALSE | [9 empty] | 5/15/2015 12:00:00 AM | Dimmable | Continuous Below 10 | Not Yet Verified |  |  | 6360.85 | 122.04 | 52.12 | 10 | 0.93 | 4000 | 74
PFZJEU87 | Visionaire Lighting | PGA | PGA-1-T3-48LC-7-5K-[5,8] | Outdoor Luminaires | High Output | Parking Garage Luminaires | Standard | FALSE | [9 empty] | 5/15/2015 12:00:00 AM | Dimmable | Continuous Below 10 | Not Yet Verified |  |  | 12503.31 | 116.6 | 107.23 | 11 | 0.97 | 5000 | 67
PE9APQG4 | Visionaire Lighting | PGA | PGA-1-T3-48LC-7-5K-UNV | Outdoor Luminaires | High Output | Parking Garage Luminaires | Standard | FALSE | [9 empty] | 5/15/2015 12:00:00 AM | Dimmable | Continuous Below 10 | Not Yet Verified |  |  | 11351.58 | 110.82 | 102.43 | 15 | 0.93 | 5000 | 67
PFES334F | Visionaire Lighting | PGA | PGA-1-T5W-32LC-7-5K-UNV | Outdoor Luminaires | Mid Output | Parking Garage Luminaires | Standard | FALSE | [9 empty] | 5/15/2015 12:00:00 AM | Dimmable | Continuous Below 10 | Not Yet Verified |  |  | 8258.69 | 116.19 | 71.08 | 7 | 0.99 | 5000 | 67
PT9WD9WM | Visionaire Lighting | PGA | PGA-1-T3-32LC-5-5K-[5,8] | Outdoor Luminaires | Mid Output | Parking Garage Luminaires | Standard | FALSE | [9 empty] | 5/15/2015 12:00:00 AM | Dimmable | Continuous Below 10 | Not Yet Verified |  |  | 6695.64 | 128.47 | 52.12 | 14 | 0.95 | 5000 | 67
PESWAQST | Visionaire Lighting | PGA | PGA-1-T5-32LC-7-4K-UNV | Outdoor Luminaires | Mid Output | Parking Garage Luminaires | Standard | FALSE | [9 empty] | 5/15/2015 12:00:00 AM | Dimmable | Continuous Below 10 | Not Yet Verified |  |  | 8352.7 | 117.51 | 71.08 | 7 | 0.99 | 4000 | 74
PNJ1FUM2 | Visionaire Lighting | PGA | PGA-1-T3-32LC-10-4K-UNV | Outdoor Luminaires | High Output | Parking Garage Luminaires | Standard | FALSE | [9 empty] | 5/15/2015 12:00:00 AM | Dimmable | Continuous Below 10 | Not Yet Verified |  |  | 10224.51 | 94.99 | 107.64 | 9 | 0.95 | 4000 | 74
PG546E1H | Visionaire Lighting | PGA | PGA-1-T3-32LC-5-4K-[5,8] | Outdoor Luminaires | Mid Output | Parking Garage Luminaires | Standard | FALSE | [9 empty] | 5/15/2015 12:00:00 AM | Dimmable | Continuous Below 10 | Not Yet Verified |  |  | 6360.85 | 122.04 | 52.12 | 14 | 0.95 | 4000 | 74
P2ES4ZNH | Visionaire Lighting | PGA | PGA-1-T5W-48LC-7-4K-UNV | Outdoor Luminaires | High Output | Parking Garage Luminaires | Standard | FALSE | [9 empty] | 5/15/2015 12:00:00 AM | Dimmable | Continuous Below 10 | Not Yet Verified |  |  | 10604.6 | 103.53 | 102.43 | 15 | 0.93 | 4000 | 74
PH2NFVGN | Visionaire Lighting | PGA | PGA-1-T2-48LC-3-4K-[5,8] | Outdoor Luminaires | Mid Output | Parking Garage Luminaires | Standard | FALSE | [9 empty] | 5/15/2015 12:00:00 AM | Dimmable | Continuous Below 10 | Not Yet Verified |  |  | 6691.87 | 118.99 | 56.24 | 20 | 0.9 | 4000 | 74
PUNSKTYB | Visionaire Lighting | PGA | PGA-1-T5W-16LC-10-4K-UNV | Outdoor Luminaires | Mid Output | Parking Garage Luminaires | Standard | FALSE | [9 empty] | 5/15/2015 12:00:00 AM | Dimmable | Continuous Below 10 | Not Yet Verified |  |  | 5508.36 | 99.3 | 55.47 | 10 | 0.94 | 4000 | 74
P189M7W9 | Visionaire Lighting | PGA | PGA-1-T5-16LC-10-5K-UNV | Outdoor Luminaires | Mid Output | Parking Garage Luminaires | Standard | FALSE | [9 empty] | 5/15/2015 12:00:00 AM | Dimmable | Continuous Below 10 | Not Yet Verified |  |  | 6172.92 | 111.28 | 55.47 | 10 | 0.94 | 5000 | 67
PR24PPV2 | Visionaire Lighting | PGA | PGA-1-T5W-16LC-3-4K-UNV[120V Only] | Outdoor Luminaires | Low Output | Parking Garage Luminaires | Standard | FALSE | [9 empty] | 5/15/2015 12:00:00 AM | Dimmable | Continuous Below 10 | Not Yet Verified |  |  | 2243.41 | 126.46 | 17.74 | 7 | 1 | 4000 | 74
PRX578UW | Visionaire Lighting | PGA | PGA-1-T5-16LC-3-5K-UNV[120V] | Outdoor Luminaires | Low Output | Parking Garage Luminaires | Standard | FALSE | [9 empty] | 5/15/2015 12:00:00 AM | Dimmable | Continuous Below 10 | Not Yet Verified |  |  | 2514.06 | 141.72 | 17.74 | 7 | 1 | 5000 | 67
PU15J565 | Visionaire Lighting | PGA | PGA-1-T3-16LC-10-4K-UNV | Outdoor Luminaires | Mid Output | Parking Garage Luminaires | Standard | FALSE | [9 empty] | 5/15/2015 12:00:00 AM | Dimmable | Continuous Below 10 | Not Yet Verified |  |  | 5601.54 | 100.98 | 55.47 | 10 | 0.94 | 4000 | 74
PDCR3RUQ | Visionaire Lighting | PGA | PGA-1-T5-48LC-5-4K-[5,8] | Outdoor Luminaires | High Output | Parking Garage Luminaires | Standard | FALSE | [9 empty] | 5/15/2015 12:00:00 AM | Dimmable | Continuous Below 10 | Not Yet Verified |  |  | 10036.39 | 125.19 | 80.17 | 14 | 0.95 | 4000 | 74
PEZCKTZ4 | Visionaire Lighting | PGA | PGA-1-T4-16LC-10-5K-UNV | Outdoor Luminaires | Mid Output | Parking Garage Luminaires | Standard | FALSE | [9 empty] | 5/15/2015 12:00:00 AM | Dimmable | Continuous Below 10 | Not Yet Verified |  |  | 5384.69 | 97.07 | 55.47 | 10 | 0.94 | 5000 | 67
PX7JVP1T | Visionaire Lighting | PGA | PGA-1-T5W-32LC-5-5K-UNV | Outdoor Luminaires | Mid Output | Parking Garage Luminaires | Standard | FALSE | [9 empty] | 5/15/2015 12:00:00 AM | Dimmable | Continuous Below 10 | Not Yet Verified |  |  | 6584.25 | 126.33 | 52.12 | 10 | 0.93 | 5000 | 67
PUX2HKER | Visionaire Lighting | PGA | PGA-1-T5-16LC-5-4K-UNV[120V Only] | Outdoor Luminaires | Low Output | Parking Garage Luminaires | Standard | FALSE | [9 empty] | 5/15/2015 12:00:00 AM | Dimmable | Continuous Below 10 | Not Yet Verified |  |  | 3286.32 | 126.06 | 26.07 | 7 | 1 | 4000 | 74
PS4CGM2J | Visionaire Lighting | PGA | PGA-1-T5-16LC-5-4K-UNV[120V Only] | Outdoor Luminaires | Low Output | Parking Garage Luminaires | Standard | FALSE | [9 empty] | 5/15/2015 12:00:00 AM | Dimmable | Continuous Below 10 | Not Yet Verified |  |  | 3086.87 | 118.41 | 26.07 | 7 | 1 | 4000 | 74
P9WAK8MD | Visionaire Lighting | PGA | PGA-1-T2-16LC-7-4K-UNV | Outdoor Luminaires | Low Output | Parking Garage Luminaires | Standard | FALSE | [9 empty] | 5/15/2015 12:00:00 AM | Dimmable | Continuous Below 10 | Not Yet Verified |  |  | 4002.33 | 109.06 | 36.7 | 9 | 0.97 | 4000 | 74
PRKARGXY | Visionaire Lighting | PGA | PGA-1-T2-32LC-3-4K-UNV | Outdoor Luminaires | Low Output | Parking Garage Luminaires | Standard | FALSE | [9 empty] | 5/15/2015 12:00:00 AM | Dimmable | Continuous Below 10 | Not Yet Verified |  |  | 4455.98 | 126.48 | 35.23 | 8 | 0.93 | 4000 | 74
PU92PF3A | Visionaire Lighting | PGA | PGA-1-T5-32LC-3-4K-UNV | Outdoor Luminaires | Low Output | Parking Garage Luminaires | Standard | FALSE | [9 empty] | 5/15/2015 12:00:00 AM | Dimmable | Continuous Below 10 | Not Yet Verified |  |  | 4806.49 | 136.43 | 35.23 | 8 | 0.93 | 4000 | 74
PW8H8EG3 | Visionaire Lighting | PGA | PGA-1-T3-16LC-7-5K-UNV | Outdoor Luminaires | Low Output | Parking Garage Luminaires | Standard | FALSE | [9 empty] | 5/15/2015 12:00:00 AM | Dimmable | Continuous Below 10 | Not Yet Verified |  |  | 4340.78 | 118.28 | 36.7 | 9 | 0.97 | 5000 | 67
PUY7Z71G | Visionaire Lighting | PGA | PGA-1-T2-16LC-10-4K-UNV | Outdoor Luminaires | Mid Output | Parking Garage Luminaires | Standard | FALSE | [9 empty] | 5/15/2015 12:00:00 AM | Dimmable | Continuous Below 10 | Not Yet Verified |  |  | 5436.62 | 98.01 | 55.47 | 10 | 0.94 | 4000 | 74
P46MSK6Z | Visionaire Lighting | PGA | PGA-1-T5W-32LC-10-4K-UNV | Outdoor Luminaires | High Output | Parking Garage Luminaires | Standard | FALSE | [9 empty] | 5/15/2015 12:00:00 AM | Dimmable | Continuous Below 10 | Not Yet Verified |  |  | 10054.42 | 93.41 | 107.64 | 9 | 0.95 | 4000 | 74
PN1ZSVYK | Visionaire Lighting | PGA | PGA-1-T3-32LC-7-5K-[5,8] | Outdoor Luminaires | Mid Output | Parking Garage Luminaires | Standard | FALSE | [9 empty] | 5/15/2015 12:00:00 AM | Dimmable | Continuous Below 10 | Not Yet Verified |  |  | 8398.41 | 118.15 | 71.08 | 11 | 0.97 | 5000 | 67
PVER6GZ3 | Visionaire Lighting | PGA | PGA-1-T5W-32LC-7-5K-[5,8] | Outdoor Luminaires | Mid Output | Parking Garage Luminaires | Standard | FALSE | [9 empty] | 5/15/2015 12:00:00 AM | Dimmable | Continuous Below 10 | Not Yet Verified |  |  | 8258.69 | 116.19 | 71.08 | 11 | 0.97 | 5000 | 67
P71M3UU2 | Visionaire Lighting | PGA | PGA-1-T2-48LC-3-5K-UNV | Outdoor Luminaires | Mid Output | Parking Garage Luminaires | Standard | FALSE | [9 empty] | 5/15/2015 12:00:00 AM | Dimmable | Continuous Below 10 | Not Yet Verified |  |  | 7098.54 | 136.46 | 52.02 | 8 | 0.96 | 5000 | 67
PH3AXP8J | Visionaire Lighting | PGA | PGA-1-T4-48LC-7-5K-UNV | Outdoor Luminaires | High Output | Parking Garage Luminaires | Standard | FALSE | [9 empty] | 5/15/2015 12:00:00 AM | Dimmable | Continuous Below 10 | Not Yet Verified |  |  | 10366.53 | 101.21 | 102.43 | 15 | 0.93 | 5000 | 67
PHX6N93U | Visionaire Lighting | PGA | PGA-1-T5-16LC-7-4K-UNV | Outdoor Luminaires | Low Output | Parking Garage Luminaires | Standard | FALSE | [9 empty] | 5/15/2015 12:00:00 AM | Dimmable | Continuous Below 10 | Not Yet Verified |  |  | 4317.16 | 117.63 | 36.7 | 9 | 0.97 | 4000 | 74
P8TY6127 | Visionaire Lighting | PGA | PGA-1-T5W-16LC-7-4K-UNV | Outdoor Luminaires | Low Output | Parking Garage Luminaires | Standard | FALSE | [9 empty] | 5/15/2015 12:00:00 AM | Dimmable | Continuous Below 10 | Not Yet Verified |  |  | 4055.14 | 110.49 | 36.7 | 9 | 0.97 | 4000 | 74
PA3UNPB5 | Visionaire Lighting | PGA | PGA-1-T4-16LC-3-5K-UNV[120V] | Outdoor Luminaires | Low Output | Parking Garage Luminaires | Standard | FALSE | [9 empty] | 5/15/2015 12:00:00 AM | Dimmable | Continuous Below 10 | Not Yet Verified |  |  | 2193.04 | 123.62 | 17.74 | 7 | 1 | 5000 | 67
PJ71TNVW | Visionaire Lighting | PGA | PGA-1-T2-16LC-5-5K-UNV[120V] | Outdoor Luminaires | Low Output | Parking Garage Luminaires | Standard | FALSE | [9 empty] | 5/15/2015 12:00:00 AM | Dimmable | Continuous Below 10 | Not Yet Verified |  |  | 3207.02 | 123.02 | 26.07 | 7 | 1 | 5000 | 67
PJB6Z9PP | Visionaire Lighting | PGA | PGA-1-T3-16LC-5-5K-UNV[120V] | Outdoor Luminaires | Low Output | Parking Garage Luminaires | Standard | FALSE | [9 empty] | 5/15/2015 12:00:00 AM | Dimmable | Continuous Below 10 | Not Yet Verified |  |  | 3304.31 | 126.75 | 26.07 | 7 | 1 | 5000 | 67
PYRHKCT2 | Visionaire Lighting | PGA | PGA-1-T5W-16LC-5-5K-UNV[120V] | Outdoor Luminaires | Low Output | Parking Garage Luminaires | Standard | FALSE | [9 empty] | 5/15/2015 12:00:00 AM | Dimmable | Continuous Below 10 | Not Yet Verified |  |  | 3249.34 | 124.64 | 26.07 | 7 | 1 | 5000 | 67
P544ASJG | Visionaire Lighting | PGA | PGA-1-T2-16LC-7-5K-UNV | Outdoor Luminaires | Low Output | Parking Garage Luminaires | Standard | FALSE | [9 empty] | 5/15/2015 12:00:00 AM | Dimmable | Continuous Below 10 | Not Yet Verified |  |  | 4212.98 | 114.8 | 36.7 | 9 | 0.97 | 5000 | 67
PGKKKS6C | Visionaire Lighting | PGA | PGA-1-T5W-32LC-10-5K-UNV | Outdoor Luminaires | High Output | Parking Garage Luminaires | Standard | FALSE | [9 empty] | 5/15/2015 12:00:00 AM | Dimmable | Continuous Below 10 | Not Yet Verified |  |  | 10583.6 | 98.32 | 107.64 | 9 | 0.95 | 5000 | 67
PVW8XK91 | Visionaire Lighting | PGA | PGA-1-T5W-32LC-3-5K-UNV | Outdoor Luminaires | Low Output | Parking Garage Luminaires | Standard | FALSE | [9 empty] | 5/15/2015 12:00:00 AM | Dimmable | Continuous Below 10 | Not Yet Verified |  |  | 4752.4 | 134.9 | 35.23 | 8 | 0.93 | 5000 | 67
PTW7ZPPZ | Visionaire Lighting | PGA | PGA-1-T4-32LC-7-5K-[5,8] | Outdoor Luminaires | Mid Output | Parking Garage Luminaires | Standard | FALSE | [9 empty] | 5/15/2015 12:00:00 AM | Dimmable | Continuous Below 10 | Not Yet Verified |  |  | 7669.62 | 107.9 | 71.08 | 11 | 0.97 | 5000 | 67
PV9NJ48M | Visionaire Lighting | PGA | PGA-1-T5-32LC-7-5K-[5,8] | Outdoor Luminaires | Mid Output | Parking Garage Luminaires | Standard | FALSE | [9 empty] | 5/15/2015 12:00:00 AM | Dimmable | Continuous Below 10 | Not Yet Verified |  |  | 8792.32 | 123.7 | 71.08 | 11 | 0.97 | 5000 | 67
P45HNERZ | Visionaire Lighting | PGA | PGA-1-T3-32LC-10-5K-[5,8] | Outdoor Luminaires | High Output | Parking Garage Luminaires | Standard | FALSE | [9 empty] | 5/15/2015 12:00:00 AM | Dimmable | Continuous Below 10 | Not Yet Verified |  |  | 10389.35 | 96.86 | 107.26 | 12 | 0.97 | 5000 | 67
PED6ZSX3 | Visionaire Lighting | PGA | PGA-1-T3-48LC-3-5K-UNV | Outdoor Luminaires | Mid Output | Parking Garage Luminaires | Standard | FALSE | [9 empty] | 5/15/2015 12:00:00 AM | Dimmable | Continuous Below 10 | Not Yet Verified |  |  | 7313.87 | 140.6 | 52.02 | 8 | 0.96 | 5000 | 67
P5J1RRQR | Visionaire Lighting | PGA | PGA-1-T2-48LC-7-5K-UNV | Outdoor Luminaires | High Output | Parking Garage Luminaires | Standard | FALSE | [9 empty] | 5/15/2015 12:00:00 AM | Dimmable | Continuous Below 10 | Not Yet Verified |  |  | 11017.37 | 107.56 | 102.43 | 15 | 0.93 | 5000 | 67
PEK9DAK6 | Visionaire Lighting | PGA | PGA-1-T5W-48LC-7-5K-UNV | Outdoor Luminaires | High Output | Parking Garage Luminaires | Standard | FALSE | [9 empty] | 5/15/2015 12:00:00 AM | Dimmable | Continuous Below 10 | Not Yet Verified |  |  | 11162.74 | 108.98 | 102.43 | 15 | 0.93 | 5000 | 67
PERZ49RQ | Visionaire Lighting | PGA | PGA-1-T2-48LC-3-5K-[5,8] | Outdoor Luminaires | Mid Output | Parking Garage Luminaires | Standard | FALSE | [9 empty] | 5/15/2015 12:00:00 AM | Dimmable | Continuous Below 10 | Not Yet Verified |  |  | 7044.07 | 125.25 | 56.24 | 20 | 0.9 | 5000 | 67
PDT6Q9R1 | Visionaire Lighting | PGA | PGA-1-T4-48LC-3-5K-[5,8] | Outdoor Luminaires | Mid Output | Parking Garage Luminaires | Standard | FALSE | [9 empty] | 5/15/2015 12:00:00 AM | Dimmable | Continuous Below 10 | Not Yet Verified |  |  | 6627.95 | 117.85 | 56.24 | 20 | 0.9 | 5000 | 67
PWTHG7P9 | Visionaire Lighting | PGA | PGA-1-T5-48LC-3-5K-[5,8] | Outdoor Luminaires | Mid Output | Parking Garage Luminaires | Standard | FALSE | [9 empty] | 5/15/2015 12:00:00 AM | Dimmable | Continuous Below 10 | Not Yet Verified |  |  | 7598.16 | 135.1 | 56.24 | 20 | 0.9 | 5000 | 67
P2DYA4FT | Visionaire Lighting | PGA | PGA-1-T4-48LC-5-5K-[5,8] | Outdoor Luminaires | Mid Output | Parking Garage Luminaires | Standard | FALSE | [9 empty] | 5/15/2015 12:00:00 AM | Dimmable | Continuous Below 10 | Not Yet Verified |  |  | 9215.62 | 114.95 | 80.17 | 14 | 0.95 | 5000 | 67
PHWKQ3F2 | Visionaire Lighting | PGA | PGA-1-T5W-48LC-5-5K-[5,8] | Outdoor Luminaires | Mid Output | Parking Garage Luminaires | Standard | FALSE | [9 empty] | 5/15/2015 12:00:00 AM | Dimmable | Continuous Below 10 | Not Yet Verified |  |  | 9923.44 | 123.78 | 80.17 | 14 | 0.95 | 5000 | 67
PUJ34W4U | Visionaire Lighting | PGA | PGA-1-T5-32LC-5-4K-[5,8] | Outdoor Luminaires | Mid Output | Parking Garage Luminaires | Standard | FALSE | [9 empty] | 5/15/2015 12:00:00 AM | Dimmable | Continuous Below 10 | Not Yet Verified |  |  | 6659.2 | 127.77 | 52.12 | 14 | 0.95 | 4000 | 74
PGZC2351 | Visionaire Lighting | PGA | PGA-1-T2-32LC-7-4K-[5,8] | Outdoor Luminaires | Mid Output | Parking Garage Luminaires | Standard | FALSE | [9 empty] | 5/15/2015 12:00:00 AM | Dimmable | Continuous Below 10 | Not Yet Verified |  |  | 7743.59 | 108.94 | 71.08 | 11 | 0.97 | 4000 | 74
P2X17FEP | Visionaire Lighting | PGA | PGA-1-T3-32LC-7-4K-[5,8] | Outdoor Luminaires | Mid Output | Parking Garage Luminaires | Standard | FALSE | [9 empty] | 5/15/2015 12:00:00 AM | Dimmable | Continuous Below 10 | Not Yet Verified |  |  | 7978.49 | 112.25 | 71.08 | 11 | 0.97 | 4000 | 74
P857NGT5 | Visionaire Lighting | PGA | PGA-1-T4-32LC-7-4K-[5,8] | Outdoor Luminaires | Mid Output | Parking Garage Luminaires | Standard | FALSE | [9 empty] | 5/15/2015 12:00:00 AM | Dimmable | Continuous Below 10 | Not Yet Verified |  |  | 7286.14 | 102.51 | 71.08 | 11 | 0.97 | 4000 | 74
PFRXHHH4 | Visionaire Lighting | PGA | PGA-1-T5-32LC-7-4K-[5,8] | Outdoor Luminaires | Mid Output | Parking Garage Luminaires | Standard | FALSE | [9 empty] | 5/15/2015 12:00:00 AM | Dimmable | Continuous Below 10 | Not Yet Verified |  |  | 8352.7 | 117.51 | 71.08 | 11 | 0.97 | 4000 | 74
PTDHT9DZ | Visionaire Lighting | PGA | PGA-1-T5W-32LC-10-4K-[5,8] | Outdoor Luminaires | Mid Output | Parking Garage Luminaires | Standard | FALSE | [9 empty] | 5/15/2015 12:00:00 AM | Dimmable | Continuous Below 10 | Not Yet Verified |  |  | 9705.69 | 90.49 | 107.26 | 12 | 0.97 | 4000 | 74
PSEFNBDU | Visionaire Lighting | PGA | PGA-1-T2-48LC-3-4K-UNV | Outdoor Luminaires | Mid Output | Parking Garage Luminaires | Standard | FALSE | [9 empty] | 5/15/2015 12:00:00 AM | Dimmable | Continuous Below 10 | Not Yet Verified |  |  | 6743.61 | 129.64 | 52.02 | 8 | 0.96 | 4000 | 74
P8X6ZBZD | Visionaire Lighting | PGA | PGA-1-T5W-48LC-3-4K-UNV | Outdoor Luminaires | Mid Output | Parking Garage Luminaires | Standard | FALSE | [9 empty] | 5/15/2015 12:00:00 AM | Dimmable | Continuous Below 10 | Not Yet Verified |  |  | 6832.59 | 131.35 | 52.02 | 8 | 0.96 | 4000 | 74
PWZ6SES4 | Visionaire Lighting | PGA | PGA-1-T2-48LC-5-4K-UNV | Outdoor Luminaires | Mid Output | Parking Garage Luminaires | Standard | FALSE | [9 empty] | 5/15/2015 12:00:00 AM | Dimmable | Continuous Below 10 | Not Yet Verified |  |  | 9304.5 | 116.06 | 80.17 | 10 | 0.93 | 4000 | 74
PYZ9TSSE | Visionaire Lighting | PGA | PGA-1-T3-48LC-5-4K-UNV | Outdoor Luminaires | Mid Output | Parking Garage Luminaires | Standard | FALSE | [9 empty] | 5/15/2015 12:00:00 AM | Dimmable | Continuous Below 10 | Not Yet Verified |  |  | 9586.75 | 119.58 | 80.17 | 10 | 0.93 | 4000 | 74
PCUX11FK | Visionaire Lighting | PGA | PGA-1-T2-48LC-7-4K-UNV | Outdoor Luminaires | High Output | Parking Garage Luminaires | Standard | FALSE | [9 empty] | 5/15/2015 12:00:00 AM | Dimmable | Continuous Below 10 | Not Yet Verified |  |  | 10466.5 | 102.18 | 102.43 | 15 | 0.93 | 4000 | 74
PUXYC89X | Visionaire Lighting | PGA | PGA-1-T3-48LC-7-4K-UNV | Outdoor Luminaires | High Output | Parking Garage Luminaires | Standard | FALSE | [9 empty] | 5/15/2015 12:00:00 AM | Dimmable | Continuous Below 10 | Not Yet Verified |  |  | 10784 | 105.28 | 102.43 | 15 | 0.93 | 4000 | 74
PE19RAPU | Visionaire Lighting | PGA | PGA-1-T5-48LC-7-4K-UNV | Outdoor Luminaires | High Output | Parking Garage Luminaires | Standard | FALSE | [9 empty] | 5/15/2015 12:00:00 AM | Dimmable | Continuous Below 10 | Not Yet Verified |  |  | 11289.8 | 110.22 | 102.43 | 15 | 0.93 | 4000 | 74
P7SQZS4J | Visionaire Lighting | PGA | PGA-1-T3-48LC-3-4K-[5,8] | Outdoor Luminaires | Mid Output | Parking Garage Luminaires | Standard | FALSE | [9 empty] | 5/15/2015 12:00:00 AM | Dimmable | Continuous Below 10 | Not Yet Verified |  |  | 6894.86 | 122.6 | 56.24 | 20 | 0.9 | 4000 | 74
P4XK1213 | Visionaire Lighting | PGA | PGA-1-T5-48LC-3-4K-[5,8] | Outdoor Luminaires | Mid Output | Parking Garage Luminaires | Standard | FALSE | [9 empty] | 5/15/2015 12:00:00 AM | Dimmable | Continuous Below 10 | Not Yet Verified |  |  | 7218.25 | 128.35 | 56.24 | 20 | 0.9 | 4000 | 74
PSGJHWPX | Visionaire Lighting | PGA | PGA-1-T5W-48LC-3-4K-[5,8] | Outdoor Luminaires | Mid Output | Parking Garage Luminaires | Standard | FALSE | [9 empty] | 5/15/2015 12:00:00 AM | Dimmable | Continuous Below 10 | Not Yet Verified |  |  | 6780.16 | 120.56 | 56.24 | 20 | 0.9 | 4000 | 74
P1H8QPNG | Visionaire Lighting | PGA | PGA-1-T2-48LC-5-4K-[5,8] | Outdoor Luminaires | Mid Output | Parking Garage Luminaires | Standard | FALSE | [9 empty] | 5/15/2015 12:00:00 AM | Dimmable | Continuous Below 10 | Not Yet Verified |  |  | 9304.5 | 116.06 | 80.17 | 14 | 0.95 | 4000 | 74
PJ7HD17W | Visionaire Lighting | PGA | PGA-1-T2-16LC-10-5K-UNV | Outdoor Luminaires | Mid Output | Parking Garage Luminaires | Standard | FALSE | [9 empty] | 5/15/2015 12:00:00 AM | Dimmable | Continuous Below 10 | Not Yet Verified |  |  | 5722.76 | 103.17 | 55.47 | 10 | 0.94 | 5000 | 67
PK4BHVFG | Visionaire Lighting | PGA | PGA-1-T5W-16LC-10-5K-UNV | Outdoor Luminaires | Mid Output | Parking Garage Luminaires | Standard | FALSE | [9 empty] | 5/15/2015 12:00:00 AM | Dimmable | Continuous Below 10 | Not Yet Verified |  |  | 5798.27 | 104.53 | 55.47 | 10 | 0.94 | 5000 | 67
P9J23KWX | Visionaire Lighting | PGA | PGA-1-T5-32LC-3-5K-UNV | Outdoor Luminaires | Mid Output | Parking Garage Luminaires | Standard | FALSE | [9 empty] | 5/15/2015 12:00:00 AM | Dimmable | Continuous Below 10 | Not Yet Verified |  |  | 5059.47 | 143.61 | 35.23 | 8 | 0.93 | 5000 | 67
PR9HQH1B | Visionaire Lighting | PGA | PGA-1-T2-32LC-5-5K-UNV | Outdoor Luminaires | Mid Output | Parking Garage Luminaires | Standard | FALSE | [9 empty] | 5/15/2015 12:00:00 AM | Dimmable | Continuous Below 10 | Not Yet Verified |  |  | 6498.5 | 124.68 | 52.12 | 10 | 0.93 | 5000 | 67
PZDQBGTM | Visionaire Lighting | PGA | PGA-1-T3-32LC-5-5K-UNV | Outdoor Luminaires | Mid Output | Parking Garage Luminaires | Standard | FALSE | [9 empty] | 5/15/2015 12:00:00 AM | Dimmable | Continuous Below 10 | Not Yet Verified |  |  | 6695.64 | 128.47 | 52.12 | 10 | 0.93 | 5000 | 67
PTR4WQYP | Visionaire Lighting | PGA | PGA-1-T4-32LC-5-5K-UNV | Outdoor Luminaires | Mid Output | Parking Garage Luminaires | Standard | FALSE | [9 empty] | 5/15/2015 12:00:00 AM | Dimmable | Continuous Below 10 | Not Yet Verified |  |  | 6114.61 | 117.32 | 52.12 | 10 | 0.93 | 5000 | 67
PB2W5GTB | Visionaire Lighting | PGA | PGA-1-T3-16LC-5-4K-UNV[120V Only] | Outdoor Luminaires | Low Output | Parking Garage Luminaires | Standard | FALSE | [9 empty] | 5/15/2015 12:00:00 AM | Dimmable | Continuous Below 10 | Not Yet Verified |  |  | 3139.09 | 120.41 | 26.07 | 7 | 1 | 4000 | 74
PVJKN6VM | Visionaire Lighting | Parking Star | PST-2-L-T3-96LC-7-4K-UNV-CM-XX | Outdoor Luminaires | High Output | Parking Garage Luminaires | Standard | TRUE | 20610 | 98.4 | 209.4 | 13.7 | 0.945 | 3996 | 72.4 | 5 | 50000 | 9/29/2016 12:00:00 AM | Not Dimmable | Not Dimmable | Yes |  | 4 | 20610 | 98.42 | 209.4 | 13.7 | 0.95 | 4000 | 70
PVYHPF22 | Visionaire Lighting | Parking Star | PST-2-L-T3-96LC-7-4K-UNV-CM-XX-DIM | Outdoor Luminaires | High Output | Parking Garage Luminaires | Standard | FALSE | [9 empty] | 9/29/2016 12:00:00 AM | Dimmable | Continuous Below 10 | Yes |  |  | 20610 | 98.42 | 209.4 | 13.7 | 0.95 | 4000 | 70
PSWMFUZS | Visionaire Lighting | Parking Star | PST-2-L-T5-96LC-7-4K-UNV-CM-XX | Outdoor Luminaires | High Output | Parking Garage Luminaires | Standard | FALSE | [9 empty] | 9/29/2016 12:00:00 AM | Not Dimmable | Not Dimmable | Yes |  |  | 23370 | 111.93 | 208.8 | 14.8 | 0.95 | 4000 | 70
PXD24VQW | Visionaire Lighting | Parking Star | PST-2-L-T5-96LC-7-4K-UNV-CM-XX-DIM | Outdoor Luminaires | High Output | Parking Garage Luminaires | Standard | FALSE | [9 empty] | 9/29/2016 12:00:00 AM | Dimmable | Continuous Below 10 | Yes |  |  | 23370 | 111.93 | 208.8 | 14.8 | 0.95 | 4000 | 70
PTE7CSMD | Visionaire Lighting | PGR | PGR-1-T1-32LC-3-5K-UNV-[LPM, SMB, PM12, PM24, PM36]-DIM | Outdoor Luminaires | Mid Output | Parking Garage Luminaires | Standard | TRUE | 4649 | 134.4 | 34.6 | 9.27 | 0.94 | 3913 | 73.2 | 5 | 50000 | 6/30/2016 12:00:00 AM | Dimmable | Continuous Above 10 | Yes |  | 4 | 5040.71 | 144.02 | 35 | 8 | 0.93 | 5000 | 74
P2DBEM97 | Visionaire Lighting | PGR | PGR-1-T4-32LC-10-4K-[UNV, 5. 8]-[LPM, SMB, PM12, PM24, PM36]-DIM | Outdoor Luminaires | Mid Output | Parking Garage Luminaires | Standard | TRUE | 9760 | 90.4 | 108 | 9.12 | 0.95 | 4009 | 73.7 | 5 | 50000 | 6/30/2016 12:00:00 AM | Dimmable | Continuous Above 10 | Yes |  | 3.1 | 9632.88 | 89.19 | 108 | 12 | 0.97 | 4000 | 74
P99F3FYR | Visionaire Lighting | PGR | PGR-1-T4-16LC-3-4K-UNV-[LPM, SMB, PM12, PM24, PM36]-DIM | Outdoor Luminaires | Low Output | Parking Garage Luminaires | Standard | TRUE | 2126 | 118.9 | 19.18 | 18.8 | 0.872 | 3942 | 73.1 | 5 | 50000 | 6/30/2016 12:00:00 AM | Dimmable | Continuous Above 10 | Yes |  | 4 | 2149.35 | 119.41 | 18 | 11 | 0.97 | 4000 | 74
PE59G9GN | Visionaire Lighting | PGR | PGR-1-T1-16LC-10-4K-UNV-[LPM, SMB, PM12, PM24, PM36]-DIM | Outdoor Luminaires | Mid Output | Parking Garage Luminaires | Standard | FALSE | [9 empty] | 6/30/2016 12:00:00 AM | Dimmable | Continuous Above 10 | Yes |  |  | 5842.53 | 106.23 | 55 | 10 | 0.94 | 4000 | 74
PGZAHXYY | Visionaire Lighting | PGR | PGR-1-T4-16LC-10-4K-UNV-[LPM, SMB, PM12, PM24, PM36]-DIM | Outdoor Luminaires | Mid Output | Parking Garage Luminaires | Standard | FALSE | [9 empty] | 6/30/2016 12:00:00 AM | Dimmable | Continuous Above 10 | Yes |  |  | 5277.42 | 95.95 | 55 | 10 | 0.94 | 4000 | 74
P5X6BWUV | Visionaire Lighting | PGR | PGR-1-T4-16LC-3-5K-UNV-[LPM, SMB, PM12, PM24, PM36]-DIM | Outdoor Luminaires | Low Output | Parking Garage Luminaires | Standard | FALSE | [9 empty] | 6/30/2016 12:00:00 AM | Dimmable | Continuous Above 10 | Yes |  |  | 2262.48 | 125.69 | 18 | 11 | 0.97 | 5000 | 74
P95W25YS | Visionaire Lighting | PGR | PGR-1-T4-16LC-5-5K-UNV-[LPM, SMB, PM12, PM24, PM36]-DIM | Outdoor Luminaires | Low Output | Parking Garage Luminaires | Standard | FALSE | [9 empty] | 6/30/2016 12:00:00 AM | Dimmable | Continuous Above 10 | Yes |  |  | 3113.11 | 119.73 | 26 | 15 | 0.94 | 5000 | 74
PGCKZVEK | Visionaire Lighting | PGR | PGR-1-T5W-16LC-7-4K-UNV-[LPM, SMB, PM12, PM24, PM36]-DIM | Outdoor Luminaires | Low Output | Parking Garage Luminaires | Standard | FALSE | [9 empty] | 6/30/2016 12:00:00 AM | Dimmable | Continuous Above 10 | Yes |  |  | 3931.46 | 106.26 | 37 | 9 | 0.97 | 4000 | 74
PYGHEUJ9 | Visionaire Lighting | PGR | PGR-1-T5-32LC-5-5K-[UNV, 5. 8]-[LPM, SMB, PM12, PM24, PM36]-DIM | Outdoor Luminaires | Mid Output | Parking Garage Luminaires | Standard | FALSE | [9 empty] | 6/30/2016 12:00:00 AM | Dimmable | Continuous Above 10 | Yes |  |  | 7068.32 | 135.93 | 52 | 10 | 0.93 | 5000 | 74
PHDW7KH1 | Visionaire Lighting | PGR | PGR-1-T2-32LC-7-5K-[UNV, 5. 8]-[LPM, SMB, PM12, PM24, PM36]-DIM | Outdoor Luminaires | Mid Output | Parking Garage Luminaires | Standard | FALSE | [9 empty] | 6/30/2016 12:00:00 AM | Dimmable | Continuous Above 10 | Yes |  |  | 8105.1 | 114.16 | 71 | 7 | 0.99 | 5000 | 74
PUBH4266 | Visionaire Lighting | PGR | PGR-1-T1-32LC-10-4K-[UNV, 5. 8]-[LPM, SMB, PM12, PM24, PM36]-DIM | Outdoor Luminaires | High Output | Parking Garage Luminaires | Standard | FALSE | [9 empty] | 6/30/2016 12:00:00 AM | Dimmable | Continuous Above 10 | Yes |  |  | 10664.38 | 98.74 | 108 | 12 | 0.97 | 4000 | 74
P4SV5D6R | Visionaire Lighting | PGR | PGR-1-T1-32LC-10-5K-[UNV, 5. 8]-[LPM, SMB, PM12, PM24, PM36]-DIM | Outdoor Luminaires | High Output | Parking Garage Luminaires | Standard | FALSE | [9 empty] | 6/30/2016 12:00:00 AM | Dimmable | Continuous Above 10 | Yes |  |  | 11225.66 | 103.94 | 108 | 12 | 0.97 | 5000 | 74
PA6QNBEW | Visionaire Lighting | PGR | PGR-1-T4-32LC-10-5K-[UNV, 5. 8]-[LPM, SMB, PM12, PM24, PM36]-DIM | Outdoor Luminaires | High Output | Parking Garage Luminaires | Standard | FALSE | [9 empty] | 6/30/2016 12:00:00 AM | Dimmable | Continuous Above 10 | Yes |  |  | 10139.88 | 93.89 | 108 | 12 | 0.97 | 5000 | 74
PNC2ZTE7 | Visionaire Lighting | PGR | PGR-1-T5W-48LC-7-4K-[UNV, 5. 8]-[LPM, SMB, PM12, PM24, PM36]-DIM | Outdoor Luminaires | High Output | Parking Garage Luminaires | Standard | FALSE | [9 empty] | 6/30/2016 12:00:00 AM | Dimmable | Continuous Above 10 | Yes |  |  | 10281.16 | 98.2 | 104.7 | 15.1 | 0.95 | 4000 | 74
PN75QRCQ | Visionaire Lighting | PGR | PGR-1-T5W-32LC-3-5K-UNV-[LPM, SMB, PM12, PM24, PM36]-DIM | Outdoor Luminaires | Low Output | Parking Garage Luminaires | Standard | FALSE | [9 empty] | 6/30/2016 12:00:00 AM | Dimmable | Continuous Above 10 | Yes |  |  | 4607.45 | 131.64 | 35 | 8 | 0.93 | 5000 | 74
PGDVGJG3 | Visionaire Lighting | PGR | PGR-1-T2-16LC-10-4K-UNV-[LPM, SMB, PM12, PM24, PM36] | Outdoor Luminaires | Mid Output | Parking Garage Luminaires | Standard | FALSE | [9 empty] | 6/30/2016 12:00:00 AM | Not Dimmable | Not Dimmable | Yes |  |  | 5405.91 | 98.29 | 55 | 10 | 0.94 | 4000 | 74
PV8DV449 | Visionaire Lighting | PGR | PGR-1-T4-16LC-10-4K-UNV-[LPM, SMB, PM12, PM24, PM36] | Outdoor Luminaires | Mid Output | Parking Garage Luminaires | Standard | FALSE | [9 empty] | 6/30/2016 12:00:00 AM | Not Dimmable | Not Dimmable | Yes |  |  | 5277.42 | 95.95 | 55 | 10 | 0.94 | 4000 | 74
PZUVGESS | Visionaire Lighting | PGR | PGR-1-T2-32LC-10-4K-[UNV, 5. 8]-[LPM, SMB, PM12, PM24, PM36] | Outdoor Luminaires | Mid Output | Parking Garage Luminaires | Standard | FALSE | [9 empty] | 6/30/2016 12:00:00 AM | Not Dimmable | Not Dimmable | Yes |  |  | 9867.42 | 91.37 | 108 | 12 | 0.97 | 4000 | 74
PQRXTXT8 | Visionaire Lighting | PGR | PGR-1-T5-32LC-10-5K-[UNV, 5. 8]-[LPM, SMB, PM12, PM24, PM36] | Outdoor Luminaires | High Output | Parking Garage Luminaires | Standard | FALSE | [9 empty] | 6/30/2016 12:00:00 AM | Not Dimmable | Not Dimmable | Yes |  |  | 11361.7 | 105.2 | 108 | 12 | 0.97 | 5000 | 74
PKGJ3MHX | Visionaire Lighting | PGR | PGR-1-T5W-32LC-3-4K-UNV-[LPM, SMB, PM12, PM24, PM36] | Outdoor Luminaires | Low Output | Parking Garage Luminaires | Standard | FALSE | [9 empty] | 6/30/2016 12:00:00 AM | Not Dimmable | Not Dimmable | Yes |  |  | 4377.08 | 125.06 | 35 | 8 | 0.93 | 4000 | 74
P6R96KAT | Visionaire Lighting | PGR | PGR-1-T4-32LC-3-5K-UNV-[LPM, SMB, PM12, PM24, PM36] | Outdoor Luminaires | Low Output | Parking Garage Luminaires | Standard | FALSE | [9 empty] | 6/30/2016 12:00:00 AM | Not Dimmable | Not Dimmable | Yes |  |  | 4553.15 | 130.09 | 35 | 8 | 0.93 | 5000 | 74
PQDBPYE3 | Visionaire Lighting | PGR | PGR-1-T5W-48LC-7-4K-[UNV, 5. 8]-[LPM, SMB, PM12, PM24, PM36] | Outdoor Luminaires | High Output | Parking Garage Luminaires | Standard | FALSE | [9 empty] | 6/30/2016 12:00:00 AM | Not Dimmable | Not Dimmable | Yes |  |  | 10281.16 | 98.2 | 104.7 | 15.1 | 0.95 | 4000 | 74
PMSJDHHV | Visionaire Lighting | PGR | PGR-1-T3-48LC-7-5K-[UNV, 5. 8]-[LPM, SMB, PM12, PM24, PM36] | Outdoor Luminaires | High Output | Parking Garage Luminaires | Standard | FALSE | [9 empty] | 6/30/2016 12:00:00 AM | Not Dimmable | Not Dimmable | Yes |  |  | 10912.62 | 104.23 | 104.7 | 15.1 | 0.95 | 5000 | 74
P9JZ8RBN | Visionaire Lighting | PGR | PGR-1-T2-32LC-5-5K-[UNV, 5. 8]-[LPM, SMB, PM12, PM24, PM36]-DIM | Outdoor Luminaires | Mid Output | Parking Garage Luminaires | Standard | FALSE | [9 empty] | 6/30/2016 12:00:00 AM | Dimmable | Continuous Above 10 | Yes |  |  | 6461.79 | 124.27 | 52 | 10 | 0.93 | 5000 | 74
PXCN8SST | Visionaire Lighting | PGR | PGR-1-T3-32LC-5-5K-[UNV, 5. 8]-[LPM, SMB, PM12, PM24, PM36]-DIM | Outdoor Luminaires | Mid Output | Parking Garage Luminaires | Standard | FALSE | [9 empty] | 6/30/2016 12:00:00 AM | Dimmable | Continuous Above 10 | Yes |  |  | 6436.72 | 123.78 | 52 | 10 | 0.93 | 5000 | 74
PNYV9X7G | Visionaire Lighting | PGR | PGR-1-T5-16LC-3-5K-UNV-[LPM, SMB, PM12, PM24, PM36]-DIM | Outdoor Luminaires | Low Output | Parking Garage Luminaires | Standard | FALSE | [9 empty] | 6/30/2016 12:00:00 AM | Dimmable | Continuous Above 10 | Yes |  |  | 2535.1 | 140.84 | 18 | 11 | 0.97 | 5000 | 74
PF1J9YMR | Visionaire Lighting | PGR | PGR-1-T1-32LC-7-5K-[UNV, 5. 8]-[LPM, SMB, PM12, PM24, PM36]-DIM | Outdoor Luminaires | Mid Output | Parking Garage Luminaires | Standard | FALSE | [9 empty] | 6/30/2016 12:00:00 AM | Dimmable | Continuous Above 10 | Yes |  |  | 8759.72 | 123.38 | 71 | 7 | 0.99 | 5000 | 74
PM31JHZ7 | Visionaire Lighting | PGR | PGR-1-T5W-48LC-3-4K-[UNV, 5. 8]-[LPM, SMB, PM12, PM24, PM36]-DIM | Outdoor Luminaires | Mid Output | Parking Garage Luminaires | Standard | FALSE | [9 empty] | 6/30/2016 12:00:00 AM | Dimmable | Continuous Above 10 | Yes |  |  | 6624.2 | 127.39 | 52 | 20 | 0.9 | 4000 | 74
P6NU5T75 | Visionaire Lighting | PGR | PGR-1-T4-48LC-5-4K-[UNV, 5. 8]-[LPM, SMB, PM12, PM24, PM36]-DIM | Outdoor Luminaires | Mid Output | Parking Garage Luminaires | Standard | FALSE | [9 empty] | 6/30/2016 12:00:00 AM | Dimmable | Continuous Above 10 | Yes |  |  | 9032.02 | 112.9 | 80 | 14 | 0.95 | 4000 | 74
PF3YR6EA | Visionaire Lighting | PGR | PGR-1-T5-48LC-5-5K-[UNV, 5. 8]-[LPM, SMB, PM12, PM24, PM36]-DIM | Outdoor Luminaires | High Output | Parking Garage Luminaires | Standard | FALSE | [9 empty] | 6/30/2016 12:00:00 AM | Dimmable | Continuous Above 10 | Yes |  |  | 10653 | 133.16 | 80 | 14 | 0.95 | 5000 | 74
PFGUY3FV | Visionaire Lighting | PGR | PGR-1-T1-48LC-7-4K-[UNV, 5. 8]-[LPM, SMB, PM12, PM24, PM36]-DIM | Outdoor Luminaires | High Output | Parking Garage Luminaires | Standard | FALSE | [9 empty] | 6/30/2016 12:00:00 AM | Dimmable | Continuous Above 10 | Yes |  |  | 11247.94 | 107.43 | 104.7 | 15.1 | 0.95 | 4000 | 74
PETB66U5 | Visionaire Lighting | PGR | PGR-1-T5-48LC-7-4K-[UNV, 5. 8]-[LPM, SMB, PM12, PM24, PM36]-DIM | Outdoor Luminaires | High Output | Parking Garage Luminaires | Standard | FALSE | [9 empty] | 6/30/2016 12:00:00 AM | Dimmable | Continuous Above 10 | Yes |  |  | 11384.25 | 108.73 | 104.7 | 15.1 | 0.95 | 4000 | 74
PFP4A1PR | Visionaire Lighting | PGR | PGR-1-T5-16LC-10-5K-UNV-[LPM, SMB, PM12, PM24, PM36] | Outdoor Luminaires | Mid Output | Parking Garage Luminaires | Standard | FALSE | [9 empty] | 6/30/2016 12:00:00 AM | Not Dimmable | Not Dimmable | Yes |  |  | 6224.56 | 113.17 | 55 | 10 | 0.94 | 5000 | 74
PF9R77VQ | Visionaire Lighting | PGR | PGR-1-T1-32LC-5-5K-[UNV, 5. 8]-[LPM, SMB, PM12, PM24, PM36] | Outdoor Luminaires | Mid Output | Parking Garage Luminaires | Standard | FALSE | [9 empty] | 6/30/2016 12:00:00 AM | Not Dimmable | Not Dimmable | Yes |  |  | 6983.69 | 134.3 | 52 | 10 | 0.93 | 5000 | 74
P4SFBWMY | Visionaire Lighting | PGR | PGR-1-T2-32LC-7-4K-[UNV, 5. 8]-[LPM, SMB, PM12, PM24, PM36] | Outdoor Luminaires | Mid Output | Parking Garage Luminaires | Standard | FALSE | [9 empty] | 6/30/2016 12:00:00 AM | Not Dimmable | Not Dimmable | Yes |  |  | 7699.84 | 108.45 | 71 | 7 | 0.99 | 4000 | 74
P6URKKDU | Visionaire Lighting | PGR | PGR-1-T5W-32LC-7-4K-[UNV, 5. 8]-[LPM, SMB, PM12, PM24, PM36] | Outdoor Luminaires | Mid Output | Parking Garage Luminaires | Standard | FALSE | [9 empty] | 6/30/2016 12:00:00 AM | Not Dimmable | Not Dimmable | Yes |  |  | 7606.47 | 107.13 | 71 | 7 | 0.99 | 4000 | 74
PKSYUYS2 | Visionaire Lighting | PGR | PGR-1-T4-32LC-10-4K-[UNV, 5. 8]-[LPM, SMB, PM12, PM24, PM36] | Outdoor Luminaires | Mid Output | Parking Garage Luminaires | Standard | FALSE | [9 empty] | 6/30/2016 12:00:00 AM | Not Dimmable | Not Dimmable | Yes |  |  | 9632.88 | 89.19 | 108 | 12 | 0.97 | 4000 | 74
P8YH4R6H | Visionaire Lighting | PGR | PGR-1-T2-16LC-3-4K-UNV-[LPM, SMB, PM12, PM24, PM36] | Outdoor Luminaires | Low Output | Parking Garage Luminaires | Standard | FALSE | [9 empty] | 6/30/2016 12:00:00 AM | Not Dimmable | Not Dimmable | Yes |  |  | 2201.68 | 122.32 | 18 | 11 | 0.97 | 4000 | 74
PYQZNVSQ | Visionaire Lighting | PGR | PGR-1-T1-16LC-3-5K-UNV-[LPM, SMB, PM12, PM24, PM36] | Outdoor Luminaires | Low Output | Parking Garage Luminaires | Standard | FALSE | [9 empty] | 6/30/2016 12:00:00 AM | Not Dimmable | Not Dimmable | Yes |  |  | 2504.74 | 139.15 | 18 | 11 | 0.97 | 5000 | 74
P5NAJUZJ | Visionaire Lighting | PGR | PGR-1-T2-16LC-5-4K-UNV-[LPM, SMB, PM12, PM24, PM36] | Outdoor Luminaires | Low Output | Parking Garage Luminaires | Standard | FALSE | [9 empty] | 6/30/2016 12:00:00 AM | Not Dimmable | Not Dimmable | Yes |  |  | 3029.46 | 116.52 | 26 | 15 | 0.94 | 4000 | 74
PG9YRKF2 | Visionaire Lighting | PGR | PGR-1-T4-48LC-7-5K-[UNV, 5. 8]-[LPM, SMB, PM12, PM24, PM36] | Outdoor Luminaires | High Output | Parking Garage Luminaires | Standard | FALSE | [9 empty] | 6/30/2016 12:00:00 AM | Not Dimmable | Not Dimmable | Yes |  |  | 10694.74 | 102.15 | 104.7 | 15.1 | 0.95 | 5000 | 74
PS4HPZZ9 | Visionaire Lighting | PGR | PGR-1-T4-16LC-5-4K-UNV-[LPM, SMB, PM12, PM24, PM36] | Outdoor Luminaires | Low Output | Parking Garage Luminaires | Standard | FALSE | [9 empty] | 6/30/2016 12:00:00 AM | Not Dimmable | Not Dimmable | Yes |  |  | 2957.45 | 113.75 | 26 | 15 | 0.94 | 4000 | 74
PTW5KYJ8 | Visionaire Lighting | PGR | PGR-1-T2-16LC-10-4K-UNV-[LPM, SMB, PM12, PM24, PM36]-DIM | Outdoor Luminaires | Mid Output | Parking Garage Luminaires | Standard | FALSE | [9 empty] | 6/30/2016 12:00:00 AM | Dimmable | Continuous Above 10 | Yes |  |  | 5405.91 | 98.29 | 55 | 10 | 0.94 | 4000 | 74
P91R4SF5 | Visionaire Lighting | PGR | PGR-1-T4-16LC-10-5K-UNV-[LPM, SMB, PM12, PM24, PM36]-DIM | Outdoor Luminaires | Mid Output | Parking Garage Luminaires | Standard | FALSE | [9 empty] | 6/30/2016 12:00:00 AM | Dimmable | Continuous Above 10 | Yes |  |  | 5555.18 | 101 | 55 | 10 | 0.94 | 5000 | 74
PKHMDPBY | Visionaire Lighting | PGR | PGR-1-T5-16LC-10-5K-UNV-[LPM, SMB, PM12, PM24, PM36]-DIM | Outdoor Luminaires | Mid Output | Parking Garage Luminaires | Standard | FALSE | [9 empty] | 6/30/2016 12:00:00 AM | Dimmable | Continuous Above 10 | Yes |  |  | 6224.56 | 113.17 | 55 | 10 | 0.94 | 5000 | 74
P4WBZYPF | Visionaire Lighting | PGR | PGR-1-T1-16LC-7-5K-UNV-[LPM, SMB, PM12, PM24, PM36]-DIM | Outdoor Luminaires | Low Output | Parking Garage Luminaires | Standard | FALSE | [9 empty] | 6/30/2016 12:00:00 AM | Dimmable | Continuous Above 10 | Yes |  |  | 4527.53 | 122.37 | 37 | 9 | 0.97 | 5000 | 74
PP51QXA2 | Visionaire Lighting | PGR | PGR-1-T4-32LC-7-5K-[UNV, 5. 8]-[LPM, SMB, PM12, PM24, PM36]-DIM | Outdoor Luminaires | Mid Output | Parking Garage Luminaires | Standard | FALSE | [9 empty] | 6/30/2016 12:00:00 AM | Dimmable | Continuous Above 10 | Yes |  |  | 7912.45 | 111.44 | 71 | 7 | 0.99 | 5000 | 74
PFFWTR55 | Visionaire Lighting | PGR | PGR-1-T5-16LC-7-5K-UNV-[LPM, SMB, PM12, PM24, PM36]-DIM | Outdoor Luminaires | Low Output | Parking Garage Luminaires | Standard | FALSE | [9 empty] | 6/30/2016 12:00:00 AM | Dimmable | Continuous Above 10 | Yes |  |  | 4582.4 | 123.85 | 37 | 9 | 0.97 | 5000 | 74
P3PBJMC5 | Visionaire Lighting | PGR | PGR-1-T5W-32LC-3-4K-UNV-[LPM, SMB, PM12, PM24, PM36]-DIM | Outdoor Luminaires | Low Output | Parking Garage Luminaires | Standard | FALSE | [9 empty] | 6/30/2016 12:00:00 AM | Dimmable | Continuous Above 10 | Yes |  |  | 4377.08 | 125.06 | 35 | 8 | 0.93 | 4000 | 74
PQS4Y2ZS | Visionaire Lighting | PGR | PGR-1-T3-48LC-3-5K-[UNV, 5. 8]-[LPM, SMB, PM12, PM24, PM36] | Outdoor Luminaires | Mid Output | Parking Garage Luminaires | Standard | FALSE | [9 empty] | 6/30/2016 12:00:00 AM | Not Dimmable | Not Dimmable | Yes |  |  | 7031.05 | 135.21 | 52 | 20 | 0.9 | 5000 | 74
PS88SQQR | Visionaire Lighting | PGR | PGR-1-T5-16LC-5-5K-UNV-[LPM, SMB, PM12, PM24, PM36] | Outdoor Luminaires | Low Output | Parking Garage Luminaires | Standard | FALSE | [9 empty] | 6/30/2016 12:00:00 AM | Not Dimmable | Not Dimmable | Yes |  |  | 3488.23 | 134.16 | 26 | 15 | 0.94 | 5000 | 74
PWQCTV6H | Visionaire Lighting | PGR | PGR-1-T1-16LC-3-4K-UNV-[LPM, SMB, PM12, PM24, PM36] | Outdoor Luminaires | Low Output | Parking Garage Luminaires | Standard | FALSE | [9 empty] | 6/30/2016 12:00:00 AM | Not Dimmable | Not Dimmable | Yes |  |  | 2379.51 | 132.19 | 18 | 11 | 0.97 | 4000 | 74
P5H6551S | Visionaire Lighting | PGR | PGR-1-T3-16LC-3-4K-UNV-[LPM, SMB, PM12, PM24, PM36] | Outdoor Luminaires | Low Output | Parking Garage Luminaires | Standard | FALSE | [9 empty] | 6/30/2016 12:00:00 AM | Not Dimmable | Not Dimmable | Yes |  |  | 2193.14 | 121.84 | 18 | 11 | 0.97 | 4000 | 74
PPT4U9RX | Visionaire Lighting | PGR | PGR-1-T4-16LC-3-5K-UNV-[LPM, SMB, PM12, PM24, PM36] | Outdoor Luminaires | Low Output | Parking Garage Luminaires | Standard | FALSE | [9 empty] | 6/30/2016 12:00:00 AM | Not Dimmable | Not Dimmable | Yes |  |  | 2262.48 | 125.69 | 18 | 11 | 0.97 | 5000 | 74
PVE8D4H9 | Visionaire Lighting | PGR | PGR-1-T5-16LC-5-4K-UNV-[LPM, SMB, PM12, PM24, PM36] | Outdoor Luminaires | Low Output | Parking Garage Luminaires | Standard | FALSE | [9 empty] | 6/30/2016 12:00:00 AM | Not Dimmable | Not Dimmable | Yes |  |  | 3313.81 | 127.45 | 26 | 15 | 0.94 | 4000 | 74
PUP5XUPU | Visionaire Lighting | PGR | PGR-1-T5W-16LC-5-4K-UNV-[LPM, SMB, PM12, PM24, PM36] | Outdoor Luminaires | Low Output | Parking Garage Luminaires | Standard | FALSE | [9 empty] | 6/30/2016 12:00:00 AM | Not Dimmable | Not Dimmable | Yes |  |  | 2992.72 | 115.1 | 26 | 15 | 0.94 | 4000 | 74
PUGQEZZ7 | Visionaire Lighting | PGR | PGR-1-T2-16LC-5-5K-UNV-[LPM, SMB, PM12, PM24, PM36] | Outdoor Luminaires | Low Output | Parking Garage Luminaires | Standard | FALSE | [9 empty] | 6/30/2016 12:00:00 AM | Not Dimmable | Not Dimmable | Yes |  |  | 3188.9 | 122.65 | 26 | 15 | 0.94 | 5000 | 74
PHCFZRJN | Visionaire Lighting | PGR | PGR-1-T4-16LC-5-5K-UNV-[LPM, SMB, PM12, PM24, PM36] | Outdoor Luminaires | Low Output | Parking Garage Luminaires | Standard | FALSE | [9 empty] | 6/30/2016 12:00:00 AM | Not Dimmable | Not Dimmable | Yes |  |  | 3113.11 | 119.73 | 26 | 15 | 0.94 | 5000 | 74
PQM6ZERD | Visionaire Lighting | PGR | PGR-1-T4-48LC-7-4K-[UNV, 5. 8]-[LPM, SMB, PM12, PM24, PM36] | Outdoor Luminaires | High Output | Parking Garage Luminaires | Standard | FALSE | [9 empty] | 6/30/2016 12:00:00 AM | Not Dimmable | Not Dimmable | Yes |  |  | 10160 | 97.04 | 104.7 | 15.1 | 0.95 | 4000 | 74
PGXXJJ9X | Visionaire Lighting | PGR | PGR-1-T1-48LC-7-5K-[UNV, 5. 8]-[LPM, SMB, PM12, PM24, PM36] | Outdoor Luminaires | High Output | Parking Garage Luminaires | Standard | FALSE | [9 empty] | 6/30/2016 12:00:00 AM | Not Dimmable | Not Dimmable | Yes |  |  | 11839.94 | 113.08 | 104.7 | 15.1 | 0.95 | 5000 | 74
P95AS5CV | Visionaire Lighting | PGR | PGR-1-T5-48LC-5-4K-[UNV, 5. 8]-[LPM, SMB, PM12, PM24, PM36]-DIM | Outdoor Luminaires | High Output | Parking Garage Luminaires | Standard | FALSE | [9 empty] | 6/30/2016 12:00:00 AM | Dimmable | Continuous Above 10 | Yes |  |  | 10120.35 | 126.5 | 80 | 14 | 0.95 | 4000 | 74
PXWE4422 | Visionaire Lighting | PGR | PGR-1-T5-16LC-10-4K-UNV-[LPM, SMB, PM12, PM24, PM36]-DIM | Outdoor Luminaires | Mid Output | Parking Garage Luminaires | Standard | FALSE | [9 empty] | 6/30/2016 12:00:00 AM | Dimmable | Continuous Above 10 | Yes |  |  | 5913.33 | 107.52 | 55 | 10 | 0.94 | 4000 | 74
P7PXFUHY | Visionaire Lighting | PGR | PGR-1-T5W-16LC-10-4K-UNV-[LPM, SMB, PM12, PM24, PM36]-DIM | Outdoor Luminaires | Mid Output | Parking Garage Luminaires | Standard | FALSE | [9 empty] | 6/30/2016 12:00:00 AM | Dimmable | Continuous Above 10 | Yes |  |  | 5340.35 | 97.1 | 55 | 10 | 0.94 | 4000 | 74
P83RA1JP | Visionaire Lighting | PGR | PGR-1-T5W-16LC-10-5K-UNV-[LPM, SMB, PM12, PM24, PM36]-DIM | Outdoor Luminaires | Mid Output | Parking Garage Luminaires | Standard | FALSE | [9 empty] | 6/30/2016 12:00:00 AM | Dimmable | Continuous Above 10 | Yes |  |  | 5621.43 | 102.21 | 55 | 10 | 0.94 | 5000 | 74
PBR4YBE2 | Visionaire Lighting | PGR | PGR-1-T2-32LC-5-4K-[UNV, 5. 8]-[LPM, SMB, PM12, PM24, PM36]-DIM | Outdoor Luminaires | Mid Output | Parking Garage Luminaires | Standard | FALSE | [9 empty] | 6/30/2016 12:00:00 AM | Dimmable | Continuous Above 10 | Yes |  |  | 6138.7 | 118.05 | 52 | 10 | 0.93 | 4000 | 74
PA718F2Y | Visionaire Lighting | PGR | PGR-1-T4-32LC-5-4K-[UNV, 5. 8]-[LPM, SMB, PM12, PM24, PM36]-DIM | Outdoor Luminaires | Mid Output | Parking Garage Luminaires | Standard | FALSE | [9 empty] | 6/30/2016 12:00:00 AM | Dimmable | Continuous Above 10 | Yes |  |  | 5992.79 | 115.25 | 52 | 10 | 0.93 | 4000 | 74
PUBVKNAY | Visionaire Lighting | PGR | PGR-1-T5-32LC-5-4K-[UNV, 5. 8]-[LPM, SMB, PM12, PM24, PM36]-DIM | Outdoor Luminaires | Mid Output | Parking Garage Luminaires | Standard | FALSE | [9 empty] | 6/30/2016 12:00:00 AM | Dimmable | Continuous Above 10 | Yes |  |  | 6714.91 | 129.13 | 52 | 10 | 0.93 | 4000 | 74
PTD15CRW | Visionaire Lighting | PGR | PGR-1-T3-16LC-3-4K-UNV-[LPM, SMB, PM12, PM24, PM36]-DIM | Outdoor Luminaires | Low Output | Parking Garage Luminaires | Standard | FALSE | [9 empty] | 6/30/2016 12:00:00 AM | Dimmable | Continuous Above 10 | Yes |  |  | 2193.14 | 121.84 | 18 | 11 | 0.97 | 4000 | 74
PMCZNASD | Visionaire Lighting | PGR | PGR-1-T5-16LC-3-4K-UNV-[LPM, SMB, PM12, PM24, PM36]-DIM | Outdoor Luminaires | Low Output | Parking Garage Luminaires | Standard | FALSE | [9 empty] | 6/30/2016 12:00:00 AM | Dimmable | Continuous Above 10 | Yes |  |  | 2408.34 | 133.8 | 18 | 11 | 0.97 | 4000 | 74
PKM99EU9 | Visionaire Lighting | PGR | PGR-1-T1-16LC-3-5K-UNV-[LPM, SMB, PM12, PM24, PM36]-DIM | Outdoor Luminaires | Low Output | Parking Garage Luminaires | Standard | FALSE | [9 empty] | 6/30/2016 12:00:00 AM | Dimmable | Continuous Above 10 | Yes |  |  | 2504.74 | 139.15 | 18 | 11 | 0.97 | 5000 | 74
PGEBAPMY | Visionaire Lighting | PGR | PGR-1-T3-16LC-3-5K-UNV-[LPM, SMB, PM12, PM24, PM36]-DIM | Outdoor Luminaires | Low Output | Parking Garage Luminaires | Standard | FALSE | [9 empty] | 6/30/2016 12:00:00 AM | Dimmable | Continuous Above 10 | Yes |  |  | 2308.57 | 128.25 | 18 | 11 | 0.97 | 5000 | 74
PUF7DQ1R | Visionaire Lighting | PGR | PGR-1-T2-16LC-5-4K-UNV-[LPM, SMB, PM12, PM24, PM36]-DIM | Outdoor Luminaires | Low Output | Parking Garage Luminaires | Standard | FALSE | [9 empty] | 6/30/2016 12:00:00 AM | Dimmable | Continuous Above 10 | Yes |  |  | 3029.46 | 116.52 | 26 | 15 | 0.94 | 4000 | 74
PNFCSY53 | Visionaire Lighting | PGR | PGR-1-T5-16LC-5-4K-UNV-[LPM, SMB, PM12, PM24, PM36]-DIM | Outdoor Luminaires | Low Output | Parking Garage Luminaires | Standard | FALSE | [9 empty] | 6/30/2016 12:00:00 AM | Dimmable | Continuous Above 10 | Yes |  |  | 3313.81 | 127.45 | 26 | 15 | 0.94 | 4000 | 74
PFUZ6B84 | Visionaire Lighting | PGR | PGR-1-T5W-16LC-5-4K-UNV-[LPM, SMB, PM12, PM24, PM36]-DIM | Outdoor Luminaires | Low Output | Parking Garage Luminaires | Standard | FALSE | [9 empty] | 6/30/2016 12:00:00 AM | Dimmable | Continuous Above 10 | Yes |  |  | 2992.72 | 115.1 | 26 | 15 | 0.94 | 4000 | 74
PSY6GG2D | Visionaire Lighting | PGR | PGR-1-T1-16LC-5-5K-UNV-[LPM, SMB, PM12, PM24, PM36]-DIM | Outdoor Luminaires | Low Output | Parking Garage Luminaires | Standard | FALSE | [9 empty] | 6/30/2016 12:00:00 AM | Dimmable | Continuous Above 10 | Yes |  |  | 3446.46 | 132.56 | 26 | 15 | 0.94 | 5000 | 74
P3JRMCWF | Visionaire Lighting | PGR | PGR-1-T3-16LC-7-4K-UNV-[LPM, SMB, PM12, PM24, PM36]-DIM | Outdoor Luminaires | Low Output | Parking Garage Luminaires | Standard | FALSE | [9 empty] | 6/30/2016 12:00:00 AM | Dimmable | Continuous Above 10 | Yes |  |  | 3964.28 | 107.14 | 37 | 9 | 0.97 | 4000 | 74
PFSGT6S1 | Visionaire Lighting | PGR | PGR-1-T5-16LC-7-4K-UNV-[LPM, SMB, PM12, PM24, PM36]-DIM | Outdoor Luminaires | Low Output | Parking Garage Luminaires | Standard | FALSE | [9 empty] | 6/30/2016 12:00:00 AM | Dimmable | Continuous Above 10 | Yes |  |  | 4353.28 | 117.66 | 37 | 9 | 0.97 | 4000 | 74
PFBT6VWX | Visionaire Lighting | PGR | PGR-1-T2-32LC-7-4K-[UNV, 5. 8]-[LPM, SMB, PM12, PM24, PM36]-DIM | Outdoor Luminaires | Mid Output | Parking Garage Luminaires | Standard | FALSE | [9 empty] | 6/30/2016 12:00:00 AM | Dimmable | Continuous Above 10 | Yes |  |  | 7699.84 | 108.45 | 71 | 7 | 0.99 | 4000 | 74
PRTAH7BP | Visionaire Lighting | PGR | PGR-1-T3-32LC-7-5K-[UNV, 5. 8]-[LPM, SMB, PM12, PM24, PM36]-DIM | Outdoor Luminaires | Mid Output | Parking Garage Luminaires | Standard | FALSE | [9 empty] | 6/30/2016 12:00:00 AM | Dimmable | Continuous Above 10 | Yes |  |  | 8073.64 | 113.71 | 71 | 7 | 0.99 | 5000 | 74
PX19YJ8A | Visionaire Lighting | PGR | PGR-1-T5-32LC-10-5K-[UNV, 5. 8]-[LPM, SMB, PM12, PM24, PM36]-DIM | Outdoor Luminaires | High Output | Parking Garage Luminaires | Standard | FALSE | [9 empty] | 6/30/2016 12:00:00 AM | Dimmable | Continuous Above 10 | Yes |  |  | 11361.7 | 105.2 | 108 | 12 | 0.97 | 5000 | 74
PKVXX276 | Visionaire Lighting | PGR | PGR-1-T1-48LC-3-4K-[UNV, 5. 8]-[LPM, SMB, PM12, PM24, PM36]-DIM | Outdoor Luminaires | Mid Output | Parking Garage Luminaires | Standard | FALSE | [9 empty] | 6/30/2016 12:00:00 AM | Dimmable | Continuous Above 10 | Yes |  |  | 7247.1 | 139.37 | 52 | 20 | 0.9 | 4000 | 74
P1EERUX4 | Visionaire Lighting | PGR | PGR-1-T2-48LC-3-4K-[UNV, 5. 8]-[LPM, SMB, PM12, PM24, PM36]-DIM | Outdoor Luminaires | Mid Output | Parking Garage Luminaires | Standard | FALSE | [9 empty] | 6/30/2016 12:00:00 AM | Dimmable | Continuous Above 10 | Yes |  |  | 6705.52 | 128.95 | 52 | 20 | 0.9 | 4000 | 74
PKWKC2CJ | Visionaire Lighting | PGR | PGR-1-T4-48LC-3-5K-[UNV, 5. 8]-[LPM, SMB, PM12, PM24, PM36]-DIM | Outdoor Luminaires | Mid Output | Parking Garage Luminaires | Standard | FALSE | [9 empty] | 6/30/2016 12:00:00 AM | Dimmable | Continuous Above 10 | Yes |  |  | 6890.67 | 132.51 | 52 | 20 | 0.9 | 5000 | 74
P7724WUX | Visionaire Lighting | PGR | PGR-1-T5W-48LC-3-5K-[UNV, 5. 8]-[LPM, SMB, PM12, PM24, PM36]-DIM | Outdoor Luminaires | Mid Output | Parking Garage Luminaires | Standard | FALSE | [9 empty] | 6/30/2016 12:00:00 AM | Dimmable | Continuous Above 10 | Yes |  |  | 6972.84 | 134.09 | 52 | 20 | 0.9 | 5000 | 74
PFPER7QU | Visionaire Lighting | PGR | PGR-1-T1-48LC-5-4K-[UNV, 5. 8]-[LPM, SMB, PM12, PM24, PM36]-DIM | Outdoor Luminaires | Mid Output | Parking Garage Luminaires | Standard | FALSE | [9 empty] | 6/30/2016 12:00:00 AM | Dimmable | Continuous Above 10 | Yes |  |  | 9999.18 | 124.99 | 80 | 14 | 0.95 | 4000 | 74
PKVXE3WJ | Visionaire Lighting | PGR | PGR-1-T2-48LC-5-4K-[UNV, 5. 8]-[LPM, SMB, PM12, PM24, PM36]-DIM | Outdoor Luminaires | Mid Output | Parking Garage Luminaires | Standard | FALSE | [9 empty] | 6/30/2016 12:00:00 AM | Dimmable | Continuous Above 10 | Yes |  |  | 9251.93 | 115.65 | 80 | 14 | 0.95 | 4000 | 74
PAEJSNGJ | Visionaire Lighting | PGR | PGR-1-T3-48LC-5-5K-[UNV, 5. 8]-[LPM, SMB, PM12, PM24, PM36]-DIM | Outdoor Luminaires | Mid Output | Parking Garage Luminaires | Standard | FALSE | [9 empty] | 6/30/2016 12:00:00 AM | Dimmable | Continuous Above 10 | Yes |  |  | 9701.08 | 121.26 | 80 | 14 | 0.95 | 5000 | 74
PNY589YJ | Visionaire Lighting | PGR | PGR-1-T4-48LC-7-4K-[UNV, 5. 8]-[LPM, SMB, PM12, PM24, PM36]-DIM | Outdoor Luminaires | High Output | Parking Garage Luminaires | Standard | FALSE | [9 empty] | 6/30/2016 12:00:00 AM | Dimmable | Continuous Above 10 | Yes |  |  | 10160 | 97.04 | 104.7 | 15.1 | 0.95 | 4000 | 74
PHYSQH3E | Visionaire Lighting | PGR | PGR-1-T1-48LC-7-5K-[UNV, 5. 8]-[LPM, SMB, PM12, PM24, PM36]-DIM | Outdoor Luminaires | High Output | Parking Garage Luminaires | Standard | FALSE | [9 empty] | 6/30/2016 12:00:00 AM | Dimmable | Continuous Above 10 | Yes |  |  | 11839.94 | 113.08 | 104.7 | 15.1 | 0.95 | 5000 | 74
PB7CWMNH | Visionaire Lighting | PGR | PGR-1-T4-48LC-7-5K-[UNV, 5. 8]-[LPM, SMB, PM12, PM24, PM36]-DIM | Outdoor Luminaires | High Output | Parking Garage Luminaires | Standard | FALSE | [9 empty] | 6/30/2016 12:00:00 AM | Dimmable | Continuous Above 10 | Yes |  |  | 10694.74 | 102.15 | 104.7 | 15.1 | 0.95 | 5000 | 74
P6NMTZTU | Visionaire Lighting | PGR | PGR-1-T2-16LC-7-5K-UNV-[LPM, SMB, PM12, PM24, PM36]-DIM | Outdoor Luminaires | Low Output | Parking Garage Luminaires | Standard | FALSE | [9 empty] | 6/30/2016 12:00:00 AM | Dimmable | Continuous Above 10 | Yes |  |  | 4189.18 | 113.22 | 37 | 9 | 0.97 | 5000 | 74
PFTM3QSV | Visionaire Lighting | PGR | PGR-1-T5-32LC-3-4K-UNV-[LPM, SMB, PM12, PM24, PM36]-DIM | Outdoor Luminaires | Low Output | Parking Garage Luminaires | Standard | FALSE | [9 empty] | 6/30/2016 12:00:00 AM | Dimmable | Continuous Above 10 | Yes |  |  | 4846.7 | 138.48 | 35 | 8 | 0.93 | 4000 | 74
PAR691QR | Visionaire Lighting | PGR | PGR-1-T3-32LC-3-5K-UNV-[LPM, SMB, PM12, PM24, PM36]-DIM | Outdoor Luminaires | Low Output | Parking Garage Luminaires | Standard | FALSE | [9 empty] | 6/30/2016 12:00:00 AM | Dimmable | Continuous Above 10 | Yes |  |  | 4645.91 | 132.74 | 35 | 8 | 0.93 | 5000 | 74
P2Z482T5 | Visionaire Lighting | PGR | PGR-1-T1-16LC-10-4K-UNV-[LPM, SMB, PM12, PM24, PM36] | Outdoor Luminaires | Mid Output | Parking Garage Luminaires | Standard | FALSE | [9 empty] | 6/30/2016 12:00:00 AM | Not Dimmable | Not Dimmable | Yes |  |  | 5842.53 | 106.23 | 55 | 10 | 0.94 | 4000 | 74
PUU9H4XN | Visionaire Lighting | PGR | PGR-1-T5-16LC-10-4K-UNV-[LPM, SMB, PM12, PM24, PM36] | Outdoor Luminaires | Mid Output | Parking Garage Luminaires | Standard | FALSE | [9 empty] | 6/30/2016 12:00:00 AM | Not Dimmable | Not Dimmable | Yes |  |  | 5913.33 | 107.52 | 55 | 10 | 0.94 | 4000 | 74
P1B4RTQK | Visionaire Lighting | PGR | PGR-1-T4-32LC-5-4K-[UNV, 5. 8]-[LPM, SMB, PM12, PM24, PM36] | Outdoor Luminaires | Mid Output | Parking Garage Luminaires | Standard | FALSE | [9 empty] | 6/30/2016 12:00:00 AM | Not Dimmable | Not Dimmable | Yes |  |  | 5992.79 | 115.25 | 52 | 10 | 0.93 | 4000 | 74
PPUENDAV | Visionaire Lighting | PGR | PGR-1-T5-32LC-5-5K-[UNV, 5. 8]-[LPM, SMB, PM12, PM24, PM36] | Outdoor Luminaires | Mid Output | Parking Garage Luminaires | Standard | FALSE | [9 empty] | 6/30/2016 12:00:00 AM | Not Dimmable | Not Dimmable | Yes |  |  | 7068.32 | 135.93 | 52 | 10 | 0.93 | 5000 | 74
PPD4GH8D | Visionaire Lighting | PGR | PGR-1-T4-32LC-7-4K-[UNV, 5. 8]-[LPM, SMB, PM12, PM24, PM36] | Outdoor Luminaires | Mid Output | Parking Garage Luminaires | Standard | FALSE | [9 empty] | 6/30/2016 12:00:00 AM | Not Dimmable | Not Dimmable | Yes |  |  | 7516.82 | 105.87 | 71 | 7 | 0.99 | 4000 | 74
P28G788J | Visionaire Lighting | PGR | PGR-1-T5-32LC-7-4K-[UNV, 5. 8]-[LPM, SMB, PM12, PM24, PM36] | Outdoor Luminaires | Mid Output | Parking Garage Luminaires | Standard | FALSE | [9 empty] | 6/30/2016 12:00:00 AM | Not Dimmable | Not Dimmable | Yes |  |  | 8422.58 | 118.63 | 71 | 7 | 0.99 | 4000 | 74
PEF6WXK4 | Visionaire Lighting | PGR | PGR-1-T2-32LC-7-5K-[UNV, 5. 8]-[LPM, SMB, PM12, PM24, PM36] | Outdoor Luminaires | Mid Output | Parking Garage Luminaires | Standard | FALSE | [9 empty] | 6/30/2016 12:00:00 AM | Not Dimmable | Not Dimmable | Yes |  |  | 8105.1 | 114.16 | 71 | 7 | 0.99 | 5000 | 74
P657ZC9B | Visionaire Lighting | PGR | PGR-1-T3-32LC-7-5K-[UNV, 5. 8]-[LPM, SMB, PM12, PM24, PM36] | Outdoor Luminaires | Mid Output | Parking Garage Luminaires | Standard | FALSE | [9 empty] | 6/30/2016 12:00:00 AM | Not Dimmable | Not Dimmable | Yes |  |  | 8073.64 | 113.71 | 71 | 7 | 0.99 | 5000 | 74
PU9DYNPF | Visionaire Lighting | PGR | PGR-1-T4-32LC-7-5K-[UNV, 5. 8]-[LPM, SMB, PM12, PM24, PM36] | Outdoor Luminaires | Mid Output | Parking Garage Luminaires | Standard | FALSE | [9 empty] | 6/30/2016 12:00:00 AM | Not Dimmable | Not Dimmable | Yes |  |  | 7912.45 | 111.44 | 71 | 7 | 0.99 | 5000 | 74
PESZUBEX | Visionaire Lighting | PGR | PGR-1-T5W-32LC-7-5K-[UNV, 5. 8]-[LPM, SMB, PM12, PM24, PM36] | Outdoor Luminaires | Mid Output | Parking Garage Luminaires | Standard | FALSE | [9 empty] | 6/30/2016 12:00:00 AM | Not Dimmable | Not Dimmable | Yes |  |  | 8006.81 | 112.77 | 71 | 7 | 0.99 | 5000 | 74
P2KKKYQA | Visionaire Lighting | PGR | PGR-1-T1-32LC-10-4K-[UNV, 5. 8]-[LPM, SMB, PM12, PM24, PM36] | Outdoor Luminaires | High Output | Parking Garage Luminaires | Standard | FALSE | [9 empty] | 6/30/2016 12:00:00 AM | Not Dimmable | Not Dimmable | Yes |  |  | 10664.38 | 98.74 | 108 | 12 | 0.97 | 4000 | 74
PJ6GUMES | Visionaire Lighting | PGR | PGR-1-T2-32LC-10-5K-[UNV, 5. 8]-[LPM, SMB, PM12, PM24, PM36] | Outdoor Luminaires | High Output | Parking Garage Luminaires | Standard | FALSE | [9 empty] | 6/30/2016 12:00:00 AM | Not Dimmable | Not Dimmable | Yes |  |  | 10386.76 | 96.17 | 108 | 12 | 0.97 | 5000 | 74
PM9STKK5 | Visionaire Lighting | PGR | PGR-1-T1-48LC-3-4K-[UNV, 5. 8]-[LPM, SMB, PM12, PM24, PM36] | Outdoor Luminaires | Mid Output | Parking Garage Luminaires | Standard | FALSE | [9 empty] | 6/30/2016 12:00:00 AM | Not Dimmable | Not Dimmable | Yes |  |  | 7247.1 | 139.37 | 52 | 20 | 0.9 | 4000 | 74
PJRYKJRG | Visionaire Lighting | PGR | PGR-1-T4-16LC-7-4K-UNV-[LPM, SMB, PM12, PM24, PM36] | Outdoor Luminaires | Low Output | Parking Garage Luminaires | Standard | FALSE | [9 empty] | 6/30/2016 12:00:00 AM | Not Dimmable | Not Dimmable | Yes |  |  | 3885.13 | 105 | 37 | 9 | 0.97 | 4000 | 74
PUHV6G9K | Visionaire Lighting | PGR | PGR-1-T5W-16LC-7-4K-UNV-[LPM, SMB, PM12, PM24, PM36] | Outdoor Luminaires | Low Output | Parking Garage Luminaires | Standard | FALSE | [9 empty] | 6/30/2016 12:00:00 AM | Not Dimmable | Not Dimmable | Yes |  |  | 3931.46 | 106.26 | 37 | 9 | 0.97 | 4000 | 74
PDENC9QZ | Visionaire Lighting | PGR | PGR-1-T4-16LC-7-5K-UNV-[LPM, SMB, PM12, PM24, PM36] | Outdoor Luminaires | Low Output | Parking Garage Luminaires | Standard | FALSE | [9 empty] | 6/30/2016 12:00:00 AM | Not Dimmable | Not Dimmable | Yes |  |  | 4089.61 | 110.53 | 37 | 9 | 0.97 | 5000 | 74
PZJYMJWQ | Visionaire Lighting | PGR | PGR-1-T5-16LC-7-5K-UNV-[LPM, SMB, PM12, PM24, PM36] | Outdoor Luminaires | Low Output | Parking Garage Luminaires | Standard | FALSE | [9 empty] | 6/30/2016 12:00:00 AM | Not Dimmable | Not Dimmable | Yes |  |  | 4582.4 | 123.85 | 37 | 9 | 0.97 | 5000 | 74
PQY11QRJ | Visionaire Lighting | PGR | PGR-1-T5W-48LC-3-4K-[UNV, 5. 8]-[LPM, SMB, PM12, PM24, PM36] | Outdoor Luminaires | Mid Output | Parking Garage Luminaires | Standard | FALSE | [9 empty] | 6/30/2016 12:00:00 AM | Not Dimmable | Not Dimmable | Yes |  |  | 6624.2 | 127.39 | 52 | 20 | 0.9 | 4000 | 74
PPH2JQBB | Visionaire Lighting | PGR | PGR-1-T4-48LC-3-5K-[UNV, 5. 8]-[LPM, SMB, PM12, PM24, PM36] | Outdoor Luminaires | Mid Output | Parking Garage Luminaires | Standard | FALSE | [9 empty] | 6/30/2016 12:00:00 AM | Not Dimmable | Not Dimmable | Yes |  |  | 6890.67 | 132.51 | 52 | 20 | 0.9 | 5000 | 74
PXU91W8M | Visionaire Lighting | PGR | PGR-1-T5W-48LC-3-5K-[UNV, 5. 8]-[LPM, SMB, PM12, PM24, PM36] | Outdoor Luminaires | Mid Output | Parking Garage Luminaires | Standard | FALSE | [9 empty] | 6/30/2016 12:00:00 AM | Not Dimmable | Not Dimmable | Yes |  |  | 6972.84 | 134.09 | 52 | 20 | 0.9 | 5000 | 74
PYZRR5ER | Visionaire Lighting | PGR | PGR-1-T3-48LC-5-4K-[UNV, 5. 8]-[LPM, SMB, PM12, PM24, PM36] | Outdoor Luminaires | Mid Output | Parking Garage Luminaires | Standard | FALSE | [9 empty] | 6/30/2016 12:00:00 AM | Not Dimmable | Not Dimmable | Yes |  |  | 9216.03 | 115.2 | 80 | 14 | 0.95 | 4000 | 74
PAKCW3E8 | Visionaire Lighting | PGR | PGR-1-T1-48LC-5-5K-[UNV, 5. 8]-[LPM, SMB, PM12, PM24, PM36] | Outdoor Luminaires | High Output | Parking Garage Luminaires | Standard | FALSE | [9 empty] | 6/30/2016 12:00:00 AM | Not Dimmable | Not Dimmable | Yes |  |  | 10525.45 | 131.57 | 80 | 14 | 0.95 | 5000 | 74
P1C85D17 | Visionaire Lighting | PGR | PGR-1-T5-48LC-5-5K-[UNV, 5. 8]-[LPM, SMB, PM12, PM24, PM36] | Outdoor Luminaires | High Output | Parking Garage Luminaires | Standard | FALSE | [9 empty] | 6/30/2016 12:00:00 AM | Not Dimmable | Not Dimmable | Yes |  |  | 10653 | 133.16 | 80 | 14 | 0.95 | 5000 | 74
PMYP8JZM | Visionaire Lighting | PGR | PGR-1-T1-48LC-7-4K-[UNV, 5. 8]-[LPM, SMB, PM12, PM24, PM36] | Outdoor Luminaires | High Output | Parking Garage Luminaires | Standard | FALSE | [9 empty] | 6/30/2016 12:00:00 AM | Not Dimmable | Not Dimmable | Yes |  |  | 11247.94 | 107.43 | 104.7 | 15.1 | 0.95 | 4000 | 74
P3HC75EA | Visionaire Lighting | PGR | PGR-1-T3-32LC-3-4K-UNV-[LPM, SMB, PM12, PM24, PM36] | Outdoor Luminaires | Low Output | Parking Garage Luminaires | Standard | FALSE | [9 empty] | 6/30/2016 12:00:00 AM | Not Dimmable | Not Dimmable | Yes |  |  | 4413.62 | 126.1 | 35 | 8 | 0.93 | 4000 | 74
PN4J54V5 | Visionaire Lighting | PGR | PGR-1-T4-32LC-3-4K-UNV-[LPM, SMB, PM12, PM24, PM36] | Outdoor Luminaires | Low Output | Parking Garage Luminaires | Standard | FALSE | [9 empty] | 6/30/2016 12:00:00 AM | Not Dimmable | Not Dimmable | Yes |  |  | 4325.5 | 123.59 | 35 | 8 | 0.93 | 4000 | 74
P25NPJFD | Visionaire Lighting | PGR | PGR-1-T5-32LC-3-4K-UNV-[LPM, SMB, PM12, PM24, PM36] | Outdoor Luminaires | Low Output | Parking Garage Luminaires | Standard | FALSE | [9 empty] | 6/30/2016 12:00:00 AM | Not Dimmable | Not Dimmable | Yes |  |  | 4846.7 | 138.48 | 35 | 8 | 0.93 | 4000 | 74
PG5WXHHG | Visionaire Lighting | PGR | PGR-1-T3-32LC-3-5K-UNV-[LPM, SMB, PM12, PM24, PM36] | Outdoor Luminaires | Low Output | Parking Garage Luminaires | Standard | FALSE | [9 empty] | 6/30/2016 12:00:00 AM | Not Dimmable | Not Dimmable | Yes |  |  | 4645.91 | 132.74 | 35 | 8 | 0.93 | 5000 | 74
PNZKUPF2 | Visionaire Lighting | PGR | PGR-1-T5-48LC-7-4K-[UNV, 5. 8]-[LPM, SMB, PM12, PM24, PM36] | Outdoor Luminaires | High Output | Parking Garage Luminaires | Standard | FALSE | [9 empty] | 6/30/2016 12:00:00 AM | Not Dimmable | Not Dimmable | Yes |  |  | 11384.25 | 108.73 | 104.7 | 15.1 | 0.95 | 4000 | 74
PCF2RM96 | Visionaire Lighting | PGR | PGR-1-T2-48LC-7-5K-[UNV, 5. 8]-[LPM, SMB, PM12, PM24, PM36] | Outdoor Luminaires | High Output | Parking Garage Luminaires | Standard | FALSE | [9 empty] | 6/30/2016 12:00:00 AM | Not Dimmable | Not Dimmable | Yes |  |  | 10955.13 | 104.63 | 104.7 | 15.1 | 0.95 | 5000 | 74
PTU2CNKH | Visionaire Lighting | PGR | PGR-1-T5-48LC-7-5K-[UNV, 5. 8]-[LPM, SMB, PM12, PM24, PM36] | Outdoor Luminaires | High Output | Parking Garage Luminaires | Standard | FALSE | [9 empty] | 6/30/2016 12:00:00 AM | Not Dimmable | Not Dimmable | Yes |  |  | 11983.42 | 114.45 | 104.7 | 15.1 | 0.95 | 5000 | 74
P3QDNWX7 | Visionaire Lighting | PGR | PGR-1-T4-16LC-3-4K-UNV-[LPM, SMB, PM12, PM24, PM36] | Outdoor Luminaires | Low Output | Parking Garage Luminaires | Standard | FALSE | [9 empty] | 6/30/2016 12:00:00 AM | Not Dimmable | Not Dimmable | Yes |  |  | 2149.35 | 119.41 | 18 | 11 | 0.97 | 4000 | 74
P98E9JM7 | Visionaire Lighting | PGR | PGR-1-T3-16LC-3-5K-UNV-[LPM, SMB, PM12, PM24, PM36] | Outdoor Luminaires | Low Output | Parking Garage Luminaires | Standard | FALSE | [9 empty] | 6/30/2016 12:00:00 AM | Not Dimmable | Not Dimmable | Yes |  |  | 2308.57 | 128.25 | 18 | 11 | 0.97 | 5000 | 74
PU1H3W7P | Visionaire Lighting | PGR | PGR-1-T1-16LC-10-5K-UNV-[LPM, SMB, PM12, PM24, PM36]-DIM | Outdoor Luminaires | Mid Output | Parking Garage Luminaires | Standard | FALSE | [9 empty] | 6/30/2016 12:00:00 AM | Dimmable | Continuous Above 10 | Yes |  |  | 6150.03 | 111.82 | 55 | 10 | 0.94 | 5000 | 74
PF98NUZ6 | Visionaire Lighting | PGR | PGR-1-T3-16LC-10-5K-UNV-[LPM, SMB, PM12, PM24, PM36]-DIM | Outdoor Luminaires | Mid Output | Parking Garage Luminaires | Standard | FALSE | [9 empty] | 6/30/2016 12:00:00 AM | Dimmable | Continuous Above 10 | Yes |  |  | 5668.35 | 103.06 | 55 | 10 | 0.94 | 5000 | 74
PFSFDK8G | Visionaire Lighting | PGR | PGR-1-T5-32LC-3-5K-UNV-[LPM, SMB, PM12, PM24, PM36]-DIM | Outdoor Luminaires | Mid Output | Parking Garage Luminaires | Standard | FALSE | [9 empty] | 6/30/2016 12:00:00 AM | Dimmable | Continuous Above 10 | Yes |  |  | 5101.79 | 145.77 | 35 | 8 | 0.93 | 5000 | 74
PB8W1SXP | Visionaire Lighting | PGR | PGR-1-T3-32LC-5-4K-[UNV, 5. 8]-[LPM, SMB, PM12, PM24, PM36]-DIM | Outdoor Luminaires | Mid Output | Parking Garage Luminaires | Standard | FALSE | [9 empty] | 6/30/2016 12:00:00 AM | Dimmable | Continuous Above 10 | Yes |  |  | 6114.88 | 117.59 | 52 | 10 | 0.93 | 4000 | 74
P2JPSNCD | Visionaire Lighting | PGR | PGR-1-T5W-32LC-5-4K-[UNV, 5. 8]-[LPM, SMB, PM12, PM24, PM36]-DIM | Outdoor Luminaires | Mid Output | Parking Garage Luminaires | Standard | FALSE | [9 empty] | 6/30/2016 12:00:00 AM | Dimmable | Continuous Above 10 | Yes |  |  | 6064.26 | 116.62 | 52 | 10 | 0.93 | 4000 | 74
PBNRJ4RM | Visionaire Lighting | PGR | PGR-1-T1-32LC-5-5K-[UNV, 5. 8]-[LPM, SMB, PM12, PM24, PM36]-DIM | Outdoor Luminaires | Mid Output | Parking Garage Luminaires | Standard | FALSE | [9 empty] | 6/30/2016 12:00:00 AM | Dimmable | Continuous Above 10 | Yes |  |  | 6983.69 | 134.3 | 52 | 10 | 0.93 | 5000 | 74
PPHPZDCJ | Visionaire Lighting | PGR | PGR-1-T4-32LC-5-5K-[UNV, 5. 8]-[LPM, SMB, PM12, PM24, PM36]-DIM | Outdoor Luminaires | Mid Output | Parking Garage Luminaires | Standard | FALSE | [9 empty] | 6/30/2016 12:00:00 AM | Dimmable | Continuous Above 10 | Yes |  |  | 6308.2 | 121.31 | 52 | 10 | 0.93 | 5000 | 74
PPA6TSPK | Visionaire Lighting | PGR | PGR-1-T2-16LC-3-4K-UNV-[LPM, SMB, PM12, PM24, PM36]-DIM | Outdoor Luminaires | Low Output | Parking Garage Luminaires | Standard | FALSE | [9 empty] | 6/30/2016 12:00:00 AM | Dimmable | Continuous Above 10 | Yes |  |  | 2201.68 | 122.32 | 18 | 11 | 0.97 | 4000 | 74
PTAHAY2V | Visionaire Lighting | PGR | PGR-1-T2-16LC-3-5K-UNV-[LPM, SMB, PM12, PM24, PM36]-DIM | Outdoor Luminaires | Low Output | Parking Garage Luminaires | Standard | FALSE | [9 empty] | 6/30/2016 12:00:00 AM | Dimmable | Continuous Above 10 | Yes |  |  | 2317.56 | 128.75 | 18 | 11 | 0.97 | 5000 | 74
P22577X4 | Visionaire Lighting | PGR | PGR-1-T5W-16LC-3-5K-UNV-[LPM, SMB, PM12, PM24, PM36]-DIM | Outdoor Luminaires | Low Output | Parking Garage Luminaires | Standard | FALSE | [9 empty] | 6/30/2016 12:00:00 AM | Dimmable | Continuous Above 10 | Yes |  |  | 2289.46 | 127.19 | 18 | 11 | 0.97 | 5000 | 74
PBSNN1TW | Visionaire Lighting | PGR | PGR-1-T1-16LC-5-4K-UNV-[LPM, SMB, PM12, PM24, PM36]-DIM | Outdoor Luminaires | Low Output | Parking Garage Luminaires | Standard | FALSE | [9 empty] | 6/30/2016 12:00:00 AM | Dimmable | Continuous Above 10 | Yes |  |  | 3274.14 | 125.93 | 26 | 15 | 0.94 | 4000 | 74
PYC7T9QE | Visionaire Lighting | PGR | PGR-1-T3-16LC-5-4K-UNV-[LPM, SMB, PM12, PM24, PM36]-DIM | Outdoor Luminaires | Low Output | Parking Garage Luminaires | Standard | FALSE | [9 empty] | 6/30/2016 12:00:00 AM | Dimmable | Continuous Above 10 | Yes |  |  | 3017.7 | 116.07 | 26 | 15 | 0.94 | 4000 | 74
PZ8Q7HYZ | Visionaire Lighting | PGR | PGR-1-T2-16LC-5-5K-UNV-[LPM, SMB, PM12, PM24, PM36]-DIM | Outdoor Luminaires | Low Output | Parking Garage Luminaires | Standard | FALSE | [9 empty] | 6/30/2016 12:00:00 AM | Dimmable | Continuous Above 10 | Yes |  |  | 3188.9 | 122.65 | 26 | 15 | 0.94 | 5000 | 74
P9E4YWKY | Visionaire Lighting | PGR | PGR-1-T5W-16LC-5-5K-UNV-[LPM, SMB, PM12, PM24, PM36]-DIM | Outdoor Luminaires | Low Output | Parking Garage Luminaires | Standard | FALSE | [9 empty] | 6/30/2016 12:00:00 AM | Dimmable | Continuous Above 10 | Yes |  |  | 3150.23 | 121.16 | 26 | 15 | 0.94 | 5000 | 74
PZ392N45 | Visionaire Lighting | PGR | PGR-1-T4-16LC-7-4K-UNV-[LPM, SMB, PM12, PM24, PM36]-DIM | Outdoor Luminaires | Low Output | Parking Garage Luminaires | Standard | FALSE | [9 empty] | 6/30/2016 12:00:00 AM | Dimmable | Continuous Above 10 | Yes |  |  | 3885.13 | 105 | 37 | 9 | 0.97 | 4000 | 74
PEBV1NBM | Visionaire Lighting | PGR | PGR-1-T3-32LC-7-4K-[UNV, 5. 8]-[LPM, SMB, PM12, PM24, PM36]-DIM | Outdoor Luminaires | Mid Output | Parking Garage Luminaires | Standard | FALSE | [9 empty] | 6/30/2016 12:00:00 AM | Dimmable | Continuous Above 10 | Yes |  |  | 7669.96 | 108.03 | 71 | 7 | 0.99 | 4000 | 74
PBR462PC | Visionaire Lighting | PGR | PGR-1-T4-32LC-7-4K-[UNV, 5. 8]-[LPM, SMB, PM12, PM24, PM36]-DIM | Outdoor Luminaires | Mid Output | Parking Garage Luminaires | Standard | FALSE | [9 empty] | 6/30/2016 12:00:00 AM | Dimmable | Continuous Above 10 | Yes |  |  | 7516.82 | 105.87 | 71 | 7 | 0.99 | 4000 | 74
P3YXFE9X | Visionaire Lighting | PGR | PGR-1-T5-32LC-7-4K-[UNV, 5. 8]-[LPM, SMB, PM12, PM24, PM36]-DIM | Outdoor Luminaires | Mid Output | Parking Garage Luminaires | Standard | FALSE | [9 empty] | 6/30/2016 12:00:00 AM | Dimmable | Continuous Above 10 | Yes |  |  | 8422.58 | 118.63 | 71 | 7 | 0.99 | 4000 | 74
PNB3D2ES | Visionaire Lighting | PGR | PGR-1-T5W-32LC-7-4K-[UNV, 5. 8]-[LPM, SMB, PM12, PM24, PM36]-DIM | Outdoor Luminaires | Mid Output | Parking Garage Luminaires | Standard | FALSE | [9 empty] | 6/30/2016 12:00:00 AM | Dimmable | Continuous Above 10 | Yes |  |  | 7606.47 | 107.13 | 71 | 7 | 0.99 | 4000 | 74
PZV7CBXU | Visionaire Lighting | PGR | PGR-1-T5W-32LC-7-5K-[UNV, 5. 8]-[LPM, SMB, PM12, PM24, PM36]-DIM | Outdoor Luminaires | Mid Output | Parking Garage Luminaires | Standard | FALSE | [9 empty] | 6/30/2016 12:00:00 AM | Dimmable | Continuous Above 10 | Yes |  |  | 8006.81 | 112.77 | 71 | 7 | 0.99 | 5000 | 74
PU265DD3 | Visionaire Lighting | PGR | PGR-1-T2-32LC-10-4K-[UNV, 5. 8]-[LPM, SMB, PM12, PM24, PM36]-DIM | Outdoor Luminaires | Mid Output | Parking Garage Luminaires | Standard | FALSE | [9 empty] | 6/30/2016 12:00:00 AM | Dimmable | Continuous Above 10 | Yes |  |  | 9867.42 | 91.37 | 108 | 12 | 0.97 | 4000 | 74
P8DF5Q44 | Visionaire Lighting | PGR | PGR-1-T5W-32LC-10-4K-[UNV, 5. 8]-[LPM, SMB, PM12, PM24, PM36]-DIM | Outdoor Luminaires | Mid Output | Parking Garage Luminaires | Standard | FALSE | [9 empty] | 6/30/2016 12:00:00 AM | Dimmable | Continuous Above 10 | Yes |  |  | 9747.76 | 90.26 | 108 | 12 | 0.97 | 4000 | 74
PAZ231C4 | Visionaire Lighting | PGR | PGR-1-T2-32LC-10-5K-[UNV, 5. 8]-[LPM, SMB, PM12, PM24, PM36]-DIM | Outdoor Luminaires | High Output | Parking Garage Luminaires | Standard | FALSE | [9 empty] | 6/30/2016 12:00:00 AM | Dimmable | Continuous Above 10 | Yes |  |  | 10386.76 | 96.17 | 108 | 12 | 0.97 | 5000 | 74
PBNA18KG | Visionaire Lighting | PGR | PGR-1-T3-32LC-10-5K-[UNV, 5. 8]-[LPM, SMB, PM12, PM24, PM36]-DIM | Outdoor Luminaires | High Output | Parking Garage Luminaires | Standard | FALSE | [9 empty] | 6/30/2016 12:00:00 AM | Dimmable | Continuous Above 10 | Yes |  |  | 10346.45 | 95.8 | 108 | 12 | 0.97 | 5000 | 74
PB8FG34M | Visionaire Lighting | PGR | PGR-1-T5W-32LC-10-5K-[UNV, 5. 8]-[LPM, SMB, PM12, PM24, PM36]-DIM | Outdoor Luminaires | High Output | Parking Garage Luminaires | Standard | FALSE | [9 empty] | 6/30/2016 12:00:00 AM | Dimmable | Continuous Above 10 | Yes |  |  | 10260.8 | 95.01 | 108 | 12 | 0.97 | 5000 | 74
PVFTC14N | Visionaire Lighting | PGR | PGR-1-T3-48LC-3-4K-[UNV, 5. 8]-[LPM, SMB, PM12, PM24, PM36]-DIM | Outdoor Luminaires | Mid Output | Parking Garage Luminaires | Standard | FALSE | [9 empty] | 6/30/2016 12:00:00 AM | Dimmable | Continuous Above 10 | Yes |  |  | 6679.5 | 128.45 | 52 | 20 | 0.9 | 4000 | 74
P92DSE4A | Visionaire Lighting | PGR | PGR-1-T4-48LC-3-4K-[UNV, 5. 8]-[LPM, SMB, PM12, PM24, PM36]-DIM | Outdoor Luminaires | Mid Output | Parking Garage Luminaires | Standard | FALSE | [9 empty] | 6/30/2016 12:00:00 AM | Dimmable | Continuous Above 10 | Yes |  |  | 6546.13 | 125.89 | 52 | 20 | 0.9 | 4000 | 74
PQ4TFR61 | Visionaire Lighting | PGR | PGR-1-T5-48LC-3-4K-[UNV, 5. 8]-[LPM, SMB, PM12, PM24, PM36]-DIM | Outdoor Luminaires | Mid Output | Parking Garage Luminaires | Standard | FALSE | [9 empty] | 6/30/2016 12:00:00 AM | Dimmable | Continuous Above 10 | Yes |  |  | 7334.92 | 141.06 | 52 | 20 | 0.9 | 4000 | 74
PV5GZMGR | Visionaire Lighting | PGR | PGR-1-T1-48LC-3-5K-[UNV, 5. 8]-[LPM, SMB, PM12, PM24, PM36]-DIM | Outdoor Luminaires | Mid Output | Parking Garage Luminaires | Standard | FALSE | [9 empty] | 6/30/2016 12:00:00 AM | Dimmable | Continuous Above 10 | Yes |  |  | 7628.53 | 146.7 | 52 | 20 | 0.9 | 5000 | 74
PH7WUDGQ | Visionaire Lighting | PGR | PGR-1-T3-48LC-5-4K-[UNV, 5. 8]-[LPM, SMB, PM12, PM24, PM36]-DIM | Outdoor Luminaires | Mid Output | Parking Garage Luminaires | Standard | FALSE | [9 empty] | 6/30/2016 12:00:00 AM | Dimmable | Continuous Above 10 | Yes |  |  | 9216.03 | 115.2 | 80 | 14 | 0.95 | 4000 | 74
PHFW4YZC | Visionaire Lighting | PGR | PGR-1-T1-48LC-5-5K-[UNV, 5. 8]-[LPM, SMB, PM12, PM24, PM36]-DIM | Outdoor Luminaires | High Output | Parking Garage Luminaires | Standard | FALSE | [9 empty] | 6/30/2016 12:00:00 AM | Dimmable | Continuous Above 10 | Yes |  |  | 10525.45 | 131.57 | 80 | 14 | 0.95 | 5000 | 74
PGFNM5DY | Visionaire Lighting | PGR | PGR-1-T2-48LC-5-5K-[UNV, 5. 8]-[LPM, SMB, PM12, PM24, PM36]-DIM | Outdoor Luminaires | Mid Output | Parking Garage Luminaires | Standard | FALSE | [9 empty] | 6/30/2016 12:00:00 AM | Dimmable | Continuous Above 10 | Yes |  |  | 9738.88 | 121.74 | 80 | 14 | 0.95 | 5000 | 74
P191QSMZ | Visionaire Lighting | PGR | PGR-1-T5W-48LC-5-5K-[UNV, 5. 8]-[LPM, SMB, PM12, PM24, PM36]-DIM | Outdoor Luminaires | Mid Output | Parking Garage Luminaires | Standard | FALSE | [9 empty] | 6/30/2016 12:00:00 AM | Dimmable | Continuous Above 10 | Yes |  |  | 9620.77 | 120.26 | 80 | 14 | 0.95 | 5000 | 74
PHV99S6G | Visionaire Lighting | PGR | PGR-1-T2-48LC-7-4K-[UNV, 5. 8]-[LPM, SMB, PM12, PM24, PM36]-DIM | Outdoor Luminaires | High Output | Parking Garage Luminaires | Standard | FALSE | [9 empty] | 6/30/2016 12:00:00 AM | Dimmable | Continuous Above 10 | Yes |  |  | 10407.37 | 99.4 | 104.7 | 15.1 | 0.95 | 4000 | 74
PWAQFAPB | Visionaire Lighting | PGR | PGR-1-T3-48LC-7-4K-[UNV, 5. 8]-[LPM, SMB, PM12, PM24, PM36]-DIM | Outdoor Luminaires | High Output | Parking Garage Luminaires | Standard | FALSE | [9 empty] | 6/30/2016 12:00:00 AM | Dimmable | Continuous Above 10 | Yes |  |  | 10366.99 | 99.02 | 104.7 | 15.1 | 0.95 | 4000 | 74
P9KJS8Y4 | Visionaire Lighting | PGR | PGR-1-T2-48LC-7-5K-[UNV, 5. 8]-[LPM, SMB, PM12, PM24, PM36]-DIM | Outdoor Luminaires | High Output | Parking Garage Luminaires | Standard | FALSE | [9 empty] | 6/30/2016 12:00:00 AM | Dimmable | Continuous Above 10 | Yes |  |  | 10955.13 | 104.63 | 104.7 | 15.1 | 0.95 | 5000 | 74
PAPT15DF | Visionaire Lighting | PGR | PGR-1-T5W-48LC-7-5K-[UNV, 5. 8]-[LPM, SMB, PM12, PM24, PM36]-DIM | Outdoor Luminaires | High Output | Parking Garage Luminaires | Standard | FALSE | [9 empty] | 6/30/2016 12:00:00 AM | Dimmable | Continuous Above 10 | Yes |  |  | 10822.28 | 103.36 | 104.7 | 15.1 | 0.95 | 5000 | 74
P63P4F1V | Visionaire Lighting | PGR | PGR-1-T4-16LC-7-5K-UNV-[LPM, SMB, PM12, PM24, PM36]-DIM | Outdoor Luminaires | Low Output | Parking Garage Luminaires | Standard | FALSE | [9 empty] | 6/30/2016 12:00:00 AM | Dimmable | Continuous Above 10 | Yes |  |  | 4089.61 | 110.53 | 37 | 9 | 0.97 | 5000 | 74
PQ7B2G52 | Visionaire Lighting | PGR | PGR-1-T1-32LC-3-4K-UNV-[LPM, SMB, PM12, PM24, PM36]-DIM | Outdoor Luminaires | Low Output | Parking Garage Luminaires | Standard | FALSE | [9 empty] | 6/30/2016 12:00:00 AM | Dimmable | Continuous Above 10 | Yes |  |  | 4788.67 | 136.82 | 35 | 8 | 0.93 | 4000 | 74
PA29E1U8 | Visionaire Lighting | PGR | PGR-1-T3-32LC-3-4K-UNV-[LPM, SMB, PM12, PM24, PM36]-DIM | Outdoor Luminaires | Low Output | Parking Garage Luminaires | Standard | FALSE | [9 empty] | 6/30/2016 12:00:00 AM | Dimmable | Continuous Above 10 | Yes |  |  | 4413.62 | 126.1 | 35 | 8 | 0.93 | 4000 | 74
P96ZYUHG | Visionaire Lighting | PGR | PGR-1-T4-32LC-3-4K-UNV-[LPM, SMB, PM12, PM24, PM36]-DIM | Outdoor Luminaires | Low Output | Parking Garage Luminaires | Standard | FALSE | [9 empty] | 6/30/2016 12:00:00 AM | Dimmable | Continuous Above 10 | Yes |  |  | 4325.5 | 123.59 | 35 | 8 | 0.93 | 4000 | 74
PBNDYWVH | Visionaire Lighting | PGR | PGR-1-T4-32LC-3-5K-UNV-[LPM, SMB, PM12, PM24, PM36]-DIM | Outdoor Luminaires | Low Output | Parking Garage Luminaires | Standard | FALSE | [9 empty] | 6/30/2016 12:00:00 AM | Dimmable | Continuous Above 10 | Yes |  |  | 4553.15 | 130.09 | 35 | 8 | 0.93 | 5000 | 74
P7T8EUBN | Visionaire Lighting | PGR | PGR-1-T1-16LC-7-4K-UNV-[LPM, SMB, PM12, PM24, PM36] | Outdoor Luminaires | Low Output | Parking Garage Luminaires | Standard | FALSE | [9 empty] | 6/30/2016 12:00:00 AM | Not Dimmable | Not Dimmable | Yes |  |  | 4301.15 | 116.25 | 37 | 9 | 0.97 | 4000 | 74
PFT9MDH2 | Visionaire Lighting | PGR | PGR-1-T2-16LC-7-4K-UNV-[LPM, SMB, PM12, PM24, PM36] | Outdoor Luminaires | Low Output | Parking Garage Luminaires | Standard | FALSE | [9 empty] | 6/30/2016 12:00:00 AM | Not Dimmable | Not Dimmable | Yes |  |  | 3979.73 | 107.56 | 37 | 9 | 0.97 | 4000 | 74
PQUEG75T | Visionaire Lighting | PGR | PGR-1-T5W-16LC-10-4K-UNV-[LPM, SMB, PM12, PM24, PM36] | Outdoor Luminaires | Mid Output | Parking Garage Luminaires | Standard | FALSE | [9 empty] | 6/30/2016 12:00:00 AM | Not Dimmable | Not Dimmable | Yes |  |  | 5340.35 | 97.1 | 55 | 10 | 0.94 | 4000 | 74
PVV9QVR3 | Visionaire Lighting | PGR | PGR-1-T4-16LC-10-5K-UNV-[LPM, SMB, PM12, PM24, PM36] | Outdoor Luminaires | Mid Output | Parking Garage Luminaires | Standard | FALSE | [9 empty] | 6/30/2016 12:00:00 AM | Not Dimmable | Not Dimmable | Yes |  |  | 5555.18 | 101 | 55 | 10 | 0.94 | 5000 | 74
P47NPQGB | Visionaire Lighting | PGR | PGR-1-T1-32LC-3-5K-UNV-[LPM, SMB, PM12, PM24, PM36] | Outdoor Luminaires | Mid Output | Parking Garage Luminaires | Standard | FALSE | [9 empty] | 6/30/2016 12:00:00 AM | Not Dimmable | Not Dimmable | Yes |  |  | 5040.71 | 144.02 | 35 | 8 | 0.93 | 5000 | 74
PB4DU6NT | Visionaire Lighting | PGR | PGR-1-T5-32LC-3-5K-UNV-[LPM, SMB, PM12, PM24, PM36] | Outdoor Luminaires | Mid Output | Parking Garage Luminaires | Standard | FALSE | [9 empty] | 6/30/2016 12:00:00 AM | Not Dimmable | Not Dimmable | Yes |  |  | 5101.79 | 145.77 | 35 | 8 | 0.93 | 5000 | 74
PKG97KGD | Visionaire Lighting | PGR | PGR-1-T1-32LC-5-4K-[UNV, 5. 8]-[LPM, SMB, PM12, PM24, PM36] | Outdoor Luminaires | Mid Output | Parking Garage Luminaires | Standard | FALSE | [9 empty] | 6/30/2016 12:00:00 AM | Not Dimmable | Not Dimmable | Yes |  |  | 6634.51 | 127.59 | 52 | 10 | 0.93 | 4000 | 74
PMYED9R8 | Visionaire Lighting | PGR | PGR-1-T2-32LC-5-4K-[UNV, 5. 8]-[LPM, SMB, PM12, PM24, PM36] | Outdoor Luminaires | Mid Output | Parking Garage Luminaires | Standard | FALSE | [9 empty] | 6/30/2016 12:00:00 AM | Not Dimmable | Not Dimmable | Yes |  |  | 6138.7 | 118.05 | 52 | 10 | 0.93 | 4000 | 74
PSPTEFT1 | Visionaire Lighting | PGR | PGR-1-T3-32LC-5-4K-[UNV, 5. 8]-[LPM, SMB, PM12, PM24, PM36] | Outdoor Luminaires | Mid Output | Parking Garage Luminaires | Standard | FALSE | [9 empty] | 6/30/2016 12:00:00 AM | Not Dimmable | Not Dimmable | Yes |  |  | 6114.88 | 117.59 | 52 | 10 | 0.93 | 4000 | 74
PT7JFKJU | Visionaire Lighting | PGR | PGR-1-T2-32LC-5-5K-[UNV, 5. 8]-[LPM, SMB, PM12, PM24, PM36] | Outdoor Luminaires | Mid Output | Parking Garage Luminaires | Standard | FALSE | [9 empty] | 6/30/2016 12:00:00 AM | Not Dimmable | Not Dimmable | Yes |  |  | 6461.79 | 124.27 | 52 | 10 | 0.93 | 5000 | 74
PFES333P | Visionaire Lighting | PGR | PGR-1-T3-32LC-5-5K-[UNV, 5. 8]-[LPM, SMB, PM12, PM24, PM36] | Outdoor Luminaires | Mid Output | Parking Garage Luminaires | Standard | FALSE | [9 empty] | 6/30/2016 12:00:00 AM | Not Dimmable | Not Dimmable | Yes |  |  | 6436.72 | 123.78 | 52 | 10 | 0.93 | 5000 | 74
PBNTV55Q | Visionaire Lighting | PGR | PGR-1-T5W-32LC-5-5K-[UNV, 5. 8]-[LPM, SMB, PM12, PM24, PM36] | Outdoor Luminaires | Mid Output | Parking Garage Luminaires | Standard | FALSE | [9 empty] | 6/30/2016 12:00:00 AM | Not Dimmable | Not Dimmable | Yes |  |  | 6383.43 | 122.76 | 52 | 10 | 0.93 | 5000 | 74
PCHMZHHE | Visionaire Lighting | PGR | PGR-1-T3-32LC-7-4K-[UNV, 5. 8]-[LPM, SMB, PM12, PM24, PM36] | Outdoor Luminaires | Mid Output | Parking Garage Luminaires | Standard | FALSE | [9 empty] | 6/30/2016 12:00:00 AM | Not Dimmable | Not Dimmable | Yes |  |  | 7669.96 | 108.03 | 71 | 7 | 0.99 | 4000 | 74
P9H4MT3S | Visionaire Lighting | PGR | PGR-1-T3-32LC-10-4K-[UNV, 5. 8]-[LPM, SMB, PM12, PM24, PM36] | Outdoor Luminaires | Mid Output | Parking Garage Luminaires | Standard | FALSE | [9 empty] | 6/30/2016 12:00:00 AM | Not Dimmable | Not Dimmable | Yes |  |  | 9829.13 | 91.01 | 108 | 12 | 0.97 | 4000 | 74
PPHFB5Q2 | Visionaire Lighting | PGR | PGR-1-T5-32LC-10-4K-[UNV, 5. 8]-[LPM, SMB, PM12, PM24, PM36] | Outdoor Luminaires | High Output | Parking Garage Luminaires | Standard | FALSE | [9 empty] | 6/30/2016 12:00:00 AM | Not Dimmable | Not Dimmable | Yes |  |  | 10793.62 | 99.94 | 108 | 12 | 0.97 | 4000 | 74
PY3NZ9F8 | Visionaire Lighting | PGR | PGR-1-T5W-32LC-10-4K-[UNV, 5. 8]-[LPM, SMB, PM12, PM24, PM36] | Outdoor Luminaires | Mid Output | Parking Garage Luminaires | Standard | FALSE | [9 empty] | 6/30/2016 12:00:00 AM | Not Dimmable | Not Dimmable | Yes |  |  | 9747.76 | 90.26 | 108 | 12 | 0.97 | 4000 | 74
P3X297JM | Visionaire Lighting | PGR | PGR-1-T3-32LC-10-5K-[UNV, 5. 8]-[LPM, SMB, PM12, PM24, PM36] | Outdoor Luminaires | High Output | Parking Garage Luminaires | Standard | FALSE | [9 empty] | 6/30/2016 12:00:00 AM | Not Dimmable | Not Dimmable | Yes |  |  | 10346.45 | 95.8 | 108 | 12 | 0.97 | 5000 | 74
PMPFJBZM | Visionaire Lighting | PGR | PGR-1-T4-32LC-10-5K-[UNV, 5. 8]-[LPM, SMB, PM12, PM24, PM36] | Outdoor Luminaires | High Output | Parking Garage Luminaires | Standard | FALSE | [9 empty] | 6/30/2016 12:00:00 AM | Not Dimmable | Not Dimmable | Yes |  |  | 10139.88 | 93.89 | 108 | 12 | 0.97 | 5000 | 74
PX8VUXWD | Visionaire Lighting | PGR | PGR-1-T5W-32LC-10-5K-[UNV, 5. 8]-[LPM, SMB, PM12, PM24, PM36] | Outdoor Luminaires | High Output | Parking Garage Luminaires | Standard | FALSE | [9 empty] | 6/30/2016 12:00:00 AM | Not Dimmable | Not Dimmable | Yes |  |  | 10260.8 | 95.01 | 108 | 12 | 0.97 | 5000 | 74
PFWZB7XB | Visionaire Lighting | PGR | PGR-1-T2-48LC-3-4K-[UNV, 5. 8]-[LPM, SMB, PM12, PM24, PM36] | Outdoor Luminaires | Mid Output | Parking Garage Luminaires | Standard | FALSE | [9 empty] | 6/30/2016 12:00:00 AM | Not Dimmable | Not Dimmable | Yes |  |  | 6705.52 | 128.95 | 52 | 20 | 0.9 | 4000 | 74
PQVAZWTF | Visionaire Lighting | PGR | PGR-1-T4-48LC-3-4K-[UNV, 5. 8]-[LPM, SMB, PM12, PM24, PM36] | Outdoor Luminaires | Mid Output | Parking Garage Luminaires | Standard | FALSE | [9 empty] | 6/30/2016 12:00:00 AM | Not Dimmable | Not Dimmable | Yes |  |  | 6546.13 | 125.89 | 52 | 20 | 0.9 | 4000 | 74
P35V1V3C | Visionaire Lighting | PGR | PGR-1-T3-16LC-7-4K-UNV-[LPM, SMB, PM12, PM24, PM36] | Outdoor Luminaires | Low Output | Parking Garage Luminaires | Standard | FALSE | [9 empty] | 6/30/2016 12:00:00 AM | Not Dimmable | Not Dimmable | Yes |  |  | 3964.28 | 107.14 | 37 | 9 | 0.97 | 4000 | 74
P86C32FM | Visionaire Lighting | PGR | PGR-1-T3-16LC-7-5K-UNV-[LPM, SMB, PM12, PM24, PM36] | Outdoor Luminaires | Low Output | Parking Garage Luminaires | Standard | FALSE | [9 empty] | 6/30/2016 12:00:00 AM | Not Dimmable | Not Dimmable | Yes |  |  | 4172.93 | 112.78 | 37 | 9 | 0.97 | 5000 | 74
P9MU3TMZ | Visionaire Lighting | PGR | PGR-1-T5W-16LC-7-5K-UNV-[LPM, SMB, PM12, PM24, PM36] | Outdoor Luminaires | Low Output | Parking Garage Luminaires | Standard | FALSE | [9 empty] | 6/30/2016 12:00:00 AM | Not Dimmable | Not Dimmable | Yes |  |  | 4138.38 | 111.85 | 37 | 9 | 0.97 | 5000 | 74
PJBDRR3D | Visionaire Lighting | PGR | PGR-1-T1-32LC-3-4K-UNV-[LPM, SMB, PM12, PM24, PM36] | Outdoor Luminaires | Low Output | Parking Garage Luminaires | Standard | FALSE | [9 empty] | 6/30/2016 12:00:00 AM | Not Dimmable | Not Dimmable | Yes |  |  | 4788.67 | 136.82 | 35 | 8 | 0.93 | 4000 | 74
P57R167G | Visionaire Lighting | PGR | PGR-1-T1-48LC-3-5K-[UNV, 5. 8]-[LPM, SMB, PM12, PM24, PM36] | Outdoor Luminaires | Mid Output | Parking Garage Luminaires | Standard | FALSE | [9 empty] | 6/30/2016 12:00:00 AM | Not Dimmable | Not Dimmable | Yes |  |  | 7628.53 | 146.7 | 52 | 20 | 0.9 | 5000 | 74
PN6RS2J6 | Visionaire Lighting | PGR | PGR-1-T2-48LC-3-5K-[UNV, 5. 8]-[LPM, SMB, PM12, PM24, PM36] | Outdoor Luminaires | Mid Output | Parking Garage Luminaires | Standard | FALSE | [9 empty] | 6/30/2016 12:00:00 AM | Not Dimmable | Not Dimmable | Yes |  |  | 7058.44 | 135.74 | 52 | 20 | 0.9 | 5000 | 74
PMA367C9 | Visionaire Lighting | PGR | PGR-1-T1-48LC-5-4K-[UNV, 5. 8]-[LPM, SMB, PM12, PM24, PM36] | Outdoor Luminaires | Mid Output | Parking Garage Luminaires | Standard | FALSE | [9 empty] | 6/30/2016 12:00:00 AM | Not Dimmable | Not Dimmable | Yes |  |  | 9999.18 | 124.99 | 80 | 14 | 0.95 | 4000 | 74
P7D2PZM2 | Visionaire Lighting | PGR | PGR-1-T4-48LC-5-4K-[UNV, 5. 8]-[LPM, SMB, PM12, PM24, PM36] | Outdoor Luminaires | Mid Output | Parking Garage Luminaires | Standard | FALSE | [9 empty] | 6/30/2016 12:00:00 AM | Not Dimmable | Not Dimmable | Yes |  |  | 9032.02 | 112.9 | 80 | 14 | 0.95 | 4000 | 74
P748E1EC | Visionaire Lighting | PGR | PGR-1-T5-48LC-5-4K-[UNV, 5. 8]-[LPM, SMB, PM12, PM24, PM36] | Outdoor Luminaires | High Output | Parking Garage Luminaires | Standard | FALSE | [9 empty] | 6/30/2016 12:00:00 AM | Not Dimmable | Not Dimmable | Yes |  |  | 10120.35 | 126.5 | 80 | 14 | 0.95 | 4000 | 74
P5TJ236P | Visionaire Lighting | PGR | PGR-1-T2-48LC-5-5K-[UNV, 5. 8]-[LPM, SMB, PM12, PM24, PM36] | Outdoor Luminaires | Mid Output | Parking Garage Luminaires | Standard | FALSE | [9 empty] | 6/30/2016 12:00:00 AM | Not Dimmable | Not Dimmable | Yes |  |  | 9738.88 | 121.74 | 80 | 14 | 0.95 | 5000 | 74
P7BSH1GJ | Visionaire Lighting | PGR | PGR-1-T3-48LC-5-5K-[UNV, 5. 8]-[LPM, SMB, PM12, PM24, PM36] | Outdoor Luminaires | Mid Output | Parking Garage Luminaires | Standard | FALSE | [9 empty] | 6/30/2016 12:00:00 AM | Not Dimmable | Not Dimmable | Yes |  |  | 9701.08 | 121.26 | 80 | 14 | 0.95 | 5000 | 74
P4Y27G4C | Visionaire Lighting | PGR | PGR-1-T5W-48LC-5-5K-[UNV, 5. 8]-[LPM, SMB, PM12, PM24, PM36] | Outdoor Luminaires | Mid Output | Parking Garage Luminaires | Standard | FALSE | [9 empty] | 6/30/2016 12:00:00 AM | Not Dimmable | Not Dimmable | Yes |  |  | 9620.77 | 120.26 | 80 | 14 | 0.95 | 5000 | 74
P76KH4R7 | Visionaire Lighting | PGR | PGR-1-T2-48LC-7-4K-[UNV, 5. 8]-[LPM, SMB, PM12, PM24, PM36] | Outdoor Luminaires | High Output | Parking Garage Luminaires | Standard | FALSE | [9 empty] | 6/30/2016 12:00:00 AM | Not Dimmable | Not Dimmable | Yes |  |  | 10407.37 | 99.4 | 104.7 | 15.1 | 0.95 | 4000 | 74
PFWWE2SD | Visionaire Lighting | PGR | PGR-1-T3-48LC-7-4K-[UNV, 5. 8]-[LPM, SMB, PM12, PM24, PM36] | Outdoor Luminaires | High Output | Parking Garage Luminaires | Standard | FALSE | [9 empty] | 6/30/2016 12:00:00 AM | Not Dimmable | Not Dimmable | Yes |  |  | 10366.99 | 99.02 | 104.7 | 15.1 | 0.95 | 4000 | 74
P76RPN49 | Visionaire Lighting | PGR | PGR-1-T5W-32LC-3-5K-UNV-[LPM, SMB, PM12, PM24, PM36] | Outdoor Luminaires | Low Output | Parking Garage Luminaires | Standard | FALSE | [9 empty] | 6/30/2016 12:00:00 AM | Not Dimmable | Not Dimmable | Yes |  |  | 4607.45 | 131.64 | 35 | 8 | 0.93 | 5000 | 74
P3Y5SXWZ | Visionaire Lighting | PGR | PGR-1-T3-16LC-10-4K-UNV-[LPM, SMB, PM12, PM24, PM36]-DIM | Outdoor Luminaires | Mid Output | Parking Garage Luminaires | Standard | FALSE | [9 empty] | 6/30/2016 12:00:00 AM | Dimmable | Continuous Above 10 | Yes |  |  | 5384.93 | 97.91 | 55 | 10 | 0.94 | 4000 | 74
PHGG3BV7 | Visionaire Lighting | PGR | PGR-1-T2-16LC-10-5K-UNV-[LPM, SMB, PM12, PM24, PM36]-DIM | Outdoor Luminaires | Mid Output | Parking Garage Luminaires | Standard | FALSE | [9 empty] | 6/30/2016 12:00:00 AM | Dimmable | Continuous Above 10 | Yes |  |  | 5690.43 | 103.46 | 55 | 10 | 0.94 | 5000 | 74
PHPA61YS | Visionaire Lighting | PGR | PGR-1-T2-16LC-7-4K-UNV-[LPM, SMB, PM12, PM24, PM36]-DIM | Outdoor Luminaires | Low Output | Parking Garage Luminaires | Standard | FALSE | [9 empty] | 6/30/2016 12:00:00 AM | Dimmable | Continuous Above 10 | Yes |  |  | 3979.73 | 107.56 | 37 | 9 | 0.97 | 4000 | 74
P3YEB98K | Visionaire Lighting | PGR | PGR-1-T2-48LC-3-5K-[UNV, 5. 8]-[LPM, SMB, PM12, PM24, PM36]-DIM | Outdoor Luminaires | Mid Output | Parking Garage Luminaires | Standard | FALSE | [9 empty] | 6/30/2016 12:00:00 AM | Dimmable | Continuous Above 10 | Yes |  |  | 7058.44 | 135.74 | 52 | 20 | 0.9 | 5000 | 74
PVP4SMZE | Visionaire Lighting | PGR | PGR-1-T5W-48LC-5-4K-[UNV, 5. 8]-[LPM, SMB, PM12, PM24, PM36]-DIM | Outdoor Luminaires | Mid Output | Parking Garage Luminaires | Standard | FALSE | [9 empty] | 6/30/2016 12:00:00 AM | Dimmable | Continuous Above 10 | Yes |  |  | 9139.73 | 114.25 | 80 | 14 | 0.95 | 4000 | 74
P5UY4JSB | Visionaire Lighting | PGR | PGR-1-T3-16LC-7-5K-UNV-[LPM, SMB, PM12, PM24, PM36]-DIM | Outdoor Luminaires | Low Output | Parking Garage Luminaires | Standard | FALSE | [9 empty] | 6/30/2016 12:00:00 AM | Dimmable | Continuous Above 10 | Yes |  |  | 4172.93 | 112.78 | 37 | 9 | 0.97 | 5000 | 74
PQY49U3U | Visionaire Lighting | PGR | PGR-1-T2-32LC-3-4K-UNV-[LPM, SMB, PM12, PM24, PM36]-DIM | Outdoor Luminaires | Low Output | Parking Garage Luminaires | Standard | FALSE | [9 empty] | 6/30/2016 12:00:00 AM | Dimmable | Continuous Above 10 | Yes |  |  | 4430.81 | 126.59 | 35 | 8 | 0.93 | 4000 | 74
PHZTA7W6 | Visionaire Lighting | PGR | PGR-1-T3-16LC-10-4K-UNV-[LPM, SMB, PM12, PM24, PM36] | Outdoor Luminaires | Mid Output | Parking Garage Luminaires | Standard | FALSE | [9 empty] | 6/30/2016 12:00:00 AM | Not Dimmable | Not Dimmable | Yes |  |  | 5384.93 | 97.91 | 55 | 10 | 0.94 | 4000 | 74
PEDD9PW2 | Visionaire Lighting | PGR | PGR-1-T1-16LC-10-5K-UNV-[LPM, SMB, PM12, PM24, PM36] | Outdoor Luminaires | Mid Output | Parking Garage Luminaires | Standard | FALSE | [9 empty] | 6/30/2016 12:00:00 AM | Not Dimmable | Not Dimmable | Yes |  |  | 6150.03 | 111.82 | 55 | 10 | 0.94 | 5000 | 74
P1ZN8Y5X | Visionaire Lighting | PGR | PGR-1-T3-16LC-10-5K-UNV-[LPM, SMB, PM12, PM24, PM36] | Outdoor Luminaires | Mid Output | Parking Garage Luminaires | Standard | FALSE | [9 empty] | 6/30/2016 12:00:00 AM | Not Dimmable | Not Dimmable | Yes |  |  | 5668.35 | 103.06 | 55 | 10 | 0.94 | 5000 | 74
PS6HVHMG | Visionaire Lighting | PGR | PGR-1-T4-32LC-5-5K-[UNV, 5. 8]-[LPM, SMB, PM12, PM24, PM36] | Outdoor Luminaires | Mid Output | Parking Garage Luminaires | Standard | FALSE | [9 empty] | 6/30/2016 12:00:00 AM | Not Dimmable | Not Dimmable | Yes |  |  | 6308.2 | 121.31 | 52 | 10 | 0.93 | 5000 | 74
PB8MSZ79 | Visionaire Lighting | PGR | PGR-1-T1-32LC-7-5K-[UNV, 5. 8]-[LPM, SMB, PM12, PM24, PM36] | Outdoor Luminaires | Mid Output | Parking Garage Luminaires | Standard | FALSE | [9 empty] | 6/30/2016 12:00:00 AM | Not Dimmable | Not Dimmable | Yes |  |  | 8759.72 | 123.38 | 71 | 7 | 0.99 | 5000 | 74
PY6Q8DWN | Visionaire Lighting | PGR | PGR-1-T5-32LC-7-5K-[UNV, 5. 8]-[LPM, SMB, PM12, PM24, PM36] | Outdoor Luminaires | Mid Output | Parking Garage Luminaires | Standard | FALSE | [9 empty] | 6/30/2016 12:00:00 AM | Not Dimmable | Not Dimmable | Yes |  |  | 8865.87 | 124.87 | 71 | 7 | 0.99 | 5000 | 74
PN418E5E | Visionaire Lighting | PGR | PGR-1-T1-32LC-10-5K-[UNV, 5. 8]-[LPM, SMB, PM12, PM24, PM36] | Outdoor Luminaires | High Output | Parking Garage Luminaires | Standard | FALSE | [9 empty] | 6/30/2016 12:00:00 AM | Not Dimmable | Not Dimmable | Yes |  |  | 11225.66 | 103.94 | 108 | 12 | 0.97 | 5000 | 74
PRVZCE44 | Visionaire Lighting | PGR | PGR-1-T3-48LC-3-4K-[UNV, 5. 8]-[LPM, SMB, PM12, PM24, PM36] | Outdoor Luminaires | Mid Output | Parking Garage Luminaires | Standard | FALSE | [9 empty] | 6/30/2016 12:00:00 AM | Not Dimmable | Not Dimmable | Yes |  |  | 6679.5 | 128.45 | 52 | 20 | 0.9 | 4000 | 74
PN5ZUHU4 | Visionaire Lighting | PGR | PGR-1-T2-16LC-3-5K-UNV-[LPM, SMB, PM12, PM24, PM36] | Outdoor Luminaires | Low Output | Parking Garage Luminaires | Standard | FALSE | [9 empty] | 6/30/2016 12:00:00 AM | Not Dimmable | Not Dimmable | Yes |  |  | 2317.56 | 128.75 | 18 | 11 | 0.97 | 5000 | 74
PAPAAFSY | Visionaire Lighting | PGR | PGR-1-T5W-16LC-3-5K-UNV-[LPM, SMB, PM12, PM24, PM36] | Outdoor Luminaires | Low Output | Parking Garage Luminaires | Standard | FALSE | [9 empty] | 6/30/2016 12:00:00 AM | Not Dimmable | Not Dimmable | Yes |  |  | 2289.46 | 127.19 | 18 | 11 | 0.97 | 5000 | 74
P653WA39 | Visionaire Lighting | PGR | PGR-1-T3-16LC-5-4K-UNV-[LPM, SMB, PM12, PM24, PM36] | Outdoor Luminaires | Low Output | Parking Garage Luminaires | Standard | FALSE | [9 empty] | 6/30/2016 12:00:00 AM | Not Dimmable | Not Dimmable | Yes |  |  | 3017.7 | 116.07 | 26 | 15 | 0.94 | 4000 | 74
PA5BKF5E | Visionaire Lighting | PGR | PGR-1-T1-16LC-5-5K-UNV-[LPM, SMB, PM12, PM24, PM36] | Outdoor Luminaires | Low Output | Parking Garage Luminaires | Standard | FALSE | [9 empty] | 6/30/2016 12:00:00 AM | Not Dimmable | Not Dimmable | Yes |  |  | 3446.46 | 132.56 | 26 | 15 | 0.94 | 5000 | 74
PFHMYGJK | Visionaire Lighting | PGR | PGR-1-T3-16LC-5-5K-UNV-[LPM, SMB, PM12, PM24, PM36] | Outdoor Luminaires | Low Output | Parking Garage Luminaires | Standard | FALSE | [9 empty] | 6/30/2016 12:00:00 AM | Not Dimmable | Not Dimmable | Yes |  |  | 3176.53 | 122.17 | 26 | 15 | 0.94 | 5000 | 74
P8GCT54A | Visionaire Lighting | PGR | PGR-1-T5W-16LC-5-5K-UNV-[LPM, SMB, PM12, PM24, PM36] | Outdoor Luminaires | Low Output | Parking Garage Luminaires | Standard | FALSE | [9 empty] | 6/30/2016 12:00:00 AM | Not Dimmable | Not Dimmable | Yes |  |  | 3150.23 | 121.16 | 26 | 15 | 0.94 | 5000 | 74
PPP5K55D | Visionaire Lighting | PGR | PGR-1-T5-16LC-3-5K-UNV-[LPM, SMB, PM12, PM24, PM36] | Outdoor Luminaires | Low Output | Parking Garage Luminaires | Standard | FALSE | [9 empty] | 6/30/2016 12:00:00 AM | Not Dimmable | Not Dimmable | Yes |  |  | 2535.1 | 140.84 | 18 | 11 | 0.97 | 5000 | 74
PQ9RZN7H | Visionaire Lighting | PGR | PGR-1-T1-16LC-5-4K-UNV-[LPM, SMB, PM12, PM24, PM36] | Outdoor Luminaires | Low Output | Parking Garage Luminaires | Standard | FALSE | [9 empty] | 6/30/2016 12:00:00 AM | Not Dimmable | Not Dimmable | Yes |  |  | 3274.14 | 125.93 | 26 | 15 | 0.94 | 4000 | 74
PYJQ6SRJ | Visionaire Lighting | PGR | PGR-1-T5W-48LC-7-5K-[UNV, 5. 8]-[LPM, SMB, PM12, PM24, PM36] | Outdoor Luminaires | High Output | Parking Garage Luminaires | Standard | FALSE | [9 empty] | 6/30/2016 12:00:00 AM | Not Dimmable | Not Dimmable | Yes |  |  | 10822.28 | 103.36 | 104.7 | 15.1 | 0.95 | 5000 | 74
PPV4KDHE | Visionaire Lighting | PGR | PGR-1-T1-32LC-5-4K-[UNV, 5. 8]-[LPM, SMB, PM12, PM24, PM36]-DIM | Outdoor Luminaires | Mid Output | Parking Garage Luminaires | Standard | FALSE | [9 empty] | 6/30/2016 12:00:00 AM | Dimmable | Continuous Above 10 | Yes |  |  | 6634.51 | 127.59 | 52 | 10 | 0.93 | 4000 | 74
P4YH7S2P | Visionaire Lighting | PGR | PGR-1-T5W-16LC-3-4K-UNV-[LPM, SMB, PM12, PM24, PM36]-DIM | Outdoor Luminaires | Low Output | Parking Garage Luminaires | Standard | FALSE | [9 empty] | 6/30/2016 12:00:00 AM | Dimmable | Continuous Above 10 | Yes |  |  | 2174.98 | 120.83 | 18 | 11 | 0.97 | 4000 | 74
PNXBB5PQ | Visionaire Lighting | PGR | PGR-1-T4-16LC-5-4K-UNV-[LPM, SMB, PM12, PM24, PM36]-DIM | Outdoor Luminaires | Low Output | Parking Garage Luminaires | Standard | FALSE | [9 empty] | 6/30/2016 12:00:00 AM | Dimmable | Continuous Above 10 | Yes |  |  | 2957.45 | 113.75 | 26 | 15 | 0.94 | 4000 | 74
PTHX8RM6 | Visionaire Lighting | PGR | PGR-1-T5-16LC-5-5K-UNV-[LPM, SMB, PM12, PM24, PM36]-DIM | Outdoor Luminaires | Low Output | Parking Garage Luminaires | Standard | FALSE | [9 empty] | 6/30/2016 12:00:00 AM | Dimmable | Continuous Above 10 | Yes |  |  | 3488.23 | 134.16 | 26 | 15 | 0.94 | 5000 | 74
PHXURFDN | Visionaire Lighting | PGR | PGR-1-T1-16LC-7-4K-UNV-[LPM, SMB, PM12, PM24, PM36]-DIM | Outdoor Luminaires | Low Output | Parking Garage Luminaires | Standard | FALSE | [9 empty] | 6/30/2016 12:00:00 AM | Dimmable | Continuous Above 10 | Yes |  |  | 4301.15 | 116.25 | 37 | 9 | 0.97 | 4000 | 74
P92WW645 | Visionaire Lighting | PGR | PGR-1-T5-32LC-7-5K-[UNV, 5. 8]-[LPM, SMB, PM12, PM24, PM36]-DIM | Outdoor Luminaires | Mid Output | Parking Garage Luminaires | Standard | FALSE | [9 empty] | 6/30/2016 12:00:00 AM | Dimmable | Continuous Above 10 | Yes |  |  | 8865.87 | 124.87 | 71 | 7 | 0.99 | 5000 | 74
P3TFXC6M | Visionaire Lighting | PGR | PGR-1-T3-48LC-3-5K-[UNV, 5. 8]-[LPM, SMB, PM12, PM24, PM36]-DIM | Outdoor Luminaires | Mid Output | Parking Garage Luminaires | Standard | FALSE | [9 empty] | 6/30/2016 12:00:00 AM | Dimmable | Continuous Above 10 | Yes |  |  | 7031.05 | 135.21 | 52 | 20 | 0.9 | 5000 | 74
PN23SERP | Visionaire Lighting | PGR | PGR-1-T5-48LC-3-5K-[UNV, 5. 8]-[LPM, SMB, PM12, PM24, PM36]-DIM | Outdoor Luminaires | Mid Output | Parking Garage Luminaires | Standard | FALSE | [9 empty] | 6/30/2016 12:00:00 AM | Dimmable | Continuous Above 10 | Yes |  |  | 7720.97 | 148.48 | 52 | 20 | 0.9 | 5000 | 74
PBVWQTZZ | Visionaire Lighting | PGR | PGR-1-T4-48LC-5-5K-[UNV, 5. 8]-[LPM, SMB, PM12, PM24, PM36]-DIM | Outdoor Luminaires | Mid Output | Parking Garage Luminaires | Standard | FALSE | [9 empty] | 6/30/2016 12:00:00 AM | Dimmable | Continuous Above 10 | Yes |  |  | 9507.39 | 118.84 | 80 | 14 | 0.95 | 5000 | 74
PUTD5HD8 | Visionaire Lighting | PGR | PGR-1-T2-32LC-3-5K-UNV-[LPM, SMB, PM12, PM24, PM36]-DIM | Outdoor Luminaires | Low Output | Parking Garage Luminaires | Standard | FALSE | [9 empty] | 6/30/2016 12:00:00 AM | Dimmable | Continuous Above 10 | Yes |  |  | 4664.01 | 133.26 | 35 | 8 | 0.93 | 5000 | 74
P5AXCJR6 | Visionaire Lighting | PGR | PGR-1-T5W-16LC-10-5K-UNV-[LPM, SMB, PM12, PM24, PM36] | Outdoor Luminaires | Mid Output | Parking Garage Luminaires | Standard | FALSE | [9 empty] | 6/30/2016 12:00:00 AM | Not Dimmable | Not Dimmable | Yes |  |  | 5621.43 | 102.21 | 55 | 10 | 0.94 | 5000 | 74
PJ9994QZ | Visionaire Lighting | PGR | PGR-1-T5W-32LC-5-4K-[UNV, 5. 8]-[LPM, SMB, PM12, PM24, PM36] | Outdoor Luminaires | Mid Output | Parking Garage Luminaires | Standard | FALSE | [9 empty] | 6/30/2016 12:00:00 AM | Not Dimmable | Not Dimmable | Yes |  |  | 6064.26 | 116.62 | 52 | 10 | 0.93 | 4000 | 74
PH9YD8BC | Visionaire Lighting | PGR | PGR-1-T1-32LC-7-4K-[UNV, 5. 8]-[LPM, SMB, PM12, PM24, PM36] | Outdoor Luminaires | Mid Output | Parking Garage Luminaires | Standard | FALSE | [9 empty] | 6/30/2016 12:00:00 AM | Not Dimmable | Not Dimmable | Yes |  |  | 8321.73 | 117.21 | 71 | 7 | 0.99 | 4000 | 74
PZGRKXG9 | Visionaire Lighting | PGR | PGR-1-T5-48LC-3-4K-[UNV, 5. 8]-[LPM, SMB, PM12, PM24, PM36] | Outdoor Luminaires | Mid Output | Parking Garage Luminaires | Standard | FALSE | [9 empty] | 6/30/2016 12:00:00 AM | Not Dimmable | Not Dimmable | Yes |  |  | 7334.92 | 141.06 | 52 | 20 | 0.9 | 4000 | 74
PAHENQJM | Visionaire Lighting | PGR | PGR-1-T5-16LC-7-4K-UNV-[LPM, SMB, PM12, PM24, PM36] | Outdoor Luminaires | Low Output | Parking Garage Luminaires | Standard | FALSE | [9 empty] | 6/30/2016 12:00:00 AM | Not Dimmable | Not Dimmable | Yes |  |  | 4353.28 | 117.66 | 37 | 9 | 0.97 | 4000 | 74
PNS3KB8Y | Visionaire Lighting | PGR | PGR-1-T2-16LC-7-5K-UNV-[LPM, SMB, PM12, PM24, PM36] | Outdoor Luminaires | Low Output | Parking Garage Luminaires | Standard | FALSE | [9 empty] | 6/30/2016 12:00:00 AM | Not Dimmable | Not Dimmable | Yes |  |  | 4189.18 | 113.22 | 37 | 9 | 0.97 | 5000 | 74
PA7NJCDX | Visionaire Lighting | PGR | PGR-1-T1-16LC-3-4K-UNV-[LPM, SMB, PM12, PM24, PM36]-DIM | Outdoor Luminaires | Low Output | Parking Garage Luminaires | Standard | FALSE | [9 empty] | 6/30/2016 12:00:00 AM | Dimmable | Continuous Above 10 | Yes |  |  | 2379.51 | 132.19 | 18 | 11 | 0.97 | 4000 | 74
PBJZ9772 | Visionaire Lighting | PGR | PGR-1-T5-16LC-3-4K-UNV-[LPM, SMB, PM12, PM24, PM36] | Outdoor Luminaires | Low Output | Parking Garage Luminaires | Standard | FALSE | [9 empty] | 6/30/2016 12:00:00 AM | Not Dimmable | Not Dimmable | Yes |  |  | 2408.34 | 133.8 | 18 | 11 | 0.97 | 4000 | 74
PH4T9U6W | Visionaire Lighting | PGR | PGR-1-T5W-16LC-3-4K-UNV-[LPM, SMB, PM12, PM24, PM36] | Outdoor Luminaires | Low Output | Parking Garage Luminaires | Standard | FALSE | [9 empty] | 6/30/2016 12:00:00 AM | Not Dimmable | Not Dimmable | Yes |  |  | 2174.98 | 120.83 | 18 | 11 | 0.97 | 4000 | 74
P4MM5EGF | Visionaire Lighting | PGR | PGR-1-T3-16LC-5-5K-UNV-[LPM, SMB, PM12, PM24, PM36]-DIM | Outdoor Luminaires | Low Output | Parking Garage Luminaires | Standard | FALSE | [9 empty] | 6/30/2016 12:00:00 AM | Dimmable | Continuous Above 10 | Yes |  |  | 3176.53 | 122.17 | 26 | 15 | 0.94 | 5000 | 74
PVKYMKNU | Visionaire Lighting | PGR | PGR-1-T5W-32LC-5-5K-[UNV, 5. 8]-[LPM, SMB, PM12, PM24, PM36]-DIM | Outdoor Luminaires | Mid Output | Parking Garage Luminaires | Standard | FALSE | [9 empty] | 6/30/2016 12:00:00 AM | Dimmable | Continuous Above 10 | Yes |  |  | 6383.43 | 122.76 | 52 | 10 | 0.93 | 5000 | 74
P26M79KE | Visionaire Lighting | PGR | PGR-1-T1-32LC-7-4K-[UNV, 5. 8]-[LPM, SMB, PM12, PM24, PM36]-DIM | Outdoor Luminaires | Mid Output | Parking Garage Luminaires | Standard | FALSE | [9 empty] | 6/30/2016 12:00:00 AM | Dimmable | Continuous Above 10 | Yes |  |  | 8321.73 | 117.21 | 71 | 7 | 0.99 | 4000 | 74
P5TUBMYJ | Visionaire Lighting | PGR | PGR-1-T3-32LC-10-4K-[UNV, 5. 8]-[LPM, SMB, PM12, PM24, PM36]-DIM | Outdoor Luminaires | Mid Output | Parking Garage Luminaires | Standard | FALSE | [9 empty] | 6/30/2016 12:00:00 AM | Dimmable | Continuous Above 10 | Yes |  |  | 9829.13 | 91.01 | 108 | 12 | 0.97 | 4000 | 74
PMAMQP51 | Visionaire Lighting | PGR | PGR-1-T5-32LC-10-4K-[UNV, 5. 8]-[LPM, SMB, PM12, PM24, PM36]-DIM | Outdoor Luminaires | High Output | Parking Garage Luminaires | Standard | FALSE | [9 empty] | 6/30/2016 12:00:00 AM | Dimmable | Continuous Above 10 | Yes |  |  | 10793.62 | 99.94 | 108 | 12 | 0.97 | 4000 | 74
PTYZ3SMC | Visionaire Lighting | PGR | PGR-1-T3-48LC-7-5K-[UNV, 5. 8]-[LPM, SMB, PM12, PM24, PM36]-DIM | Outdoor Luminaires | High Output | Parking Garage Luminaires | Standard | FALSE | [9 empty] | 6/30/2016 12:00:00 AM | Dimmable | Continuous Above 10 | Yes |  |  | 10912.62 | 104.23 | 104.7 | 15.1 | 0.95 | 5000 | 74
P8YRSJDD | Visionaire Lighting | PGR | PGR-1-T5-48LC-7-5K-[UNV, 5. 8]-[LPM, SMB, PM12, PM24, PM36]-DIM | Outdoor Luminaires | High Output | Parking Garage Luminaires | Standard | FALSE | [9 empty] | 6/30/2016 12:00:00 AM | Dimmable | Continuous Above 10 | Yes |  |  | 11983.42 | 114.45 | 104.7 | 15.1 | 0.95 | 5000 | 74
PG7CZQYJ | Visionaire Lighting | PGR | PGR-1-T5W-16LC-7-5K-UNV-[LPM, SMB, PM12, PM24, PM36]-DIM | Outdoor Luminaires | Low Output | Parking Garage Luminaires | Standard | FALSE | [9 empty] | 6/30/2016 12:00:00 AM | Dimmable | Continuous Above 10 | Yes |  |  | 4138.38 | 111.85 | 37 | 9 | 0.97 | 5000 | 74
PXA2W13F | Visionaire Lighting | PGR | PGR-1-T2-16LC-10-5K-UNV-[LPM, SMB, PM12, PM24, PM36] | Outdoor Luminaires | Mid Output | Parking Garage Luminaires | Standard | FALSE | [9 empty] | 6/30/2016 12:00:00 AM | Not Dimmable | Not Dimmable | Yes |  |  | 5690.43 | 103.46 | 55 | 10 | 0.94 | 5000 | 74
P8FJ5QGW | Visionaire Lighting | PGR | PGR-1-T5-32LC-5-4K-[UNV, 5. 8]-[LPM, SMB, PM12, PM24, PM36] | Outdoor Luminaires | Mid Output | Parking Garage Luminaires | Standard | FALSE | [9 empty] | 6/30/2016 12:00:00 AM | Not Dimmable | Not Dimmable | Yes |  |  | 6714.91 | 129.13 | 52 | 10 | 0.93 | 4000 | 74
PQ9FKGZF | Visionaire Lighting | PGR | PGR-1-T1-16LC-7-5K-UNV-[LPM, SMB, PM12, PM24, PM36] | Outdoor Luminaires | Low Output | Parking Garage Luminaires | Standard | FALSE | [9 empty] | 6/30/2016 12:00:00 AM | Not Dimmable | Not Dimmable | Yes |  |  | 4527.53 | 122.37 | 37 | 9 | 0.97 | 5000 | 74
P78N1NVV | Visionaire Lighting | PGR | PGR-1-T5-48LC-3-5K-[UNV, 5. 8]-[LPM, SMB, PM12, PM24, PM36] | Outdoor Luminaires | Mid Output | Parking Garage Luminaires | Standard | FALSE | [9 empty] | 6/30/2016 12:00:00 AM | Not Dimmable | Not Dimmable | Yes |  |  | 7720.97 | 148.48 | 52 | 20 | 0.9 | 5000 | 74
PG7BX23R | Visionaire Lighting | PGR | PGR-1-T2-48LC-5-4K-[UNV, 5. 8]-[LPM, SMB, PM12, PM24, PM36] | Outdoor Luminaires | Mid Output | Parking Garage Luminaires | Standard | FALSE | [9 empty] | 6/30/2016 12:00:00 AM | Not Dimmable | Not Dimmable | Yes |  |  | 9251.93 | 115.65 | 80 | 14 | 0.95 | 4000 | 74
PH8PT9B1 | Visionaire Lighting | PGR | PGR-1-T5W-48LC-5-4K-[UNV, 5. 8]-[LPM, SMB, PM12, PM24, PM36] | Outdoor Luminaires | Mid Output | Parking Garage Luminaires | Standard | FALSE | [9 empty] | 6/30/2016 12:00:00 AM | Not Dimmable | Not Dimmable | Yes |  |  | 9139.73 | 114.25 | 80 | 14 | 0.95 | 4000 | 74
PCDSAXPR | Visionaire Lighting | PGR | PGR-1-T4-48LC-5-5K-[UNV, 5. 8]-[LPM, SMB, PM12, PM24, PM36] | Outdoor Luminaires | Mid Output | Parking Garage Luminaires | Standard | FALSE | [9 empty] | 6/30/2016 12:00:00 AM | Not Dimmable | Not Dimmable | Yes |  |  | 9507.39 | 118.84 | 80 | 14 | 0.95 | 5000 | 74
P924NESE | Visionaire Lighting | PGR | PGR-1-T2-32LC-3-4K-UNV-[LPM, SMB, PM12, PM24, PM36] | Outdoor Luminaires | Low Output | Parking Garage Luminaires | Standard | FALSE | [9 empty] | 6/30/2016 12:00:00 AM | Not Dimmable | Not Dimmable | Yes |  |  | 4430.81 | 126.59 | 35 | 8 | 0.93 | 4000 | 74
P2UFPM57 | Visionaire Lighting | PGR | PGR-1-T2-32LC-3-5K-UNV-[LPM, SMB, PM12, PM24, PM36] | Outdoor Luminaires | Low Output | Parking Garage Luminaires | Standard | FALSE | [9 empty] | 6/30/2016 12:00:00 AM | Not Dimmable | Not Dimmable | Yes |  |  | 4664.01 | 133.26 | 35 | 8 | 0.93 | 5000 | 74
P00001DQY | Visionaire Lighting | Visionaire Lighting | BOW-1-T5-32LC-5-55K-UNIV-(All Options Except WM)-XX-XX-X | Outdoor Luminaires | Mid Output | Parking Garage Luminaires | Standard | TRUE | 5570.8 | 106.58 | 52.27 | 11 | 0.92 | 5192 | 66.7 | 5 |  | 7/9/2014 12:00:00 AM | Not Yet Verified | Not Yet Verified | Not Yet Verified |  | 2.1 | 4736 | 87.7 | 54 |  |  | 5462 | 71.27
P00001DQX | Visionaire Lighting | Visionaire Lighting | BOW-1-T5-32LC-5-4K-UNIV-(All Options Except WM)-XX-XX-X | Outdoor Luminaires | Low Output | Parking Garage Luminaires | Standard | TRUE | 4874.4 | 92.99 | 52.42 | 11 | 0.92 | 3837 | 65.4 | 5 |  | 7/9/2014 12:00:00 AM | Not Yet Verified | Not Yet Verified | Not Yet Verified |  | 2.1 | 4594 | 85.1 | 54 |  |  | 4776 | 71.27
P00001DQZ | Visionaire Lighting | Visionaire Lighting | BOW-1-T5W-32LC-5-4K-UNIV-(All Options Except WM)-XX-XX-X | Outdoor Luminaires | Low Output | Parking Garage Luminaires | Standard | FALSE | [9 empty] | 7/9/2014 12:00:00 AM | Not Yet Verified | Not Yet Verified | Not Yet Verified |  |  | 4740 | 87.8 | 54 |  |  | 4776 | 67.59
P00001DR4 | Visionaire Lighting | Visionaire Lighting | BOW-2-T5W-64LC-5-55K-UNIV-(All Options Except WM)-XX-XX-X | Outdoor Luminaires | Mid Output | Parking Garage Luminaires | Standard | FALSE | [9 empty] | 7/9/2014 12:00:00 AM | Not Yet Verified | Not Yet Verified | Not Yet Verified |  |  | 9859 | 95.7 | 103 |  |  | 5462 | 71.27
P00001DR0 | Visionaire Lighting | Visionaire Lighting | BOW-1-T5W-32LC-5-55K-UNIV-(All Options Except WM)-XX-XX-X | Outdoor Luminaires | Mid Output | Parking Garage Luminaires | Standard | FALSE | [9 empty] | 7/9/2014 12:00:00 AM | Not Yet Verified | Not Yet Verified | Not Yet Verified |  |  | 5171 | 95.8 | 54 |  |  | 5462 | 71.27
P00001DR1 | Visionaire Lighting | Visionaire Lighting | BOW-2-T5-64LC-5-4K-UNIV-(All Options Except WM)-XX-XX-X | Outdoor Luminaires | Mid Output | Parking Garage Luminaires | Standard | FALSE | [9 empty] | 7/9/2014 12:00:00 AM | Not Yet Verified | Not Yet Verified | Not Yet Verified |  |  | 9222 | 89.5 | 103 |  |  | 4776 | 71.27
P00001DR2 | Visionaire Lighting | Visionaire Lighting | BOW-2-T5W-64LC-5-4K-UNIV-(All Options Except WM)-XX-XX-X | Outdoor Luminaires | Mid Output | Parking Garage Luminaires | Standard | FALSE | [9 empty] | 7/9/2014 12:00:00 AM | Not Yet Verified | Not Yet Verified | Not Yet Verified |  |  | 9480 | 92 | 103 |  |  | 4776 | 67.59
P00001DR3 | Visionaire Lighting | Visionaire Lighting | BOW-2-T5-64LC-5-55K-UNIV-(All Options Except WM)-XX-XX-X | Outdoor Luminaires | Mid Output | Parking Garage Luminaires | Standard | FALSE | [9 empty] | 7/9/2014 12:00:00 AM | Not Yet Verified | Not Yet Verified | Not Yet Verified |  |  | 9506 | 92.3 | 103 |  |  | 5298 | 72.18
P00001DQQ | Visionaire Lighting | Visionaire Lighting | BOW-1-T5-32LC-7-55K-UNIV-(All Options Except WM)-XX-XX-X | Outdoor Luminaires | Mid Output | Parking Garage Luminaires | Standard | TRUE | 5997.56 | 83.26 | 72.03 | 13 | 0.9062 | 5410 | 72.8 | 5 |  | 6/13/2014 12:00:00 AM | Not Yet Verified | Not Yet Verified | Not Yet Verified |  | 2.1 | 5991 | 83.09 | 72.1 |  |  | 5410 | 72.8
P00001DQP | Visionaire Lighting | Visionaire Lighting | BOW-1-T5-32LC-7-4K-UNIV-(All Options Except WM)-XX-XX-X | Outdoor Luminaires | Mid Output | Parking Garage Luminaires | Standard | TRUE | 5277.4 | 74.17 | 71.15 | 12.6 | 0.9045 | 3968 | 64.5 | 5 |  | 6/13/2014 12:00:00 AM | Not Yet Verified | Not Yet Verified | Not Yet Verified |  | 2.1 | 5811 | 80.6 | 72.1 |  |  | 4803 | 67.3
P00001DQV | Visionaire Lighting | Visionaire Lighting | BOW-2-T5-64LC-7-55K-UNIV-[All Options Except WM]-XX-XX-X | Outdoor Luminaires | High Output | Parking Garage Luminaires | Standard | FALSE | [9 empty] | 6/13/2014 12:00:00 AM | Not Yet Verified | Not Yet Verified | Not Yet Verified |  |  | 12425 | 89.32 | 139.1 |  |  | 5410 | 72.8
P00001DQT | Visionaire Lighting | Visionaire Lighting | BOW-2-T5-64LC-7-4K-UNIV-[All Options Except WM]-XX-XX-X | Outdoor Luminaires | High Output | Parking Garage Luminaires | Standard | FALSE | [9 empty] | 6/13/2014 12:00:00 AM | Not Yet Verified | Not Yet Verified | Not Yet Verified |  |  | 12057 | 86.68 | 139.1 |  |  | 4803 | 67.3
P00001DQS | Visionaire Lighting | Visionaire Lighting | BOW-1-T5W-32LC-7-55K-UNIV-[All Options Except WM]-XX-XX-X | Outdoor Luminaires | Mid Output | Parking Garage Luminaires | Standard | FALSE | [9 empty] | 6/13/2014 12:00:00 AM | Not Yet Verified | Not Yet Verified | Not Yet Verified |  |  | 6283 | 87.14 | 72.1 |  |  | 5410 | 72.8
P00001DQU | Visionaire Lighting | Visionaire Lighting | BOW-2-T5W-64LC-7-4K-UNIV-[All Options Except WM]-XX-XX-X | Outdoor Luminaires | High Output | Parking Garage Luminaires | Standard | FALSE | [9 empty] | 6/13/2014 12:00:00 AM | Not Yet Verified | Not Yet Verified | Not Yet Verified |  |  | 12440 | 89.43 | 139.1 |  |  | 4803 | 67.3
P00001DQW | Visionaire Lighting | Visionaire Lighting | BOW-2-T5W-64LC-7-55K-UNIV-[All Options Except WM]-XX-XX-X | Outdoor Luminaires | High Output | Parking Garage Luminaires | Standard | FALSE | [9 empty] | 6/13/2014 12:00:00 AM | Not Yet Verified | Not Yet Verified | Not Yet Verified |  |  | 12813 | 92.11 | 139.1 |  |  | 5410 | 72.8
P00001DQR | Visionaire Lighting | Visionaire Lighting | BOW-1-T5W-32LC-7-4K-UNIV-[All Options Except WM]-XX-XX-X | Outdoor Luminaires | Mid Output | Parking Garage Luminaires | Standard | FALSE | [9 empty] | 6/13/2014 12:00:00 AM | Not Yet Verified | Not Yet Verified | Not Yet Verified |  |  | 6069 | 84.17 | 72.1 |  |  | 4803 | 67.3
P00001H1L | Visioneering Corp | Visioneering Corp | CRV483823-LED840K076LUNV-B01P70VF9 | Outdoor Luminaires | Mid Output | Parking Garage Luminaires | Standard | TRUE | 7648 | 91.36 | 83.717 | 19.261 | 0.9167 | 4118 | 82.82 | 5 | 50000 | 11/20/2013 12:00:00 AM | Not Yet Verified | Not Yet Verified | Not Yet Verified |  | 2 | 7600 |  | 84 |  |  | 4000 | 80
P00001H1M | Visioneering Corp | Visioneering Corp | CRV483823-LED840K050LUNV-B01P70VF9 | Outdoor Luminaires | Mid Output | Parking Garage Luminaires | Standard | TRUE | 5014 | 98.09 | 51.115 | 18.032 | 0.9368 | 4082 | 82.77 | 5 | 50000 | 11/20/2013 12:00:00 AM | Not Yet Verified | Not Yet Verified | Not Yet Verified |  | 2 | 5000 |  | 51 |  |  | 4000
P8AP6YYA | WAYTOGO LED LIGHTING COMPANY LTD | WTGLED | CP40W40[P,M,BLANK] | Outdoor Luminaires | Low Output | Parking Garage Luminaires | Premium | TRUE | 4320.5 | 105.92 | 40.79 | 13.29 | 0.9012 | 3899 | 74 | 6 | 50000 | 6/9/2016 12:00:00 AM | Not Dimmable | Not Dimmable | Yes |  | 3.1 | 4320.5 | 105.92 | 40.79 | 13.29 | 0.9012 | 4000 | 74
PJ1UCQWU | WAYTOGO LED LIGHTING COMPANY LTD | WTGLED | CP40W50[P,D,M,BLANK] | Outdoor Luminaires | Low Output | Parking Garage Luminaires | Premium | FALSE | [9 empty] | 6/9/2016 12:00:00 AM | Dimmable | Continuous Below 10 | Yes |  |  | 4320.5 | 105.92 | 40.79 | 13.29 | 0.9012 | 5000 | 74
PSBPV74A | WAYTOGO LED LIGHTING COMPANY LTD | WTGLED | CP55W40[P,M,BLANK] | Outdoor Luminaires | Mid Output | Parking Garage Luminaires | Premium | TRUE | 5540.5 | 107.88 | 51.36 | 13.47 | 0.9103 | 4038 | 74.1 | 6 | 50000 | 6/9/2016 12:00:00 AM | Not Dimmable | Not Dimmable | Yes |  | 3.1 | 5540.5 | 107.88 | 51.36 | 13.47 | 0.9106 | 4000 | 74.1
PE2F1HGD | WAYTOGO LED LIGHTING COMPANY LTD | WTGLED | CP55W50[P,D,M,BLANK] | Outdoor Luminaires | Mid Output | Parking Garage Luminaires | Premium | FALSE | [9 empty] | 6/9/2016 12:00:00 AM | Dimmable | Continuous Below 10 | Yes |  |  | 5540.5 | 107.88 | 51.36 | 13.47 | 0.9106 | 5000 | 74.1
PRX69XR1 | WISDOM OPTOELECTRONICS TECHNOLOGY CO.,LIMITED | WISDOM | WSD-LB06W27-50K | Outdoor Luminaires | Mid Output | Parking Garage Luminaires | Standard | TRUE | 5730.143 | 93.01 | 61.608 | 21.62 | 0.87 | 5064 | 85.6 | 5 | 50000 | 7/6/2015 12:00:00 AM | Dimmable | Stepped | Not Yet Verified | 100-245V Only | 2.1 | 5730 | 90 | 60 | 21 | 0.99 | 5000 | 85
P77EEJ2W | WISDOM OPTOELECTRONICS TECHNOLOGY CO.,LIMITED | WISDOM | WSD-CP70W27-40KYY | Outdoor Luminaires | Mid Output | Parking Garage Luminaires | Standard | TRUE | 5703.348 | 79.834 | 71.44 | 21.55 | 0.9074 | 4108 | 85 | 5 | 50000 | 7/17/2015 12:00:00 AM | Not Dimmable | Not Dimmable | Not Yet Verified |  | 2.1 | 5703.348 | 79.834 | 71.44 | 21.55 | 0.983 | 4108 | 85
PYU3AAX2 | WISDOM OPTOELECTRONICS TECHNOLOGY CO.,LIMITED | WISDOM | WSD-CP70W27-50KYY | Outdoor Luminaires | Mid Output | Parking Garage Luminaires | Standard | FALSE | [9 empty] | 7/17/2015 12:00:00 AM | Not Dimmable | Not Dimmable | Not Yet Verified |  |  | 5928.278 | 86.255 | 68.73 | 21.55 | 0.977 | 5286 | 77.1
P7D4CDY2 | WISDOM OPTOELECTRONICS TECHNOLOGY CO.,LIMITED | WISDOM | WSD-CP45W27-40KYY | Outdoor Luminaires | Low Output | Parking Garage Luminaires | Standard | TRUE | 4005.121 | 91.77 | 43.66 | 13.77 | 0.9507 | 3991 | 83.5 | 5 | 50000 | 7/17/2015 12:00:00 AM | Not Dimmable | Not Dimmable | Not Yet Verified |  | 2.1 | 4005.121 | 91.722 | 43.666 | 13.77 | 0.987 | 3991 | 83.5
P73Y9381 | WISDOM OPTOELECTRONICS TECHNOLOGY CO.,LIMITED | WISDOM | WSD-CP45W27-50KYY | Outdoor Luminaires | Low Output | Parking Garage Luminaires | Standard | FALSE | [9 empty] | 7/17/2015 12:00:00 AM | Not Dimmable | Not Dimmable | Not Yet Verified |  |  | 4149.603 | 95.022 | 43.67 | 13.77 | 0.993 | 5074 | 82.3
P00001DWP | Xiamen Holly Lite Co., Ltd. | HOLLY LITE | HLJ-L120B-NON | Outdoor Luminaires | Mid Output | Parking Garage Luminaires | Standard | TRUE | 9024 | 76.78 | 117.5 | 12.2 | 0.945 | 5408 | 74 | 5 | 50000 | 11/28/2012 12:00:00 AM | Not Dimmable | Not Dimmable | Not Yet Verified |  | 1.7 | 10080 | 84 | 120 |  | 0.98 | 5300 | 75
P93Y6XWH | Xiamen Holly Lite Co., Ltd. | HOLLY LITE | HLJ-L120B-CTN | Outdoor Luminaires | High Output | Parking Garage Luminaires | Standard | FALSE | [9 empty] | 11/28/2012 12:00:00 AM | Dimmable | Continuous Below 10 | Not Yet Verified |  |  | 10080 | 84 | 120 |  | 0.98 | 5300 | 75
PTYVZ26B | Xiamen Holly Lite Co., Ltd. | HOLLY LITE | HLJ-L120B-STP | Outdoor Luminaires | High Output | Parking Garage Luminaires | Standard | FALSE | [9 empty] | 11/28/2012 12:00:00 AM | Dimmable | Stepped | Not Yet Verified |  |  | 10080 | 84 | 120 |  | 0.98 | 5300 | 75
P00001DWQ | Xiamen Holly Lite Co., Ltd. | HOLLY LITE | HLF-150HSJ-L40-X-XXX-XXXX-NON | Outdoor Luminaires | Low Output | Parking Garage Luminaires | Standard | TRUE | 3333 | 78.54 | 42.54 | 18.5 | 0.894 | 4816 | 73 | 5 | 50000 | 9/25/2013 12:00:00 AM | Not Dimmable | Not Dimmable | Not Yet Verified |  | 2 | 3333 | 78 | 42.54 |  | 0.98 | 4816 | 75
PKP8T489 | Xiamen Holly Lite Co., Ltd. | HOLLY LITE | HLF-150HSJ-L40-X-XXX-XXXX-CTN | Outdoor Luminaires | Low Output | Parking Garage Luminaires | Standard | FALSE | [9 empty] | 9/25/2013 12:00:00 AM | Dimmable | Continuous Below 10 | Not Yet Verified |  |  | 3333 | 78 | 42.54 |  | 0.98 | 4816 | 75
P27VXPJN | Xiamen Holly Lite Co., Ltd. | HOLLY LITE | HLF-150HSJ-L40-X-XXX-XXXX-STP | Outdoor Luminaires | Low Output | Parking Garage Luminaires | Standard | FALSE | [9 empty] | 9/25/2013 12:00:00 AM | Dimmable | Stepped | Not Yet Verified |  |  | 3333 | 78 | 42.54 |  | 0.98 | 4816 | 75
P00001DWR | Xiamen Holly Lite Co., Ltd. | HOLLY LITE | HLF-150HSJ-L-X-XXX-XXXX-NON | Outdoor Luminaires | Mid Output | Parking Garage Luminaires | Standard | TRUE | 5356 | 86.59 | 61.85 | 10.2 | 0.922 | 4929 | 74 | 5 | 50000 | 9/25/2013 12:00:00 AM | Not Dimmable | Not Dimmable | Not Yet Verified |  | 2 | 5356 | 86 | 61.85 |  | 0.98 | 4929 | 75
PSGEC2B6 | Xiamen Holly Lite Co., Ltd. | HOLLY LITE | HLF-150HSJ-L-X-XXX-XXXX-STP | Outdoor Luminaires | Mid Output | Parking Garage Luminaires | Standard | FALSE | [9 empty] | 9/25/2013 12:00:00 AM | Dimmable | Stepped | Not Yet Verified |  |  | 5356 | 86 | 61.85 |  | 0.98 | 4929 | 75
PC5JNWAG | Xiamen Holly Lite Co., Ltd. | HOLLY LITE | HLF-150HSJ-L-X-XXX-XXXX-CTN | Outdoor Luminaires | Mid Output | Parking Garage Luminaires | Standard | FALSE | [9 empty] | 9/25/2013 12:00:00 AM | Dimmable | Continuous Below 10 | Not Yet Verified |  |  | 5356 | 86 | 61.85 |  | 0.98 | 4929 | 75
P00001DWU | Xiamen Holly Lite Co., Ltd. | HOLLY LITE | HLF-175HSJ-L-X-XXX-XXXX-NON | Outdoor Luminaires | Low Output | Parking Garage Luminaires | Standard | TRUE | 4695 | 74.79 | 62.76 | 10.7 | 0.925 | 5297 | 74 | 5 | 50000 | 9/25/2013 12:00:00 AM | Not Dimmable | Not Dimmable | Not Yet Verified |  | 2 | 4695 | 74 | 62.76 |  | 0.98 | 5297 | 75
PG4RB6DC | Xiamen Holly Lite Co., Ltd. | HOLLY LITE | HLF-175HSJ-L-X-XXX-XXXX-CTN | Outdoor Luminaires | Low Output | Parking Garage Luminaires | Standard | FALSE | [9 empty] | 9/25/2013 12:00:00 AM | Dimmable | Continuous Below 10 | Not Yet Verified |  |  | 4695 | 74 | 62.76 |  | 0.98 | 5297 | 75
P88VGRD8 | Xiamen Holly Lite Co., Ltd. | HOLLY LITE | HLF-175HSJ-L-X-XXX-XXXX-STP | Outdoor Luminaires | Low Output | Parking Garage Luminaires | Standard | FALSE | [9 empty] | 9/25/2013 12:00:00 AM | Dimmable | Stepped | Not Yet Verified |  |  | 4695 | 74 | 62.76 |  | 0.98 | 5297 | 75
P00001DWV | Xiamen Holly Lite Co., Ltd. | HOLLY LITE | HLF-175HSJ-L40-X-XXX-XXXX-NON | Outdoor Luminaires | Low Output | Parking Garage Luminaires | Standard | TRUE | 3138 | 77.27 | 40.61 | 17.5 | 0.89 | 4915 | 73 | 5 | 50000 | 9/25/2013 12:00:00 AM | Not Dimmable | Not Dimmable | Not Yet Verified |  | 2 | 3138 | 77 | 40.61 |  | 0.98 | 4915 | 75
PC64RFR7 | Xiamen Holly Lite Co., Ltd. | HOLLY LITE | HLF-175HSJ-L40-X-XXX-XXXX-STP | Outdoor Luminaires | Low Output | Parking Garage Luminaires | Standard | FALSE | [9 empty] | 9/25/2013 12:00:00 AM | Dimmable | Stepped | Not Yet Verified |  |  | 3138 | 77 | 40.61 |  | 0.98 | 4915 | 75
P5FB879W | Xiamen Holly Lite Co., Ltd. | HOLLY LITE | HLF-175HSJ-L40-X-XXX-XXXX-CTN | Outdoor Luminaires | Low Output | Parking Garage Luminaires | Standard | FALSE | [9 empty] | 9/25/2013 12:00:00 AM | Dimmable | Continuous Below 10 | Not Yet Verified |  |  | 3138 | 77 | 40.61 |  | 0.98 | 4915 | 75
P00001DX2 | Xiamen Holly Lite Co., Ltd. | HOLLY LITE | HLJ-L40C-X-XXX-XXXX-NON | Outdoor Luminaires | Low Output | Parking Garage Luminaires | Standard | TRUE | 3511 | 83.3 | 42.15 | 16.2 | 0.904 | 4865 | 69 | 5 | 50000 | 9/25/2013 12:00:00 AM | Not Dimmable | Not Dimmable | Not Yet Verified |  | 2 | 3511 | 83 | 42.15 |  | 0.98 | 4865 | 75
P4BMYF4Y | Xiamen Holly Lite Co., Ltd. | HOLLY LITE | HLJ-L40C-X-XXX-XXXX-CTN | Outdoor Luminaires | Low Output | Parking Garage Luminaires | Standard | FALSE | [9 empty] | 9/25/2013 12:00:00 AM | Dimmable | Continuous Below 10 | Not Yet Verified |  |  | 3511 | 83 | 42.15 |  | 0.98 | 4865 | 75
P6SRNGRU | Xiamen Holly Lite Co., Ltd. | HOLLY LITE | HLJ-L40C-X-XXX-XXXX-STP | Outdoor Luminaires | Low Output | Parking Garage Luminaires | Standard | FALSE | [9 empty] | 9/25/2013 12:00:00 AM | Dimmable | Stepped | Not Yet Verified |  |  | 3511 | 83 | 42.15 |  | 0.98 | 4865 | 75
P00001DX3 | Xiamen Holly Lite Co., Ltd. | HOLLY LITE | HLJ-L60C-X-XXX-XXXX-NON | Outdoor Luminaires | Mid Output | Parking Garage Luminaires | Standard | TRUE | 5145 | 78.99 | 65.13 | 13.5 | 0.958 | 5112 | 73 | 5 | 50000 | 9/25/2013 12:00:00 AM | Not Dimmable | Not Dimmable | Not Yet Verified |  | 2 | 5145 | 78 | 65.13 |  | 0.98 | 5112 | 75
PCEV4BSG | Xiamen Holly Lite Co., Ltd. | HOLLY LITE | HLJ-L60C-X-XXX-XXXX-CTN | Outdoor Luminaires | Mid Output | Parking Garage Luminaires | Standard | FALSE | [9 empty] | 9/25/2013 12:00:00 AM | Dimmable | Continuous Below 10 | Not Yet Verified |  |  | 5145 | 78 | 65.13 |  | 0.98 | 5112 | 75
PWFJS15R | Xiamen Holly Lite Co., Ltd. | HOLLY LITE | HLJ-L60C-X-XXX-XXXX-STP | Outdoor Luminaires | Mid Output | Parking Garage Luminaires | Standard | FALSE | [9 empty] | 9/25/2013 12:00:00 AM | Dimmable | Stepped | Not Yet Verified |  |  | 5145 | 78 | 65.13 |  | 0.98 | 5112 | 75
P00001DX4 | Xiamen Holly Lite Co., Ltd. | HOLLY LITE | HLJ-L120A-X-XXX-XXXX-NON | Outdoor Luminaires | High Output | Parking Garage Luminaires | Standard | TRUE | 10262 | 83.78 | 122.4 | 5.6 | 0.935 | 4818 | 74 | 5 | 50000 | 9/25/2013 12:00:00 AM | Not Dimmable | Not Dimmable | Not Yet Verified |  | 2 | 10262 | 83 | 122.4 |  | 0.98 | 4818 | 75
P1N91YVF | Xiamen Holly Lite Co., Ltd. | HOLLY LITE | HLJ-L120A-X-XXX-XXXX-CTN | Outdoor Luminaires | High Output | Parking Garage Luminaires | Standard | FALSE | [9 empty] | 9/25/2013 12:00:00 AM | Dimmable | Continuous Below 10 | Not Yet Verified |  |  | 10262 | 83 | 122.4 |  | 0.98 | 4818 | 75
PXZY422D | Xiamen Holly Lite Co., Ltd. | HOLLY LITE | HLJ-L120A-X-XXX-XXXX-STP | Outdoor Luminaires | High Output | Parking Garage Luminaires | Standard | FALSE | [9 empty] | 9/25/2013 12:00:00 AM | Dimmable | Stepped | Not Yet Verified |  |  | 10262 | 83 | 122.4 |  | 0.98 | 4818 | 75
P00001DXB | Xiamen Holly Lite Co., Ltd. | Holly Lite | HLF-150HSJ-L-002-X-XXX-XXXX | Outdoor Luminaires | Mid Output | Parking Garage Luminaires | Standard | TRUE | 5241.704 | 84.53 | 62.01 | 16.6 | 0.96 | 5401 | 73.7 | 5 |  | 12/20/2013 12:00:00 AM | Not Yet Verified | Not Yet Verified | Not Yet Verified |  | 2.1 | 5277.345 | 85.574 | 60 | 15 | 0.98 | 5410 | 75
PH9ZKJRQ | Xiamen Holly Lite Co., Ltd. | CCD LIGHITNG | CCD-SC-060-25-NON [Qualified pointing straight down] | Outdoor Luminaires | Mid Output | Parking Garage Luminaires | Standard | TRUE | 5635.04 | 89.516 | 62.95 | 23.75 | 0.8962 | 4819 | 73.3 | 5 | 50000 | 8/30/2016 12:00:00 AM | Not Dimmable | Not Dimmable | No |  | 3.1 | 5635.04 | 89.52 | 62.95 | 23.75 | 1 | 4819 | 73.3
PZ5FPC5N | Xiamen Holly Lite Co., Ltd. | CCD LIGHITNG | CCD-SC-060-25-STP [Qualified pointing straight down] | Outdoor Luminaires | Mid Output | Parking Garage Luminaires | Standard | FALSE | [9 empty] | 8/30/2016 12:00:00 AM | Dimmable | Stepped | No |  |  | 5635.04 | 89.52 | 62.95 | 23.75 | 1 | 4819 | 73.3
P1DS693B | Xiamen Holly Lite Co., Ltd. | CCD LIGHITNG | CCD-SC-060-25-CTN [Qualified pointing straight down] | Outdoor Luminaires | Mid Output | Parking Garage Luminaires | Standard | FALSE | [9 empty] | 8/30/2016 12:00:00 AM | Dimmable | Continuous Below 10 | No |  |  | 5635.04 | 89.52 | 62.95 | 23.75 | 1 | 4819 | 73.3
PNCFWYTJ | Xiamen Holly Lite Co., Ltd. | Holly Lite | HLJ-L058-X-040-XXXX-SA-NON | Outdoor Luminaires | Low Output | Parking Garage Luminaires | Standard | TRUE | 3409.182 | 78.861 | 43.23 | 18.04 | 0.9 | 5338 | 86 | 5 | 50000 | 4/27/2015 12:00:00 AM | Not Dimmable | Not Dimmable | Not Yet Verified |  | 2.1 | 3409.182 | 78.861 | 43.23 | 18 | 0.992 | 5338 | 86
PAZVQX58 | Xiamen Holly Lite Co., Ltd. | Holly Lite | HLJ-L058-X-040-XXXX-SA-STP | Outdoor Luminaires | Low Output | Parking Garage Luminaires | Standard | FALSE | [9 empty] | 4/27/2015 12:00:00 AM | Dimmable | Stepped | Not Yet Verified |  |  | 3409.182 | 78.861 | 43.23 | 18 | 0.992 | 5338 | 86
PB9Z6URJ | Xiamen Holly Lite Co., Ltd. | Holly Lite | HLJ-L058-X-040-XXXX-SA-CTN | Outdoor Luminaires | Low Output | Parking Garage Luminaires | Standard | FALSE | [9 empty] | 4/27/2015 12:00:00 AM | Dimmable | Continuous Below 10 | Not Yet Verified |  |  | 3409.182 | 78.861 | 43.23 | 18 | 0.992 | 5338 | 86
PN28DXW1 | Xiamen Holly Lite Co., Ltd. | Holly Lite | VNS1-X-060-25XX-NON[Qualified pointing straight down only] | Outdoor Luminaires | Mid Output | Parking Garage Luminaires | Standard | TRUE | 5635.04 | 89.516 | 62.95 | 23.75 | 0.8962 | 4819 | 73.3 | 5 | 50000 | 7/12/2016 12:00:00 AM | Not Dimmable | Not Dimmable | No |  | 3.1 | 5635.04 | 89.52 | 62.95 | 23.75 | 1 | 4819 | 73.3
P8URW1M1 | Xiamen Holly Lite Co., Ltd. | Holly Lite | VNS1-X-060-25XX-STP[Qualified pointing straight down only] | Outdoor Luminaires | Mid Output | Parking Garage Luminaires | Standard | FALSE | [9 empty] | 7/12/2016 12:00:00 AM | Dimmable | Stepped | No |  |  | 5635.04 | 89.52 | 62.95 | 23.75 | 1 | 4819 | 73.3
PH9ZVQNE | Xiamen Holly Lite Co., Ltd. | Holly Lite | VNS1-X-060-25XX-CTN[Qualified pointing straight down only] | Outdoor Luminaires | Mid Output | Parking Garage Luminaires | Standard | FALSE | [9 empty] | 7/12/2016 12:00:00 AM | Dimmable | Continuous Below 10 | No |  |  | 5635.04 | 89.52 | 62.95 | 23.75 | 1 | 4819 | 73.3
PC1AKYFB | Xiamen Holly Lite Co., Ltd. | Holly Lite | VNSS-X-040-44XX-NON[Qualified pointing straight down only] | Outdoor Luminaires | Low Output | Parking Garage Luminaires | Standard | TRUE | 3843.074 | 88.632 | 43.36 | 12 | 0.9902 | 4114 | 83.6 | 5 | 50000 | 7/12/2016 12:00:00 AM | Not Dimmable | Not Dimmable | No |  | 3.1 | 3843.07 | 88.63 | 43.36 | 10.2 | 0.99 | 4114 | 83.6
PDWGPDYH | Xiamen Holly Lite Co., Ltd. | Holly Lite | VNSS-X-040-45XX-CTN[Qualified pointing straight down only] | Outdoor Luminaires | Low Output | Parking Garage Luminaires | Standard | FALSE | [9 empty] | 7/12/2016 12:00:00 AM | Dimmable | Continuous Below 10 | No |  |  | 3978.13 | 91.83 | 43.32 | 10.2 | 0.99 | 5072 | 84
PD1H2D2J | Xiamen Holly Lite Co., Ltd. | Holly Lite | VNSS-X-040-44XX-STP[Qualified pointing straight down only] | Outdoor Luminaires | Low Output | Parking Garage Luminaires | Standard | FALSE | [9 empty] | 7/12/2016 12:00:00 AM | Dimmable | Stepped | No |  |  | 3843.07 | 88.63 | 43.36 | 10.2 | 0.99 | 4114 | 83.6
PHJQDFYZ | Xiamen Holly Lite Co., Ltd. | Holly Lite | VNSS-X-040-44XX-CTN[Qualified pointing straight down only] | Outdoor Luminaires | Low Output | Parking Garage Luminaires | Standard | FALSE | [9 empty] | 7/12/2016 12:00:00 AM | Dimmable | Continuous Below 10 | No |  |  | 3843.07 | 88.63 | 43.36 | 10.2 | 0.99 | 4114 | 83.6
P6YUTU6U | Xiamen Holly Lite Co., Ltd. | Holly Lite | VNSS-X-040-45XX-NON[Qualified pointing straight down only] | Outdoor Luminaires | Low Output | Parking Garage Luminaires | Standard | FALSE | [9 empty] | 7/12/2016 12:00:00 AM | Not Dimmable | Not Dimmable | No |  |  | 3978.13 | 91.83 | 43.32 | 10.2 | 0.99 | 5072 | 84
P436T6SM | Xiamen Holly Lite Co., Ltd. | Holly Lite | VNSS-X-040-45XX-STP[Qualified pointing straight down only] | Outdoor Luminaires | Low Output | Parking Garage Luminaires | Standard | FALSE | [9 empty] | 7/12/2016 12:00:00 AM | Dimmable | Stepped | No |  |  | 3978.13 | 91.83 | 43.32 | 10.2 | 0.99 | 5072 | 84
PWAK1GF9 | Xiamen Holly Lite Co., Ltd. | Holly Lite | HLF-150HSJ-L-X-060-XXXX-SA-NON | Outdoor Luminaires | Mid Output | Parking Garage Luminaires | Standard | TRUE | 5710.8 | 89.11 | 64.09 | 9.98 | 0.926 | 5280 | 86 | 5 | 50000 | 8/17/2015 12:00:00 AM | Not Dimmable | Not Dimmable | Not Yet Verified |  | 2.1 | 5710.759 | 89.105 | 64.09 | 9.98 | 0.997 | 5280 | 86.2
PX8CAXRF | Xiamen Holly Lite Co., Ltd. | Holly Lite | HLF-150HSJ-L-X-060-XXXX-SA-CTN | Outdoor Luminaires | Mid Output | Parking Garage Luminaires | Standard | FALSE | [9 empty] | 8/17/2015 12:00:00 AM | Dimmable | Continuous Above 10 | Not Yet Verified |  |  | 5710.759 | 89.105 | 64.09 | 9.98 | 0.997 | 5280 | 86.2
PPY5WB1Z | Xiamen Holly Lite Co., Ltd. | Holly Lite | HLF-150HSJ-L-X-060-XXXX-SA-STP | Outdoor Luminaires | Mid Output | Parking Garage Luminaires | Standard | FALSE | [9 empty] | 8/17/2015 12:00:00 AM | Dimmable | Stepped | Not Yet Verified |  |  | 5710.759 | 89.105 | 64.09 | 9.98 | 0.997 | 5280 | 86.2
PZ56SBTE | Xiamen Holly Lite Co., Ltd. | Holly Lite | HLF-150HSJ-L-X-090-XXXX-SA-NON | Outdoor Luminaires | Mid Output | Parking Garage Luminaires | Standard | TRUE | 7871.1 | 89.1 | 88.35 | 5.08 | 0.898 | 5498 | 86 | 5 | 50000 | 8/17/2015 12:00:00 AM | Not Dimmable | Not Dimmable | Not Yet Verified |  | 2.1 | 7871.052 | 89.089 | 88.35 | 5.08 | 0.996 | 5498 | 85.7
P9496X2J | Xiamen Holly Lite Co., Ltd. | Holly Lite | HLF-150HSJ-L-X-090-XXXX-SA-STP | Outdoor Luminaires | Mid Output | Parking Garage Luminaires | Standard | FALSE | [9 empty] | 8/17/2015 12:00:00 AM | Dimmable | Stepped | Not Yet Verified |  |  | 7871.052 | 89.089 | 88.35 | 5.08 | 0.996 | 5498 | 85.7
P1ZGRV1X | Xiamen Holly Lite Co., Ltd. | Holly Lite | HLF-150HSJ-L-X-090-XXXX-SA-CTN | Outdoor Luminaires | Mid Output | Parking Garage Luminaires | Standard | FALSE | [9 empty] | 8/17/2015 12:00:00 AM | Dimmable | Continuous Above 10 | Not Yet Verified |  |  | 7871.052 | 89.089 | 88.35 | 5.08 | 0.996 | 5498 | 85.7
PZTG9S4B | Xiamen Holly Lite Co., Ltd. | Holly Lite | VNSL-X-060--24XX-NON | Outdoor Luminaires | Mid Output | Parking Garage Luminaires | Standard | TRUE | 5283.303 | 94.65 | 55.82 | 12.74 | 0.8996 | 4112 | 84.4 | 5 | 50000 | 6/1/2016 12:00:00 AM | Not Dimmable | Not Dimmable | No |  | 3.1 | 5283.3 | 94.65 | 55.82 | 12.74 | 0.9 | 4112 | 80
PSMZMQ1S | Xiamen Holly Lite Co., Ltd. | Holly Lite | VNSL-X-060--25XX-CIN | Outdoor Luminaires | Mid Output | Parking Garage Luminaires | Standard | FALSE | [9 empty] | 6/1/2016 12:00:00 AM | Dimmable | Continuous Below 10 | No |  |  | 5322.43 | 95.8 | 55.56 | 12.74 | 0.9 | 5170 | 80
P3SXJUX3 | Xiamen Holly Lite Co., Ltd. | Holly Lite | VNSL-X-060--24XX-STP | Outdoor Luminaires | Mid Output | Parking Garage Luminaires | Standard | FALSE | [9 empty] | 6/1/2016 12:00:00 AM | Dimmable | Stepped | No |  |  | 5283.3 | 94.65 | 55.82 | 12.74 | 0.9 | 4112 | 80
PV89VEAQ | Xiamen Holly Lite Co., Ltd. | Holly Lite | VNSL-X-060--25XX-STP | Outdoor Luminaires | Mid Output | Parking Garage Luminaires | Standard | FALSE | [9 empty] | 6/1/2016 12:00:00 AM | Dimmable | Stepped | No |  |  | 5322.43 | 95.8 | 55.56 | 12.74 | 0.9 | 5170 | 80
P1M3FVFX | Xiamen Holly Lite Co., Ltd. | Holly Lite | VNSL-X-060--24XX-CIN | Outdoor Luminaires | Mid Output | Parking Garage Luminaires | Standard | FALSE | [9 empty] | 6/1/2016 12:00:00 AM | Dimmable | Continuous Below 10 | No |  |  | 5283.3 | 94.65 | 55.82 | 12.74 | 0.9 | 4112 | 80
PK9D7SXP | Xiamen Holly Lite Co., Ltd. | Holly Lite | VNSL-X-060--25XX-NON | Outdoor Luminaires | Mid Output | Parking Garage Luminaires | Standard | FALSE | [9 empty] | 6/1/2016 12:00:00 AM | Not Dimmable | Not Dimmable | No |  |  | 5322.43 | 95.8 | 55.56 | 12.74 | 0.9 | 5170 | 80
PHNF6SMD | Xiamen Holly Lite Co., Ltd. | Holly Lite | VNSL-X-040--24XX-NON | Outdoor Luminaires | Low Output | Parking Garage Luminaires | Standard | TRUE | 4008.844 | 98.184 | 40.83 | 17.63 | 0.9038 | 4067 | 84.3 | 5 | 50000 | 6/1/2016 12:00:00 AM | Not Dimmable | Not Dimmable | No |  | 3.1 | 4008.84 | 98.18 | 40.83 | 17.63 | 0.9 | 4067 | 80
P83435MP | Xiamen Holly Lite Co., Ltd. | Holly Lite | VNSL-X-040--24XX-STP | Outdoor Luminaires | Low Output | Parking Garage Luminaires | Standard | FALSE | [9 empty] | 6/1/2016 12:00:00 AM | Dimmable | Stepped | No |  |  | 4008.84 | 98.18 | 40.83 | 17.63 | 0.9 | 4067 | 80
PUDC9FYH | Xiamen Holly Lite Co., Ltd. | Holly Lite | VNSL-X-040--24XX-CIN | Outdoor Luminaires | Low Output | Parking Garage Luminaires | Standard | FALSE | [9 empty] | 6/1/2016 12:00:00 AM | Dimmable | Continuous Below 10 | No |  |  | 4008.84 | 98.18 | 40.83 | 17.63 | 0.9 | 4067 | 80
PTYYPWNH | Xiamen Holly Lite Co., Ltd. | Holly Lite | VNSL-X-040-25XX-NON | Outdoor Luminaires | Low Output | Parking Garage Luminaires | Standard | FALSE | [9 empty] | 6/1/2016 12:00:00 AM | Not Dimmable | Not Dimmable | No |  |  | 4141.96 | 101.64 | 40.75 | 17.63 | 0.9 | 5040 | 80
P9D4FRFC | Xiamen Holly Lite Co., Ltd. | Holly Lite | VNSL-X-040-25XX-STP | Outdoor Luminaires | Low Output | Parking Garage Luminaires | Standard | FALSE | [9 empty] | 6/1/2016 12:00:00 AM | Dimmable | Stepped | No |  |  | 4141.96 | 101.64 | 40.75 | 17.63 | 0.9 | 5040 | 80
PW8AAKJW | Xiamen Holly Lite Co., Ltd. | Holly Lite | VNSL-X-040-25XX-CIN | Outdoor Luminaires | Low Output | Parking Garage Luminaires | Standard | FALSE | [9 empty] | 6/1/2016 12:00:00 AM | Dimmable | Continuous Below 10 | No |  |  | 4141.96 | 101.64 | 40.75 | 17.63 | 0.9 | 5040 | 80
PFE2KZA8 | Xiamen Holly Lite Co., Ltd. | Holly Lite | VNSL-X-090--24XX-NON | Outdoor Luminaires | Mid Output | Parking Garage Luminaires | Standard | TRUE | 8456.438 | 91.431 | 92.49 | 18.95 | 0.9012 | 4123 | 84.6 | 5 | 50000 | 6/1/2016 12:00:00 AM | Not Dimmable | Not Dimmable | No |  | 3.1 | 8456.44 | 91.43 | 92.49 | 18 | 0.9 | 4123 | 80
PEB86PXM | Xiamen Holly Lite Co., Ltd. | Holly Lite | VNSL-X-090-25XX-STP | Outdoor Luminaires | Mid Output | Parking Garage Luminaires | Standard | FALSE | [9 empty] | 6/1/2016 12:00:00 AM | Dimmable | Stepped | No |  |  | 8597.89 | 92.83 | 92.62 | 18 | 0.9 | 5120 | 80
PHXNHBHZ | Xiamen Holly Lite Co., Ltd. | Holly Lite | VNSL-X-090--24XX-STP | Outdoor Luminaires | Mid Output | Parking Garage Luminaires | Standard | FALSE | [9 empty] | 6/1/2016 12:00:00 AM | Dimmable | Stepped | No |  |  | 8456.44 | 91.43 | 92.49 | 18 | 0.9 | 4123 | 80
PT7D6MK2 | Xiamen Holly Lite Co., Ltd. | Holly Lite | VNSL-X-090-25XX-CIN | Outdoor Luminaires | Mid Output | Parking Garage Luminaires | Standard | FALSE | [9 empty] | 6/1/2016 12:00:00 AM | Dimmable | Continuous Below 10 | No |  |  | 8597.89 | 92.83 | 92.62 | 18 | 0.9 | 5120 | 80
PZST5968 | Xiamen Holly Lite Co., Ltd. | Holly Lite | VNSL-X-090--24XX-CIN | Outdoor Luminaires | Mid Output | Parking Garage Luminaires | Standard | FALSE | [9 empty] | 6/1/2016 12:00:00 AM | Dimmable | Continuous Below 10 | No |  |  | 8456.44 | 91.43 | 92.49 | 18 | 0.9 | 4123 | 80
PYAXQEM8 | Xiamen Holly Lite Co., Ltd. | Holly Lite | VNSL-X-090-25XX-NON | Outdoor Luminaires | Mid Output | Parking Garage Luminaires | Standard | FALSE | [9 empty] | 6/1/2016 12:00:00 AM | Not Yet Verified | Not Yet Verified | No |  |  | 8597.89 | 92.83 | 92.62 | 18 | 0.9 | 5120 | 80
PJYP8G9J | Xiamen Holly Lite Co., Ltd. | Holly Lite | HLF-150HSJ-L-X-040-XXXX-SA-NON | Outdoor Luminaires | Low Output | Parking Garage Luminaires | Standard | TRUE | 3138.48 | 72.76 | 43.2 | 17.1 | 0.904 | 5644 | 88.7 | 5 | 50000 | 5/6/2015 12:00:00 AM | Not Dimmable | Not Dimmable | Not Yet Verified |  | 2.1 | 3143.399 | 72.759 | 43.203 |  | 0.995 | 5644 | 88.7
PSN4SUW6 | Xiamen Holly Lite Co., Ltd. | Holly Lite | HLF-150HSJ-L-X-040-XXXX-SA-STP | Outdoor Luminaires | Low Output | Parking Garage Luminaires | Standard | FALSE | [9 empty] | 5/6/2015 12:00:00 AM | Dimmable | Stepped | Not Yet Verified |  |  | 3143.399 | 72.759 | 43.203 |  | 0.995 | 5644 | 88.7
PYZ5XDEF | Xiamen Holly Lite Co., Ltd. | Holly Lite | HLF-150HSJ-L-X-040-XXXX-SA-CTN | Outdoor Luminaires | Low Output | Parking Garage Luminaires | Standard | FALSE | [9 empty] | 5/6/2015 12:00:00 AM | Dimmable | Continuous Above 10 | Not Yet Verified |  |  | 3143.399 | 72.759 | 43.203 |  | 0.995 | 5644 | 88.7
P38RXNPC | Xiamen Holly Lite Co., Ltd. | Holly Lite | VNR-X-060--24XX-NON | Outdoor Luminaires | Mid Output | Parking Garage Luminaires | Standard | TRUE | 5621.741 | 99.17 | 56.69 | 13.53 | 0.8982 | 4056 | 84.6 | 5 | 50000 | 6/3/2016 12:00:00 AM | Not Dimmable | Not Dimmable | No |  | 3.1 | 5621.741 | 99.17 | 56.69 | 13.53 | 0.9 | 4056 | 80
PHPHBHPR | Xiamen Holly Lite Co., Ltd. | Holly Lite | VNR-X-060--24XX-CIN | Outdoor Luminaires | Mid Output | Parking Garage Luminaires | Standard | FALSE | [9 empty] | 6/3/2016 12:00:00 AM | Dimmable | Continuous Below 10 | No |  |  | 5621.741 | 99.17 | 56.69 | 13.53 | 0.9 | 4056 | 80
PAZ1RC7A | Xiamen Holly Lite Co., Ltd. | Holly Lite | VNR-X-060-25XX-NON | Outdoor Luminaires | Mid Output | Parking Garage Luminaires | Standard | FALSE | [9 empty] | 6/3/2016 12:00:00 AM | Not Dimmable | Not Dimmable | No |  |  | 5735.223 | 101.94 | 56.26 | 13.53 | 0.9 | 5104 | 80
P1HD2NPT | Xiamen Holly Lite Co., Ltd. | Holly Lite | VNR-X-060-25XX-STP | Outdoor Luminaires | Mid Output | Parking Garage Luminaires | Standard | FALSE | [9 empty] | 6/3/2016 12:00:00 AM | Dimmable | Stepped | No |  |  | 5735.223 | 101.94 | 56.26 | 13.53 | 0.9 | 5104 | 80
PV9YE3V3 | Xiamen Holly Lite Co., Ltd. | Holly Lite | VNR-X-060--24XX-STP | Outdoor Luminaires | Mid Output | Parking Garage Luminaires | Standard | FALSE | [9 empty] | 6/3/2016 12:00:00 AM | Dimmable | Stepped | No |  |  | 5621.741 | 99.17 | 56.69 | 13.53 | 0.9 | 4056 | 80
PYY6HFRC | Xiamen Holly Lite Co., Ltd. | Holly Lite | VNR-X-060-25XX-CIN | Outdoor Luminaires | Mid Output | Parking Garage Luminaires | Standard | FALSE | [9 empty] | 6/3/2016 12:00:00 AM | Dimmable | Continuous Below 10 | No |  |  | 5735.223 | 101.94 | 56.26 | 13.53 | 0.9 | 5104 | 80
PUB7UG1Q | Xiamen Holly Lite Co., Ltd. | Holly Lite | MA01-X-060-24XX-NON | Outdoor Luminaires | Low Output | Parking Garage Luminaires | Standard | TRUE | 4751.672 | 84.619 | 56.154 | 14.11 | 0.8978 | 4139 | 82.6 | 5 | 50000 | 6/3/2016 12:00:00 AM | Not Dimmable | Not Dimmable | No |  | 3.1 | 4751.672 | 84.619 | 56.154 | 14.11 | 0.996 | 4139 | 82.6
P8Z7ZPH1 | Xiamen Holly Lite Co., Ltd. | Holly Lite | MA01-X-060-24XX-STP | Outdoor Luminaires | Low Output | Parking Garage Luminaires | Standard | FALSE | [9 empty] | 6/3/2016 12:00:00 AM | Dimmable | Stepped | No |  |  | 4751.672 | 84.619 | 56.154 | 14.11 | 0.996 | 4139 | 82.6
PNH264HP | Xiamen Holly Lite Co., Ltd. | Holly Lite | MA01-X-060-25XX-NON | Outdoor Luminaires | Low Output | Parking Garage Luminaires | Standard | FALSE | [9 empty] | 6/3/2016 12:00:00 AM | Not Dimmable | Not Dimmable | No |  |  | 4923.477 | 87.81 | 56.07 | 14.11 | 0.996 | 5082 | 84.2
PJQ5RAP6 | Xiamen Holly Lite Co., Ltd. | Holly Lite | MA01-X-060-24XX-CTN | Outdoor Luminaires | Low Output | Parking Garage Luminaires | Standard | FALSE | [9 empty] | 6/3/2016 12:00:00 AM | Dimmable | Continuous Below 10 | No |  |  | 4751.672 | 84.619 | 56.154 | 14.11 | 0.996 | 4139 | 82.6
P3B548ZG | Xiamen Holly Lite Co., Ltd. | Holly Lite | MA01-X-060-25XX-STP | Outdoor Luminaires | Low Output | Parking Garage Luminaires | Standard | FALSE | [9 empty] | 6/3/2016 12:00:00 AM | Dimmable | Stepped | No |  |  | 4923.477 | 87.81 | 56.07 | 14.11 | 0.996 | 5082 | 84.2
PTQ79TE2 | Xiamen Holly Lite Co., Ltd. | Holly Lite | MA01-X-060-25XX-CTN | Outdoor Luminaires | Low Output | Parking Garage Luminaires | Standard | FALSE | [9 empty] | 6/3/2016 12:00:00 AM | Dimmable | Continuous Below 10 | No |  |  | 4923.477 | 87.81 | 56.07 | 14.11 | 0.996 | 5082 | 84.2
PA1FTTRZ | Xiamen Holly Lite Co., Ltd. | Holly Lite | VNSL-X-090-44XX-NON | Outdoor Luminaires | Mid Output | Parking Garage Luminaires | Standard | TRUE | 8991.329 | 93.049 | 96.63 | 13.92 | 0.978 | 4158 | 84.1 | 5 | 50000 | 6/10/2016 12:00:00 AM | Not Dimmable | Not Dimmable | No |  | 3.1 | 8991.329 | 93.049 | 96.63 | 13.92 | 0.978 | 4158 | 84.1
P5P3M6H6 | Xiamen Holly Lite Co., Ltd. | Holly Lite | VNSL-X-090-44XX-CTN | Outdoor Luminaires | Mid Output | Parking Garage Luminaires | Standard | FALSE | [9 empty] | 6/10/2016 12:00:00 AM | Dimmable | Continuous Below 10 | No |  |  | 8991.329 | 93.049 | 96.63 | 13.92 | 0.978 | 4158 | 84.1
P87GZG5X | Xiamen Holly Lite Co., Ltd. | Holly Lite | VNSL-X-090-45XX-CTN | Outdoor Luminaires | Mid Output | Parking Garage Luminaires | Standard | FALSE | [9 empty] | 6/10/2016 12:00:00 AM | Dimmable | Continuous Below 10 | No |  |  | 9373.772 | 96.279 | 97.36 | 13.92 | 0.978 | 5170 | 84.5
P7D3FBNY | Xiamen Holly Lite Co., Ltd. | Holly Lite | VNSL-X-090-44XX-STP | Outdoor Luminaires | Mid Output | Parking Garage Luminaires | Standard | FALSE | [9 empty] | 6/10/2016 12:00:00 AM | Dimmable | Stepped | No |  |  | 8991.329 | 93.049 | 96.63 | 13.92 | 0.978 | 4158 | 84.1
PHUJ377R | Xiamen Holly Lite Co., Ltd. | Holly Lite | VNSL-X-090-45XX-STP | Outdoor Luminaires | Mid Output | Parking Garage Luminaires | Standard | FALSE | [9 empty] | 6/10/2016 12:00:00 AM | Dimmable | Stepped | No |  |  | 9373.772 | 96.279 | 97.36 | 13.92 | 0.978 | 5170 | 84.5
P4R9NZAC | Xiamen Holly Lite Co., Ltd. | Holly Lite | VNSL-X-090-45XX-NON | Outdoor Luminaires | Mid Output | Parking Garage Luminaires | Standard | FALSE | [9 empty] | 6/10/2016 12:00:00 AM | Not Dimmable | Not Dimmable | No |  |  | 9373.772 | 96.279 | 97.36 | 13.92 | 0.978 | 5170 | 84.5
P3A6QU9K | Xiamen Holly Lite Co., Ltd. | Holly Lite | HLF-L082-X-060-XXXX-NON | Outdoor Luminaires | Low Output | Parking Garage Luminaires | Standard | TRUE | 4280.718 | 78.463 | 54.557 | 11.8 | 0.9723 | 5390 | 74.4 | 5 | 50000 | 6/17/2015 12:00:00 AM | Not Dimmable | Not Dimmable | Not Yet Verified |  | 2.1 | 4280.718 | 78.463 | 54.557 | 11.8 | 0.99 | 5390 | 74.4
PZEB4GTV | Xiamen Holly Lite Co., Ltd. | Holly Lite | HLF-L082-X-060-XXXX-STP | Outdoor Luminaires | Low Output | Parking Garage Luminaires | Standard | FALSE | [9 empty] | 6/17/2015 12:00:00 AM | Dimmable | Stepped | Not Yet Verified |  |  | 4280.718 | 78.463 | 54.557 | 11.8 | 0.99 | 5390 | 74.4
PAHCPEJU | Xiamen Holly Lite Co., Ltd. | Holly Lite | HLF-L082-X-060-XXXX-CTN | Outdoor Luminaires | Low Output | Parking Garage Luminaires | Standard | FALSE | [9 empty] | 6/17/2015 12:00:00 AM | Dimmable | Continuous Below 10 | Not Yet Verified |  |  | 4280.718 | 78.463 | 54.557 | 11.8 | 0.99 | 5390 | 74.4
PD5KKEZ3 | Xiamen Holly Lite Co., Ltd. | Holly Lite | MA03-X-040-24XX-NON | Outdoor Luminaires | Low Output | Parking Garage Luminaires | Standard | TRUE | 4333.148 | 103.049 | 42.049 | 17.19 | 0.906 | 4074 | 83.3 | 5 | 50000 | 5/4/2016 12:00:00 AM | Not Dimmable | Not Dimmable | No |  | 3.1 | 4333.148 | 103.05 | 42.05 | 17.19 | 0.995 | 4074 | 83.3
P4SDXUD2 | Xiamen Holly Lite Co., Ltd. | Holly Lite | MA03-X-040-25XX-NON | Outdoor Luminaires | Low Output | Parking Garage Luminaires | Standard | FALSE | [9 empty] | 5/4/2016 12:00:00 AM | Not Dimmable | Not Dimmable | No |  |  | 4374.603 | 104.11 | 42.02 | 17.19 | 0.996 | 4997 | 83.6
PD1SZZMC | Xiamen Holly Lite Co., Ltd. | Holly Lite | MA03-X-040-24XX-STP | Outdoor Luminaires | Low Output | Parking Garage Luminaires | Standard | FALSE | [9 empty] | 5/4/2016 12:00:00 AM | Dimmable | Stepped | No |  |  | 4333.148 | 103.05 | 42.05 | 17.19 | 0.995 | 4074 | 83.3
PJQQV2EG | Xiamen Holly Lite Co., Ltd. | Holly Lite | MA03-X-040-24XX-CTN | Outdoor Luminaires | Low Output | Parking Garage Luminaires | Standard | FALSE | [9 empty] | 5/4/2016 12:00:00 AM | Dimmable | Continuous Below 10 | No |  |  | 4333.148 | 103.05 | 42.05 | 17.19 | 0.995 | 4074 | 83.3
PKPPYCWK | Xiamen Holly Lite Co., Ltd. | Holly Lite | MA03-X-040-25XX-STP | Outdoor Luminaires | Low Output | Parking Garage Luminaires | Standard | FALSE | [9 empty] | 5/4/2016 12:00:00 AM | Dimmable | Stepped | No |  |  | 4374.603 | 104.11 | 42.02 | 17.19 | 0.996 | 4997 | 83.6
PT6KE49T | Xiamen Holly Lite Co., Ltd. | Holly Lite | MA03-X-040-25XX-CTN | Outdoor Luminaires | Low Output | Parking Garage Luminaires | Standard | FALSE | [9 empty] | 5/4/2016 12:00:00 AM | Dimmable | Continuous Below 10 | No |  |  | 4374.603 | 104.11 | 42.02 | 17.19 | 0.996 | 4997 | 83.6
PYC6WEAE | Xiamen Holly Lite Co., Ltd. | Holly Lite | MA03-X-060-24XX-NON | Outdoor Luminaires | Mid Output | Parking Garage Luminaires | Standard | TRUE | 5913.102 | 98.32 | 60.14 | 20.78 | 0.9329 | 4077 | 83.3 | 5 | 50000 | 5/4/2016 12:00:00 AM | Not Dimmable | Not Dimmable | No |  | 3.1 | 5913.102 | 98.322 | 60.14 | 20.78 | 0.995 | 4077 | 83.3
PM4UVGH4 | Xiamen Holly Lite Co., Ltd. | Holly Lite | MA03-X-060-24XX-CTN | Outdoor Luminaires | Mid Output | Parking Garage Luminaires | Standard | FALSE | [9 empty] | 5/4/2016 12:00:00 AM | Dimmable | Continuous Below 10 | No |  |  | 5913.102 | 98.322 | 60.14 | 20.78 | 0.995 | 4077 | 83.3
PW54M35K | Xiamen Holly Lite Co., Ltd. | Holly Lite | MA03-X-060-25XX-NON | Outdoor Luminaires | Mid Output | Parking Garage Luminaires | Standard | FALSE | [9 empty] | 5/4/2016 12:00:00 AM | Not Dimmable | Not Dimmable | No |  |  | 6058.938 | 100.965 | 60.01 | 20.78 | 0.995 | 5010 | 83.4
P6GNRJ6Y | Xiamen Holly Lite Co., Ltd. | Holly Lite | MA03-X-060-25XX-STP | Outdoor Luminaires | Mid Output | Parking Garage Luminaires | Standard | FALSE | [9 empty] | 5/4/2016 12:00:00 AM | Dimmable | Stepped | No |  |  | 6058.938 | 100.965 | 60.01 | 20.78 | 0.995 | 5010 | 83.4
PZXUG8ZC | Xiamen Holly Lite Co., Ltd. | Holly Lite | MA03-X-060-24XX-STP | Outdoor Luminaires | Mid Output | Parking Garage Luminaires | Standard | FALSE | [9 empty] | 5/4/2016 12:00:00 AM | Dimmable | Stepped | No |  |  | 5913.102 | 98.322 | 60.14 | 20.78 | 0.995 | 4077 | 83.3
PADAW2W5 | Xiamen Holly Lite Co., Ltd. | Holly Lite | MA03-X-060-25XX-CTN | Outdoor Luminaires | Mid Output | Parking Garage Luminaires | Standard | FALSE | [9 empty] | 5/4/2016 12:00:00 AM | Dimmable | Continuous Below 10 | No |  |  | 6058.938 | 100.965 | 60.01 | 20.78 | 0.995 | 5010 | 83.4
PTWZDH73 | Xiamen Holly Lite Co., Ltd. | Holly Lite | VNR-X-040--24XX-NON | Outdoor Luminaires | Low Output | Parking Garage Luminaires | Standard | TRUE | 4115.4 | 95.308 | 43.18 | 18.75 | 0.9142 | 4036 | 84.9 | 5 | 50000 | 5/20/2016 12:00:00 AM | Not Dimmable | Not Dimmable | No |  | 3.1 | 4115.4 | 95.31 | 43.18 | 18.75 | 0.9 | 4036 | 80
PS9HYUVW | Xiamen Holly Lite Co., Ltd. | Holly Lite | VNR-X-040--24XX-CIN | Outdoor Luminaires | Low Output | Parking Garage Luminaires | Standard | FALSE | [9 empty] | 5/20/2016 12:00:00 AM | Dimmable | Continuous Below 10 | No |  |  | 4115.4 | 95.31 | 43.18 | 18.75 | 0.9 | 4036 | 80
PW89479N | Xiamen Holly Lite Co., Ltd. | Holly Lite | VNR-X-040-25XX-NON | Outdoor Luminaires | Low Output | Parking Garage Luminaires | Standard | FALSE | [9 empty] | 5/20/2016 12:00:00 AM | Not Dimmable | Not Dimmable | No |  |  | 4192.28 | 97.63 | 42.94 | 18.75 | 0.9 | 4997 | 80
PJ6KKZYH | Xiamen Holly Lite Co., Ltd. | Holly Lite | VNR-X-040-25XX-STP | Outdoor Luminaires | Low Output | Parking Garage Luminaires | Standard | FALSE | [9 empty] | 5/20/2016 12:00:00 AM | Dimmable | Stepped | No |  |  | 4192.28 | 97.63 | 42.94 | 18.75 | 0.9 | 4997 | 80
PC2HB5B3 | Xiamen Holly Lite Co., Ltd. | Holly Lite | VNR-X-040--24XX-STP | Outdoor Luminaires | Low Output | Parking Garage Luminaires | Standard | FALSE | [9 empty] | 5/20/2016 12:00:00 AM | Dimmable | Stepped | No |  |  | 4115.4 | 95.31 | 43.18 | 18.75 | 0.9 | 4036 | 80
PEAF5D6K | Xiamen Holly Lite Co., Ltd. | Holly Lite | VNR-X-040-25XX-CIN | Outdoor Luminaires | Low Output | Parking Garage Luminaires | Standard | FALSE | [9 empty] | 5/20/2016 12:00:00 AM | Dimmable | Continuous Below 10 | No |  |  | 4192.28 | 97.63 | 42.94 | 18.75 | 0.9 | 4997 | 80
PTMW3CX5 | Xiamen Holly Lite Co., Ltd. | Holly Lite | VNR-X-090--24XX-NON | Outdoor Luminaires | Mid Output | Parking Garage Luminaires | Standard | TRUE | 9284.896 | 100.432 | 92.45 | 23.29 | 0.9091 | 4097 | 84.6 | 5 | 50000 | 5/20/2016 12:00:00 AM | Not Dimmable | Not Dimmable | No |  | 3.1 | 9284.9 | 100.43 | 92.45 | 23.29 | 0.9 | 4097 | 80
PB5G5G36 | Xiamen Holly Lite Co., Ltd. | Holly Lite | VNR-X-090--24XX-STP | Outdoor Luminaires | Mid Output | Parking Garage Luminaires | Standard | FALSE | [9 empty] | 5/20/2016 12:00:00 AM | Dimmable | Stepped | No |  |  | 9284.9 | 100.43 | 92.45 | 23.29 | 0.9 | 4097 | 80
PXZJM8Q4 | Xiamen Holly Lite Co., Ltd. | Holly Lite | VNR-X-090--24XX-CIN | Outdoor Luminaires | Mid Output | Parking Garage Luminaires | Standard | FALSE | [9 empty] | 5/20/2016 12:00:00 AM | Dimmable | Continuous Below 10 | No |  |  | 9284.9 | 100.43 | 92.45 | 23.29 | 0.9 | 4097 | 80
PXPA5MTH | Xiamen Holly Lite Co., Ltd. | Holly Lite | VNR-X-090-25XX-CIN | Outdoor Luminaires | Mid Output | Parking Garage Luminaires | Standard | FALSE | [9 empty] | 5/20/2016 12:00:00 AM | Dimmable | Continuous Below 10 | No |  |  | 9442.39 | 102.43 | 92.18 | 23.29 | 0.9 | 5058 | 80
P681FNUN | Xiamen Holly Lite Co., Ltd. | Holly Lite | VNR-X-090-25XX-NON | Outdoor Luminaires | Mid Output | Parking Garage Luminaires | Standard | FALSE | [9 empty] | 5/20/2016 12:00:00 AM | Not Dimmable | Not Dimmable | No |  |  | 9442.39 | 102.43 | 92.18 | 23.29 | 0.9 | 5058 | 80
P9C3QYMD | Xiamen Holly Lite Co., Ltd. | Holly Lite | VNR-X-090-25XX-STP | Outdoor Luminaires | Mid Output | Parking Garage Luminaires | Standard | FALSE | [9 empty] | 5/20/2016 12:00:00 AM | Dimmable | Stepped | No |  |  | 9442.39 | 102.43 | 92.18 | 23.29 | 0.9 | 5058 | 80
PACQS6MS | Xiamen Holly Lite Co., Ltd. | Holly Lite | VNRS-X-060--24XX-NON | Outdoor Luminaires | Mid Output | Parking Garage Luminaires | Standard | TRUE | 5424.893 | 95.475 | 56.82 | 14.42 | 0.8875 | 4029 | 82.9 | 5 | 50000 | 5/20/2016 12:00:00 AM | Not Dimmable | Not Dimmable | No |  | 3.1 | 5424.89 | 95.48 | 56.82 | 14.42 | 0.9 | 4029 | 80
PK6UERSW | Xiamen Holly Lite Co., Ltd. | Holly Lite | VNRS-X-060--24XX-STP | Outdoor Luminaires | Mid Output | Parking Garage Luminaires | Standard | FALSE | [9 empty] | 5/20/2016 12:00:00 AM | Dimmable | Stepped | No |  |  | 5424.89 | 95.48 | 56.82 | 14.42 | 0.9 | 4029 | 80
P5KYSG5Y | Xiamen Holly Lite Co., Ltd. | Holly Lite | VNRS-X-060-25XX-CIN | Outdoor Luminaires | Mid Output | Parking Garage Luminaires | Standard | FALSE | [9 empty] | 5/20/2016 12:00:00 AM | Dimmable | Continuous Below 10 | No |  |  | 5537.38 | 97.8 | 56.62 | 14.42 | 0.9 | 5032 | 80
PN5XZDTB | Xiamen Holly Lite Co., Ltd. | Holly Lite | VNRS-X-060--24XX-CIN | Outdoor Luminaires | Mid Output | Parking Garage Luminaires | Standard | FALSE | [9 empty] | 5/20/2016 12:00:00 AM | Dimmable | Continuous Below 10 | No |  |  | 5424.89 | 95.48 | 56.82 | 14.42 | 0.9 | 4029 | 80
PKJRW7W5 | Xiamen Holly Lite Co., Ltd. | Holly Lite | VNRS-X-060-25XX-STP | Outdoor Luminaires | Mid Output | Parking Garage Luminaires | Standard | FALSE | [9 empty] | 5/20/2016 12:00:00 AM | Dimmable | Stepped | No |  |  | 5537.38 | 97.8 | 56.62 | 14.42 | 0.9 | 5032 | 80
P3PQTR39 | Xiamen Holly Lite Co., Ltd. | Holly Lite | VNRS-X-060-25XX-NON | Outdoor Luminaires | Mid Output | Parking Garage Luminaires | Standard | FALSE | [9 empty] | 5/20/2016 12:00:00 AM | Not Dimmable | Not Dimmable | No |  |  | 5537.38 | 97.8 | 56.62 | 14.42 | 0.9 | 5032 | 80
PFJKG5SK | Xiamen Holly Lite Co., Ltd. | Holly Lite | VNRS-X-040--24XX-NON | Outdoor Luminaires | Low Output | Parking Garage Luminaires | Standard | TRUE | 4049.75 | 99.33 | 40.77 | 18.32 | 0.9161 | 4026 | 82.7 | 5 | 50000 | 5/20/2016 12:00:00 AM | Not Dimmable | Not Dimmable | No |  | 3.1 | 4049.75 | 99.33 | 40.77 | 18.32 | 0.9 | 4026 | 80
PUPFHAFG | Xiamen Holly Lite Co., Ltd. | Holly Lite | VNRS-X-040--24XX-STP | Outdoor Luminaires | Low Output | Parking Garage Luminaires | Standard | FALSE | [9 empty] | 5/20/2016 12:00:00 AM | Dimmable | Stepped | No |  |  | 4049.75 | 99.33 | 40.77 | 18.32 | 0.9 | 4026 | 80
PXCUU61T | Xiamen Holly Lite Co., Ltd. | Holly Lite | VNRS-X-040-25XX-NON | Outdoor Luminaires | Low Output | Parking Garage Luminaires | Standard | FALSE | [9 empty] | 5/20/2016 12:00:00 AM | Not Dimmable | Not Dimmable | No |  |  | 4115.74 | 101.17 | 40.68 | 18.32 | 0.9 | 4944 | 80
PV9H6XPX | Xiamen Holly Lite Co., Ltd. | Holly Lite | VNRS-X-040-25XX-STP | Outdoor Luminaires | Low Output | Parking Garage Luminaires | Standard | FALSE | [9 empty] | 5/20/2016 12:00:00 AM | Dimmable | Stepped | No |  |  | 4115.74 | 101.17 | 40.68 | 18.32 | 0.9 | 4944 | 80
PZA9QUS9 | Xiamen Holly Lite Co., Ltd. | Holly Lite | VNRS-X-040--24XX-CIN | Outdoor Luminaires | Low Output | Parking Garage Luminaires | Standard | FALSE | [9 empty] | 5/20/2016 12:00:00 AM | Dimmable | Continuous Below 10 | No |  |  | 4049.75 | 99.33 | 40.77 | 18.32 | 0.9 | 4026 | 80
PEEKWMZ2 | Xiamen Holly Lite Co., Ltd. | Holly Lite | VNRS-X-040-25XX-CIN | Outdoor Luminaires | Low Output | Parking Garage Luminaires | Standard | FALSE | [9 empty] | 5/20/2016 12:00:00 AM | Dimmable | Continuous Below 10 | No |  |  | 4115.74 | 107.17 | 40.68 | 18.32 | 0.9 | 4944 | 80
PYE12XQ8 | Xiamen Holly Lite Co., Ltd. | Holly Lite | VNSS-X-020-24XX-NON | Outdoor Luminaires | Low Output | Parking Garage Luminaires | Standard | TRUE | 1852.06 | 90.7 | 20.42 | 22.45 | 0.9236 | 4013 | 84.3 | 5 | 50000 | 3/23/2016 12:00:00 AM | Not Dimmable | Not Dimmable | No |  | 3.1 | 1852.059 | 90.698 | 20.42 | 22.45 | 0.985 | 4013 | 84.3
PB9UDZ6D | Xiamen Holly Lite Co., Ltd. | Holly Lite | VNSS-X-020-24XX-STP | Outdoor Luminaires | Low Output | Parking Garage Luminaires | Standard | FALSE | [9 empty] | 3/23/2016 12:00:00 AM | Dimmable | Stepped | No |  |  | 1852.059 | 90.698 | 20.42 | 22.45 | 0.985 | 4013 | 84.3
PKZXWFBU | Xiamen Holly Lite Co., Ltd. | Holly Lite | VNSS-X-020-25XX-CTN | Outdoor Luminaires | Low Output | Parking Garage Luminaires | Standard | FALSE | [9 empty] | 3/23/2016 12:00:00 AM | Dimmable | Continuous Below 10 | No |  |  | 1948.224 | 94.44 | 20.63 | 22.45 | 0.984 | 4963 | 84.3
PH2ERPRM | Xiamen Holly Lite Co., Ltd. | Holly Lite | VNSS-X-020-24XX-CTN | Outdoor Luminaires | Low Output | Parking Garage Luminaires | Standard | FALSE | [9 empty] | 3/23/2016 12:00:00 AM | Dimmable | Continuous Below 10 | No |  |  | 1852.059 | 90.698 | 20.42 | 22.45 | 0.985 | 4013 | 84.3
PP8GMRSD | Xiamen Holly Lite Co., Ltd. | Holly Lite | VNSS-X-020-25XX-NON | Outdoor Luminaires | Low Output | Parking Garage Luminaires | Standard | FALSE | [9 empty] | 3/23/2016 12:00:00 AM | Not Dimmable | Not Dimmable | No |  |  | 1948.224 | 94.44 | 20.63 | 22.45 | 0.984 | 4963 | 84.3
PUZ5ZZ1N | Xiamen Holly Lite Co., Ltd. | Holly Lite | VNSS-X-020-25XX-STP | Outdoor Luminaires | Low Output | Parking Garage Luminaires | Standard | FALSE | [9 empty] | 3/23/2016 12:00:00 AM | Dimmable | Stepped | No |  |  | 1948.224 | 94.44 | 20.63 | 22.45 | 0.984 | 4963 | 84.3
P38M6XV9 | Xiamen Holly Lite Co., Ltd. | Holly Lite | VNSS-X-040-24XX-NON | Outdoor Luminaires | Low Output | Parking Garage Luminaires | Standard | TRUE | 4229.46 | 103.54 | 40.85 | 17.14 | 0.9212 | 4067 | 84.2 | 5 | 50000 | 3/23/2016 12:00:00 AM | Not Dimmable | Not Dimmable | No |  | 3.1 | 4229.464 | 103.536 | 40.85 | 17.14 | 0.995 | 4067 | 84.2
PW9993XE | Xiamen Holly Lite Co., Ltd. | Holly Lite | VNSS-X-040-24XX-CTN | Outdoor Luminaires | Low Output | Parking Garage Luminaires | Standard | FALSE | [9 empty] | 3/23/2016 12:00:00 AM | Dimmable | Continuous Below 10 | No |  |  | 4229.464 | 103.536 | 40.85 | 17.14 | 0.995 | 4067 | 84.2
PFHE54RW | Xiamen Holly Lite Co., Ltd. | Holly Lite | VNSS-X-040-25XX-STP | Outdoor Luminaires | Low Output | Parking Garage Luminaires | Standard | FALSE | [9 empty] | 3/23/2016 12:00:00 AM | Dimmable | Stepped | No |  |  | 4317.514 | 107.32 | 40.23 | 17.14 | 0.992 | 5010 | 84.4
PKW5KFJ5 | Xiamen Holly Lite Co., Ltd. | Holly Lite | VNSS-X-040-25XX-CTN | Outdoor Luminaires | Low Output | Parking Garage Luminaires | Standard | FALSE | [9 empty] | 3/23/2016 12:00:00 AM | Dimmable | Continuous Below 10 | No |  |  | 4317.514 | 107.32 | 40.23 | 17.14 | 0.992 | 5010 | 84.4
PBU7ZKUC | Xiamen Holly Lite Co., Ltd. | Holly Lite | VNSS-X-040-24XX-STP | Outdoor Luminaires | Low Output | Parking Garage Luminaires | Standard | FALSE | [9 empty] | 3/23/2016 12:00:00 AM | Dimmable | Stepped | No |  |  | 4229.464 | 103.536 | 40.85 | 17.14 | 0.995 | 4067 | 84.2
PRFWKTA2 | Xiamen Holly Lite Co., Ltd. | Holly Lite | VNSS-X-040-25XX-NON | Outdoor Luminaires | Low Output | Parking Garage Luminaires | Standard | FALSE | [9 empty] | 3/23/2016 12:00:00 AM | Not Dimmable | Not Dimmable | No |  |  | 4317.514 | 107.32 | 40.23 | 17.14 | 0.992 | 5010 | 84.4
PSYCR9N2 | Xiamen Holly Lite Co., Ltd. | Holly Lite | MA01-X-040-24XX-NON | Outdoor Luminaires | Low Output | Parking Garage Luminaires | Standard | TRUE | 5317.83 | 95.22 | 55.85 | 18.76 | 0.896 | 4083 | 82.8 | 5 | 50000 | 3/23/2016 12:00:00 AM | Not Dimmable | Not Dimmable | No |  | 3.1 | 3756.375 | 85.72 | 43.82 | 18.46 | 0.992 | 4078 | 83.3
PGAKGY51 | Xiamen Holly Lite Co., Ltd. | Holly Lite | MA01-X-040-25XX-STP | Outdoor Luminaires | Low Output | Parking Garage Luminaires | Standard | FALSE | [9 empty] | 3/23/2016 12:00:00 AM | Dimmable | Stepped | No |  |  | 3867.152 | 88.96 | 43.47 | 18.46 | 0.995 | 5026 | 83.4
PB78D7KW | Xiamen Holly Lite Co., Ltd. | Holly Lite | MA01-X-040-24XX-CTN | Outdoor Luminaires | Low Output | Parking Garage Luminaires | Standard | FALSE | [9 empty] | 3/23/2016 12:00:00 AM | Dimmable | Continuous Below 10 | No |  |  | 3756.375 | 85.72 | 43.82 | 18.46 | 0.992 | 4078 | 83.3
PAVUP1ES | Xiamen Holly Lite Co., Ltd. | Holly Lite | MA01-X-040-25XX-CTN | Outdoor Luminaires | Low Output | Parking Garage Luminaires | Standard | FALSE | [9 empty] | 3/23/2016 12:00:00 AM | Dimmable | Continuous Below 10 | No |  |  | 3867.152 | 88.96 | 43.47 | 18.46 | 0.995 | 5026 | 83.4
PNG48S72 | Xiamen Holly Lite Co., Ltd. | Holly Lite | MA01-X-040-24XX-STP | Outdoor Luminaires | Low Output | Parking Garage Luminaires | Standard | FALSE | [9 empty] | 3/23/2016 12:00:00 AM | Dimmable | Stepped | No |  |  | 3756.375 | 85.72 | 43.82 | 18.46 | 0.992 | 4078 | 83.3
P55Z3K5U | Xiamen Holly Lite Co., Ltd. | Holly Lite | MA01-X-040-25XX-NON | Outdoor Luminaires | Low Output | Parking Garage Luminaires | Standard | FALSE | [9 empty] | 3/23/2016 12:00:00 AM | Not Dimmable | Not Dimmable | No |  |  | 3867.152 | 88.96 | 43.47 | 18.46 | 0.995 | 5026 | 83.4
P00001DXH | XtraLight Manufacturing, Ltd. | XtraLight | VTELED402067S5XUINXXFRXXXX | Outdoor Luminaires | Mid Output | Parking Garage Luminaires | Standard | TRUE | 5721 | 86.1 | 66.45 | 9.6 | 0.9386 | 4670 | 78 | 5 | 100000 | 1/24/2013 12:00:00 AM | Not Yet Verified | Not Yet Verified | Not Yet Verified |  | 1.7 |  |  | 67 |  |  | 5200
P8JSAKCS6 | XtraLight Manufacturing, Ltd. | XtraLight Manufacturing, Ltd. | VTELED201025X5XUINXXFR | Outdoor Luminaires | Low Output | Parking Garage Luminaires | Standard | TRUE | 2250 | 84.6 | 26.56 | 11.42 | 0.9123 | 5665 | 87.57 | 10 | 100000 | 2/3/2015 12:00:00 AM | Not Dimmable | Not Dimmable | Not Yet Verified |  | 2.1 |  |  | 25 |  |  | 5200
PZMZV2EQ | XtraLight Manufacturing, Ltd. | XtraLight | GLLLED10205255XDIMXXL2XXB | Outdoor Luminaires | Low Output | Parking Garage Luminaires | Premium | TRUE | 4650 | 99.4 | 46.84 | 15.68 | 0.908 | 4952 | 74.85 | 10 | 100000 | 3/31/2016 12:00:00 AM | Dimmable | Continuous Below 10 | Yes |  | 3.1 | 4650 | 99.4 | 46.84 | 7.68 | 0.999 | 4952 | 74.85
P645A3E3 | XtraLight Manufacturing, Ltd. | XtraLight | VTELED402042X5XUINXXFR | Outdoor Luminaires | Low Output | Parking Garage Luminaires | Standard | TRUE | 4062 | 96.3 | 42.21 | 10.14 | 0.962 | 5473 | 85.9 | 5 | 50000 | 3/3/2015 12:00:00 AM | Not Dimmable | Not Dimmable | Not Yet Verified |  | 2.1 | 4062 | 96.3 | 42 | 10.14 | 0.962 | 5200 | 85.9
PASQHFBC | XtraLight Manufacturing, Ltd. | XtraLight Manufacturing Ltd | CSCLED102034X4XDIMXXL8XXW | Outdoor Luminaires | Low Output | Parking Garage Luminaires | Standard | TRUE | 3139 | 98.59 | 31.84 | 11.43 | 0.896 | 5019 | 72.52 | 10 | 100000 | 8/11/2015 12:00:00 AM | Not Dimmable | Not Dimmable | Not Yet Verified |  | 2.1 | 3139 | 100.3 | 31 | 20 | 0.95 | 5000 | 72
PHPN2CKJ | YANKON LIGHTING, INC. | YANKON | ZDL1016-LED60K750-AAA(4000K) | Outdoor Luminaires | Mid Output | Parking Garage Luminaires | Standard | TRUE | 5859.6 | 99.53 | 58.87 | 18.96 | 0.9089 | 4107 | 73.7 | 5 | 50000 | 8/9/2016 12:00:00 AM | Not Dimmable | Not Dimmable | No |  | 4 | 5908 | 100.44 | 58.82 | 18.96 | 0.91 | 4000 | 73.7
PA1H22CN | YANKON LIGHTING, INC. | YANKON | ZDL1016-LED60K750-AAA(5000K) | Outdoor Luminaires | Mid Output | Parking Garage Luminaires | Standard | FALSE | [9 empty] | 8/9/2016 12:00:00 AM | Not Dimmable | Not Dimmable | No |  |  | 6055.7 | 102.92 | 58.83 | 18.96 | 0.91 | 5000 | 73.7
PXP8MNPP | YANKON LIGHTING, INC. | YANKON | ZDL1016-LED60K750-AAA(5700K) | Outdoor Luminaires | Mid Output | Parking Garage Luminaires | Standard | FALSE | [9 empty] | 8/9/2016 12:00:00 AM | Not Dimmable | Not Dimmable | No |  |  | 6128 | 104.15 | 58.84 | 18.92 | 0.91 | 5700 | 73.8
PGVGZP69 | YANKON LIGHTING, INC. | YANKON | ZDL1016-LED60K750-AAA(4500K) | Outdoor Luminaires | Mid Output | Parking Garage Luminaires | Standard | FALSE | [9 empty] | 8/9/2016 12:00:00 AM | Not Dimmable | Not Dimmable | No |  |  | 5981.3 | 101.67 | 58.83 | 18.96 | 0.91 | 4500 | 73.7
PRYD18HA | Yigeda Lighting Ltd | Yigeda | PG4527V40KYY | Outdoor Luminaires | Low Output | Parking Garage Luminaires | Standard | TRUE | 4005.121 | 91.722 | 43.666 | 13.77 | 0.9507 | 3991 | 83.5 | 5 | 50000 | 10/1/2015 12:00:00 AM | Not Dimmable | Not Dimmable | Not Yet Verified |  | 2.1 | 4005.121 | 91.722 | 43.666 | 13.77 | 0.987 | 3991 | 83.5
P5MD8551 | Yigeda Lighting Ltd | Yigeda | PG4527V50KYY | Outdoor Luminaires | Low Output | Parking Garage Luminaires | Standard | FALSE | [9 empty] | 10/1/2015 12:00:00 AM | Not Dimmable | Not Dimmable | Not Yet Verified |  |  | 4149.603 | 95.022 | 43.67 | 13.77 | 0.993 | 5074 | 82.3