## QPL
DESIGNLIGHTS CONSORTIUM (DLC) |  |  |  | Language/Langue:
QUALIFED PRODUCTS LIST (QPL) |  |  |  | English
**This list is for the use of sponsors of the DesignLights Consortium (DLC) in operation of their commercial lighting programs. The QPL is updated regularly. Please refer to the date last updated, below, and check www.designlights.org to ensure you are using the most current version.
NOTES: (1) White rows represent product models that actual test reports were evaluated. Gray rows represent the corresponding family models, of a particular model number, which test reports were not evaluated. (2) "X" in the model number represents wildcard characters for multiple product variations. In these cases, all variations are considered approved. This is done to save space on the QPL.
Last Updated: | 2016-10-09 | By: www.designlights.org
DLC Product Code | Manufacturer Name | Brand Name | Model Number | Category | General Application | Primary Use | Classification | Parent Product | Measured Light Output (lm) | Measured Luminaire Efficacy (lm/W) | Measured Wattage (W) | Total Harmonic Distortion (THD) | Measured Power Factor | Measured CCT (K) | Measured CRI | Warranty (years) | Rated Lifetime (hours) | Date Qualified | Dimming Status | Dimming Type | Has Intergated Controls | Notes | Technical Requirements Version Number | Rated Light Output (lm) | Rated Luminaire Efficacy (lm/W) | Rated Wattage (W) | Total Harmonic Distortion (THD) | Rated Power Factor | Rated CCT (K) | Rated CRI
PSHSNN29 | #1 Advance LEDs | Advance | USA-RC-16W | Indoor Luminaires | Case Lighting | Horizontal Refrigerated Case Luminaires | Standard | TRUE | 2068.099 | 125.797 | 16.44 | 23.97 | 0.904 | 5180 | 82.8 | 5 | 50000 | 11/11/2015 12:00:00 AM | Not Dimmable | Not Dimmable | Not Yet Verified |  | 2.1
P00001F8V | 01 James Industry Group (DongGuan) Co.,Ltd | 01 James Industry | ZY-22W1500(3000K Frost) | Indoor Luminaires | Case Lighting | Vertical Refrigerated Case Luminaires | Standard | TRUE | 1740.9 | 86.2 | 20.2 | 16.3 | 0.89 | 2895 | 82 | 5 | 50000 | 9/2/2014 12:00:00 AM | Not Yet Verified | Not Yet Verified | Not Yet Verified |  | 2.1 | 1740 | 86 | 20 | 20 | 0.9 | 3000 | 82
P00001F8W | 01 James Industry Group (DongGuan) Co.,Ltd | 01 James Industry | ZY-22W1500(3500K Frost) | Indoor Luminaires | Case Lighting | Vertical Refrigerated Case Luminaires | Standard | FALSE | [9 empty] | 9/2/2014 12:00:00 AM | Not Yet Verified | Not Yet Verified | Not Yet Verified |  |  | 1740 | 86 | 20 | 20 | 0.9 | 3500 | 82
P00001F8X | 01 James Industry Group (DongGuan) Co.,Ltd | 01 James Industry | ZY-22W1500(4000K Frost) | Indoor Luminaires | Case Lighting | Vertical Refrigerated Case Luminaires | Standard | FALSE | [9 empty] | 9/2/2014 12:00:00 AM | Not Yet Verified | Not Yet Verified | Not Yet Verified |  |  | 1740 | 86 | 20 | 20 | 0.9 | 4000 | 82
P00001F8Z | 01 James Industry Group (DongGuan) Co.,Ltd | 01 James Industry | ZY-22W1500(5000K Frost) | Indoor Luminaires | Case Lighting | Vertical Refrigerated Case Luminaires | Standard | FALSE | [9 empty] | 9/2/2014 12:00:00 AM | Not Yet Verified | Not Yet Verified | Not Yet Verified |  |  | 1740 | 86 | 20 | 20 | 0.9 | 5000 | 82
P00001F90 | 01 James Industry Group (DongGuan) Co.,Ltd | 01 James Industry | ZY-22W1500(3000K Clear) | Indoor Luminaires | Case Lighting | Vertical Refrigerated Case Luminaires | Standard | FALSE | [9 empty] | 9/2/2014 12:00:00 AM | Not Yet Verified | Not Yet Verified | Not Yet Verified |  |  | 1740 | 86 | 20 | 20 | 0.9 | 3000 | 82
P00001F91 | 01 James Industry Group (DongGuan) Co.,Ltd | 01 James Industry | ZY-22W1500(3500K Clear) | Indoor Luminaires | Case Lighting | Vertical Refrigerated Case Luminaires | Standard | FALSE | [9 empty] | 9/2/2014 12:00:00 AM | Not Yet Verified | Not Yet Verified | Not Yet Verified |  |  | 1740 | 86 | 20 | 20 | 0.9 | 3500 | 82
P00001F92 | 01 James Industry Group (DongGuan) Co.,Ltd | 01 James Industry | ZY-22W1500(4000K Clear) | Indoor Luminaires | Case Lighting | Vertical Refrigerated Case Luminaires | Standard | FALSE | [9 empty] | 9/2/2014 12:00:00 AM | Not Yet Verified | Not Yet Verified | Not Yet Verified |  |  | 1740 | 86 | 20 | 20 | 0.9 | 4000 | 82
P00001F93 | 01 James Industry Group (DongGuan) Co.,Ltd | 01 James Industry | ZY-22W1500(4500K Clear) | Indoor Luminaires | Case Lighting | Vertical Refrigerated Case Luminaires | Standard | FALSE | [9 empty] | 9/2/2014 12:00:00 AM | Not Yet Verified | Not Yet Verified | Not Yet Verified |  |  | 1740 | 86 | 20 | 20 | 0.9 | 4500 | 82
P00001F8Y | 01 James Industry Group (DongGuan) Co.,Ltd | 01 James Industry | ZY-22W1500(4500K Frost) | Indoor Luminaires | Case Lighting | Vertical Refrigerated Case Luminaires | Standard | FALSE | [9 empty] | 9/2/2014 12:00:00 AM | Not Yet Verified | Not Yet Verified | Not Yet Verified |  |  | 1740 | 86 | 20 | 20 | 0.9 | 4500 | 82
P00001F94 | 01 James Industry Group (DongGuan) Co.,Ltd | 01 James Industry | ZY-22W1500(5000K Clear) | Indoor Luminaires | Case Lighting | Vertical Refrigerated Case Luminaires | Standard | FALSE | [9 empty] | 9/2/2014 12:00:00 AM | Not Yet Verified | Not Yet Verified | Not Yet Verified |  |  | 1740 | 86 | 20 | 20 | 0.9 | 5000 | 82
P00001F95 | 01 James Industry Group (DongGuan) Co.,Ltd | 01 James Industry | ZY-22W1200(3000K Frost) | Indoor Luminaires | Case Lighting | Vertical Refrigerated Case Luminaires | Standard | TRUE | 1575.5 | 76.5 | 20.6 | 16.1 | 0.896 | 2710 | 82 | 5 | 50000 | 9/2/2014 12:00:00 AM | Not Yet Verified | Not Yet Verified | Not Yet Verified |  | 2.1 | 1575.5 | 76.5 | 20.6 |  |  | 3000 | 82
P00001F99 | 01 James Industry Group (DongGuan) Co.,Ltd | 01 James Industry | ZY-22W1200(5000K Frost) | Indoor Luminaires | Case Lighting | Vertical Refrigerated Case Luminaires | Standard | FALSE | [9 empty] | 9/2/2014 12:00:00 AM | Not Yet Verified | Not Yet Verified | Not Yet Verified |  |  | 1575.5 | 76.5 | 20.6 | 20 | 0.9 | 5000 | 82
P00001F9A | 01 James Industry Group (DongGuan) Co.,Ltd | 01 James Industry | ZY-22W1200(3000K Clear) | Indoor Luminaires | Case Lighting | Vertical Refrigerated Case Luminaires | Standard | FALSE | [9 empty] | 9/2/2014 12:00:00 AM | Not Yet Verified | Not Yet Verified | Not Yet Verified |  |  | 1575.5 | 76.5 | 20.6 | 20 | 0.9 | 3000 | 82
P00001F9B | 01 James Industry Group (DongGuan) Co.,Ltd | 01 James Industry | ZY-22W1200(3500K Clear) | Indoor Luminaires | Case Lighting | Vertical Refrigerated Case Luminaires | Standard | FALSE | [9 empty] | 9/2/2014 12:00:00 AM | Not Yet Verified | Not Yet Verified | Not Yet Verified |  |  | 1575.5 | 76.5 | 20.6 | 20 | 0.9 | 3500 | 82
P00001F9D | 01 James Industry Group (DongGuan) Co.,Ltd | 01 James Industry | ZY-22W1200(4500K Clear) | Indoor Luminaires | Case Lighting | Vertical Refrigerated Case Luminaires | Standard | FALSE | [9 empty] | 9/2/2014 12:00:00 AM | Not Yet Verified | Not Yet Verified | Not Yet Verified |  |  | 1575.5 | 76.5 | 20.6 | 20 | 0.9 | 4500 | 82
P00001F97 | 01 James Industry Group (DongGuan) Co.,Ltd | 01 James Industry | ZY-22W1200(4000K Frost) | Indoor Luminaires | Case Lighting | Vertical Refrigerated Case Luminaires | Standard | FALSE | [9 empty] | 9/2/2014 12:00:00 AM | Not Yet Verified | Not Yet Verified | Not Yet Verified |  |  | 1575.5 | 76.5 | 20.6 | 20 | 0.9 | 4000 | 82
P00001F9K | 01 James Industry Group (DongGuan) Co.,Ltd | 01 James Industry | ZY-30W1800(3000K Clear) | Indoor Luminaires | Case Lighting | Vertical Refrigerated Case Luminaires | Standard | FALSE | [9 empty] | 9/2/2014 12:00:00 AM | Not Yet Verified | Not Yet Verified | Not Yet Verified |  |  | 1740.9 | 86 | 20.6 | 20 | 0.9 | 3000 | 82
P00001F9L | 01 James Industry Group (DongGuan) Co.,Ltd | 01 James Industry | ZY-30W1800(3500K Clear) | Indoor Luminaires | Case Lighting | Vertical Refrigerated Case Luminaires | Standard | FALSE | [9 empty] | 9/2/2014 12:00:00 AM | Not Yet Verified | Not Yet Verified | Not Yet Verified |  |  | 1740.9 | 86 | 20.6 | 20 | 0.9 | 3500 | 82
P00001F98 | 01 James Industry Group (DongGuan) Co.,Ltd | 01 James Industry | ZY-22W1200(4500K Frost) | Indoor Luminaires | Case Lighting | Vertical Refrigerated Case Luminaires | Standard | FALSE | [9 empty] | 9/2/2014 12:00:00 AM | Not Yet Verified | Not Yet Verified | Not Yet Verified |  |  | 1575.5 | 76.5 | 20.6 | 20 | 0.9 | 4500 | 82
P00001F9E | 01 James Industry Group (DongGuan) Co.,Ltd | 01 James Industry | ZY-22W1200(5000K Clear) | Indoor Luminaires | Case Lighting | Vertical Refrigerated Case Luminaires | Standard | FALSE | [9 empty] | 9/2/2014 12:00:00 AM | Not Yet Verified | Not Yet Verified | Not Yet Verified |  |  | 1575.5 | 76.5 | 20.6 | 20 | 0.9 | 5000 | 82
P00001F9G | 01 James Industry Group (DongGuan) Co.,Ltd | 01 James Industry | ZY-30W1800(3500K Frost) | Indoor Luminaires | Case Lighting | Vertical Refrigerated Case Luminaires | Standard | FALSE | [9 empty] | 9/2/2014 12:00:00 AM | Not Yet Verified | Not Yet Verified | Not Yet Verified |  |  | 1740.9 | 86 | 20.6 | 20 | 0.9 | 3500 | 82
P00001F9I | 01 James Industry Group (DongGuan) Co.,Ltd | 01 James Industry | ZY-30W1800(4500K Frost) | Indoor Luminaires | Case Lighting | Vertical Refrigerated Case Luminaires | Standard | FALSE | [9 empty] | 9/2/2014 12:00:00 AM | Not Yet Verified | Not Yet Verified | Not Yet Verified |  |  | 1740.9 | 86 | 20.6 | 20 | 0.9 | 4500 | 82
P00001F9F | 01 James Industry Group (DongGuan) Co.,Ltd | 01 James Industry | ZY-30W1800(3000K Frost) | Indoor Luminaires | Case Lighting | Vertical Refrigerated Case Luminaires | Standard | FALSE | [9 empty] | 9/2/2014 12:00:00 AM | Not Yet Verified | Not Yet Verified | Not Yet Verified |  |  | 1740.9 | 86 | 20.6 | 20 | 0.9 | 3000 | 82
P00001F9H | 01 James Industry Group (DongGuan) Co.,Ltd | 01 James Industry | ZY-30W1800(4000K Frost) | Indoor Luminaires | Case Lighting | Vertical Refrigerated Case Luminaires | Standard | FALSE | [9 empty] | 9/2/2014 12:00:00 AM | Not Yet Verified | Not Yet Verified | Not Yet Verified |  |  | 1740.9 | 86 | 20.6 | 20 | 0.9 | 4000 | 82
P00001F9J | 01 James Industry Group (DongGuan) Co.,Ltd | 01 James Industry | ZY-30W1800(5000K Frost) | Indoor Luminaires | Case Lighting | Vertical Refrigerated Case Luminaires | Standard | FALSE | [9 empty] | 9/2/2014 12:00:00 AM | Not Yet Verified | Not Yet Verified | Not Yet Verified |  |  | 1740.9 | 86 | 20.6 | 20 | 0.9 | 5000 | 82
P00001F9M | 01 James Industry Group (DongGuan) Co.,Ltd | 01 James Industry | ZY-30W1800(4000K Clear) | Indoor Luminaires | Case Lighting | Vertical Refrigerated Case Luminaires | Standard | FALSE | [9 empty] | 9/2/2014 12:00:00 AM | Not Yet Verified | Not Yet Verified | Not Yet Verified |  |  | 1740.9 | 86 | 20.6 | 20 | 0.9 | 4000 | 82
P00001F9N | 01 James Industry Group (DongGuan) Co.,Ltd | 01 James Industry | ZY-30W1800(4500K Clear) | Indoor Luminaires | Case Lighting | Vertical Refrigerated Case Luminaires | Standard | FALSE | [9 empty] | 9/2/2014 12:00:00 AM | Not Yet Verified | Not Yet Verified | Not Yet Verified |  |  | 1740.9 | 86 | 20.6 | 20 | 0.9 | 4500 | 82
P00001F9O | 01 James Industry Group (DongGuan) Co.,Ltd | 01 James Industry | ZY-30W1800(5000K Clear) | Indoor Luminaires | Case Lighting | Vertical Refrigerated Case Luminaires | Standard | FALSE | [9 empty] | 9/2/2014 12:00:00 AM | Not Yet Verified | Not Yet Verified | Not Yet Verified |  |  | 1740.9 | 86 | 20.6 | 20 | 0.9 | 5000 | 82
P00001F96 | 01 James Industry Group (DongGuan) Co.,Ltd | 01 James Industry | ZY-22W1200(3500K Frost) | Indoor Luminaires | Case Lighting | Vertical Refrigerated Case Luminaires | Standard | FALSE | [9 empty] | 9/2/2014 12:00:00 AM | Not Yet Verified | Not Yet Verified | Not Yet Verified |  |  | 1575.5 | 76.5 | 20.6 | 20 | 0.9 | 3500 | 82
P00001F9C | 01 James Industry Group (DongGuan) Co.,Ltd | 01 James Industry | ZY-22W1200(4000K Clear) | Indoor Luminaires | Case Lighting | Vertical Refrigerated Case Luminaires | Standard | FALSE | [9 empty] | 9/2/2014 12:00:00 AM | Not Yet Verified | Not Yet Verified | Not Yet Verified |  |  | 1575.5 | 76.5 | 20.6 | 20 | 0.9 | 4000 | 82
P1YPD3J3 | 01 James Industry Group (DongGuan) Co.,Ltd | 01 James Industry | ZY-18W1200 LED HORIZONTAL REFRIGERATOR LIGHT (3000K frosted lens) | Indoor Luminaires | Case Lighting | Horizontal Refrigerated Case Luminaires | Standard | TRUE | 1818.1 | 106.95 | 17 | 14.48 | 0.9151 | 2998 | 82.4 | 5 | 50000 | 1/12/2015 12:00:00 AM | Not Dimmable | Not Dimmable | Not Yet Verified |  | 2.1 | 1818.1 | 107 | 17 |  |  | 3000
P2WAKZ2M | 01 James Industry Group (DongGuan) Co.,Ltd | 01 James Industry | ZY-18W1200 LED HORIZONTAL REFRIGERATOR LIGHT (5000K frosted lens) | Indoor Luminaires | Case Lighting | Horizontal Refrigerated Case Luminaires | Standard | FALSE | [9 empty] | 1/12/2015 12:00:00 AM | Not Dimmable | Not Dimmable | Not Yet Verified |  |  | 1818.1 | 107 | 17 |  |  | 5000
P3ZZJ1B3 | 01 James Industry Group (DongGuan) Co.,Ltd | 01 James Industry | ZY-18W1200 LED HORIZONTAL REFRIGERATOR LIGHT (4000K frosted lens) | Indoor Luminaires | Case Lighting | Horizontal Refrigerated Case Luminaires | Standard | FALSE | [9 empty] | 1/12/2015 12:00:00 AM | Not Dimmable | Not Dimmable | Not Yet Verified |  |  | 1818.1 | 107 | 17 |  |  | 4000
PFD6DT3J | 01 James Industry Group (DongGuan) Co.,Ltd | 01 James Industry | ZY-18W1200 LED HORIZONTAL REFRIGERATOR LIGHT (4500K frosted lens) | Indoor Luminaires | Case Lighting | Horizontal Refrigerated Case Luminaires | Standard | FALSE | [9 empty] | 1/12/2015 12:00:00 AM | Not Dimmable | Not Dimmable | Not Yet Verified |  |  | 1818.1 | 107 | 17 |  |  | 4500
P76D8WP4 | 01 James Industry Group (DongGuan) Co.,Ltd | 01 James Industry | ZY-18W1200 LED HORIZONTAL REFRIGERATOR LIGHT (3500K frosted lens) | Indoor Luminaires | Case Lighting | Horizontal Refrigerated Case Luminaires | Standard | FALSE | [9 empty] | 1/12/2015 12:00:00 AM | Not Dimmable | Not Dimmable | Not Yet Verified |  |  | 1818.1 | 107 | 17 |  |  | 3500
PY1X48HV | 01 James Industry Group (DongGuan) Co.,Ltd | 01 James Industry | ZY-18W1200 LED HORIZONTAL REFRIGERATOR LIGHT (3000K clear lens) | Indoor Luminaires | Case Lighting | Horizontal Refrigerated Case Luminaires | Standard | TRUE | 2087.8 | 123.13 | 16.96 | 10.6 | 0.9097 | 2997 | 82.3 | 5 | 50000 | 1/12/2015 12:00:00 AM | Not Dimmable | Not Dimmable | Not Yet Verified |  | 2.1 | 2087.8 | 123.13 | 17 |  |  | 3000
PU2BJ3ZQ | 01 James Industry Group (DongGuan) Co.,Ltd | 01 James Industry | ZY-18W1200 LED HORIZONTAL REFRIGERATOR LIGHT (3500K clear lens) | Indoor Luminaires | Case Lighting | Horizontal Refrigerated Case Luminaires | Standard | FALSE | [9 empty] | 1/12/2015 12:00:00 AM | Not Dimmable | Not Dimmable | Not Yet Verified |  |  | 2087.8 | 123.13 | 17 |  |  | 3500
PPCR8VYU | 01 James Industry Group (DongGuan) Co.,Ltd | 01 James Industry | ZY-18W1200 LED HORIZONTAL REFRIGERATOR LIGHT (4000K clear lens) | Indoor Luminaires | Case Lighting | Horizontal Refrigerated Case Luminaires | Standard | FALSE | [9 empty] | 1/12/2015 12:00:00 AM | Not Dimmable | Not Dimmable | Not Yet Verified |  |  | 2087.8 | 123.13 | 17 |  |  | 4000
PUSAJRUE | 01 James Industry Group (DongGuan) Co.,Ltd | 01 James Industry | ZY-18W1200 LED HORIZONTAL REFRIGERATOR LIGHT (4500K clear lens) | Indoor Luminaires | Case Lighting | Horizontal Refrigerated Case Luminaires | Standard | FALSE | [9 empty] | 1/12/2015 12:00:00 AM | Not Dimmable | Not Dimmable | Not Yet Verified |  |  | 2087.8 | 123.13 | 17 |  |  | 4500
PKCY7XSE | 01 James Industry Group (DongGuan) Co.,Ltd | 01 James Industry | ZY-18W1200 LED HORIZONTAL REFRIGERATOR LIGHT (5000K clear lens) | Indoor Luminaires | Case Lighting | Horizontal Refrigerated Case Luminaires | Standard | FALSE | [9 empty] | 1/12/2015 12:00:00 AM | Not Dimmable | Not Dimmable | Not Yet Verified |  |  | 2087.8 | 123.13 | 17 |  |  | 5000
P8BR34HX | 01 James Industry Group (DongGuan) Co.,Ltd | 01 James Industry | ZY-15W1200 LED HORIZONTAL REFRIGERATOR LIGHT (2700K frosted lens) | Indoor Luminaires | Case Lighting | Horizontal Refrigerated Case Luminaires | Standard | TRUE | 1658.9 | 119.62 | 13.87 | 15.38 | 0.9149 | 2848 | 81.1 | 5 | 50000 | 1/12/2015 12:00:00 AM | Not Dimmable | Not Dimmable | Not Yet Verified |  | 2.1 | 1658.9 | 119.62 | 14 |  |  | 2700
PJXUSYQJ | 01 James Industry Group (DongGuan) Co.,Ltd | 01 James Industry | ZY-15W1200 LED HORIZONTAL REFRIGERATOR LIGHT (4000K frosted lens) | Indoor Luminaires | Case Lighting | Horizontal Refrigerated Case Luminaires | Standard | FALSE | [9 empty] | 1/12/2015 12:00:00 AM | Not Dimmable | Not Dimmable | Not Yet Verified |  |  | 1658.9 | 119.62 | 14 |  |  | 4000
PYPMFGKQ | 01 James Industry Group (DongGuan) Co.,Ltd | 01 James Industry | ZY-15W1200 LED HORIZONTAL REFRIGERATOR LIGHT (4500K frosted lens) | Indoor Luminaires | Case Lighting | Horizontal Refrigerated Case Luminaires | Standard | FALSE | [9 empty] | 1/12/2015 12:00:00 AM | Not Dimmable | Not Dimmable | Not Yet Verified |  |  | 1658.9 | 119.62 | 14 |  |  | 4500
PAAF1Q6H | 01 James Industry Group (DongGuan) Co.,Ltd | 01 James Industry | ZY-15W1200 LED HORIZONTAL REFRIGERATOR LIGHT (5000K frosted lens) | Indoor Luminaires | Case Lighting | Horizontal Refrigerated Case Luminaires | Standard | FALSE | [9 empty] | 1/12/2015 12:00:00 AM | Not Dimmable | Not Dimmable | Not Yet Verified |  |  | 1658.9 | 119.62 | 14 |  |  | 5000
PM551C4P | 01 James Industry Group (DongGuan) Co.,Ltd | 01 James Industry | ZY-15W1200 LED HORIZONTAL REFRIGERATOR LIGHT (3000K frosted lens) | Indoor Luminaires | Case Lighting | Horizontal Refrigerated Case Luminaires | Standard | FALSE | [9 empty] | 1/12/2015 12:00:00 AM | Not Dimmable | Not Dimmable | Not Yet Verified |  |  | 1658.9 | 119.62 | 14 |  |  | 3000
PUVMDC2D | 01 James Industry Group (DongGuan) Co.,Ltd | 01 James Industry | ZY-15W1200 LED HORIZONTAL REFRIGERATOR LIGHT (3500K frosted lens) | Indoor Luminaires | Case Lighting | Horizontal Refrigerated Case Luminaires | Standard | FALSE | [9 empty] | 1/12/2015 12:00:00 AM | Not Dimmable | Not Dimmable | Not Yet Verified |  |  | 1658.9 | 119.62 | 14 |  |  | 3500
PXFUNZ21 | 01 James Industry Group (DongGuan) Co.,Ltd | 01 James Industry | ZY-15W1200 LED HORIZONTAL REFRIGERATOR LIGHT (2700K clear lens) | Indoor Luminaires | Case Lighting | Horizontal Refrigerated Case Luminaires | Standard | TRUE | 1918.1 | 134.93 | 14.22 | 12.07 | 0.9127 | 2856 | 80.9 | 5 | 50000 | 1/12/2015 12:00:00 AM | Not Dimmable | Not Dimmable | Not Yet Verified |  | 2.1 | 1918.1 | 134.93 | 14 |  |  | 2700
PTM4U1AZ | 01 James Industry Group (DongGuan) Co.,Ltd | 01 James Industry | ZY-15W1200 LED HORIZONTAL REFRIGERATOR LIGHT (3000K clear lens) | Indoor Luminaires | Case Lighting | Horizontal Refrigerated Case Luminaires | Standard | FALSE | [9 empty] | 1/12/2015 12:00:00 AM | Not Dimmable | Not Dimmable | Not Yet Verified |  |  | 1918.1 | 134.93 | 14 |  |  | 3000
PRTU5U8T | 01 James Industry Group (DongGuan) Co.,Ltd | 01 James Industry | ZY-15W1200 LED HORIZONTAL REFRIGERATOR LIGHT (4000K clear lens) | Indoor Luminaires | Case Lighting | Horizontal Refrigerated Case Luminaires | Standard | FALSE | [9 empty] | 1/12/2015 12:00:00 AM | Not Dimmable | Not Dimmable | Not Yet Verified |  |  | 1918.1 | 134.93 | 14 |  |  | 4000
PUFNX56W | 01 James Industry Group (DongGuan) Co.,Ltd | 01 James Industry | ZY-15W1200 LED HORIZONTAL REFRIGERATOR LIGHT (4500K clear lens) | Indoor Luminaires | Case Lighting | Horizontal Refrigerated Case Luminaires | Standard | FALSE | [9 empty] | 1/12/2015 12:00:00 AM | Not Dimmable | Not Dimmable | Not Yet Verified |  |  | 1918.1 | 134.93 | 14 |  |  | 4500
PS9D8XTE | 01 James Industry Group (DongGuan) Co.,Ltd | 01 James Industry | ZY-15W1200 LED HORIZONTAL REFRIGERATOR LIGHT (5000K clear lens) | Indoor Luminaires | Case Lighting | Horizontal Refrigerated Case Luminaires | Standard | FALSE | [9 empty] | 1/12/2015 12:00:00 AM | Not Dimmable | Not Dimmable | Not Yet Verified |  |  | 1918.1 | 134.93 | 14 |  |  | 5000
PP6KF4PY | 01 James Industry Group (DongGuan) Co.,Ltd | 01 James Industry | ZY-15W1200 LED HORIZONTAL REFRIGERATOR LIGHT (3500K clear lens) | Indoor Luminaires | Case Lighting | Horizontal Refrigerated Case Luminaires | Standard | FALSE | [9 empty] | 1/12/2015 12:00:00 AM | Not Dimmable | Not Dimmable | Not Yet Verified |  |  | 1918.1 | 134.93 | 14 |  |  | 3500
PBTWSJ1X | 01 James Industry Group (DongGuan) Co.,Ltd | 01 James Industry | ZY-20W1500 LED HORIZONTAL REFRIGERATOR LIGHT (3000K frosted lens) | Indoor Luminaires | Case Lighting | Horizontal Refrigerated Case Luminaires | Standard | TRUE | 1977.4 | 112.13 | 17.63 | 14.67 | 0.9168 | 2897 | 81.5 | 5 | 50000 | 1/12/2015 12:00:00 AM | Not Dimmable | Not Dimmable | Not Yet Verified |  | 2.1 | 1977.4 | 112.13 | 18 |  |  | 3000
PD6VWTUF | 01 James Industry Group (DongGuan) Co.,Ltd | 01 James Industry | ZY-20W1500 LED HORIZONTAL REFRIGERATOR LIGHT (3500K frosted lens) | Indoor Luminaires | Case Lighting | Horizontal Refrigerated Case Luminaires | Standard | FALSE | [9 empty] | 1/12/2015 12:00:00 AM | Not Dimmable | Not Dimmable | Not Yet Verified |  |  | 1977.4 | 112.13 | 18 |  |  | 3500
PFR65EC6 | 01 James Industry Group (DongGuan) Co.,Ltd | 01 James Industry | ZY-20W1500 LED HORIZONTAL REFRIGERATOR LIGHT (4500K frosted lens) | Indoor Luminaires | Case Lighting | Horizontal Refrigerated Case Luminaires | Standard | FALSE | [9 empty] | 1/12/2015 12:00:00 AM | Not Dimmable | Not Dimmable | Not Yet Verified |  |  | 1977.4 | 112.13 | 18 |  |  | 4500
PX9TE4H9 | 01 James Industry Group (DongGuan) Co.,Ltd | 01 James Industry | ZY-20W1500 LED HORIZONTAL REFRIGERATOR LIGHT (4000K frosted lens) | Indoor Luminaires | Case Lighting | Horizontal Refrigerated Case Luminaires | Standard | FALSE | [9 empty] | 1/12/2015 12:00:00 AM | Not Dimmable | Not Dimmable | Not Yet Verified |  |  | 1977.4 | 112.13 | 18 |  |  | 4000
P7FGF5TP | 01 James Industry Group (DongGuan) Co.,Ltd | 01 James Industry | ZY-20W1500 LED HORIZONTAL REFRIGERATOR LIGHT (5000K frosted lens) | Indoor Luminaires | Case Lighting | Horizontal Refrigerated Case Luminaires | Standard | FALSE | [9 empty] | 1/12/2015 12:00:00 AM | Not Dimmable | Not Dimmable | Not Yet Verified |  |  | 1977.4 | 112.13 | 18 |  |  | 5000
P98PKH5R | 01 James Industry Group (DongGuan) Co.,Ltd | 01 James Industry | ZY-20W1500 LED HORIZONTAL REFRIGERATOR LIGHT (3000K clear lens) | Indoor Luminaires | Case Lighting | Horizontal Refrigerated Case Luminaires | Standard | TRUE | 2228.1 | 126.18 | 17.66 | 16.98 | 0.9056 | 2907 | 81.4 | 5 | 50000 | 1/12/2015 12:00:00 AM | Not Dimmable | Not Dimmable | Not Yet Verified |  | 2.1 | 2228.1 | 126.18 | 18 |  |  | 3000
PAW44JF6 | 01 James Industry Group (DongGuan) Co.,Ltd | 01 James Industry | ZY-20W1500 LED HORIZONTAL REFRIGERATOR LIGHT (4000K clear lens) | Indoor Luminaires | Case Lighting | Horizontal Refrigerated Case Luminaires | Standard | FALSE | [9 empty] | 1/12/2015 12:00:00 AM | Not Dimmable | Not Dimmable | Not Yet Verified |  |  | 2228.1 | 126.18 | 18 |  |  | 4000
PZPQYB2Y | 01 James Industry Group (DongGuan) Co.,Ltd | 01 James Industry | ZY-20W1500 LED HORIZONTAL REFRIGERATOR LIGHT (5000K clear lens) | Indoor Luminaires | Case Lighting | Horizontal Refrigerated Case Luminaires | Standard | FALSE | [9 empty] | 1/12/2015 12:00:00 AM | Not Dimmable | Not Dimmable | Not Yet Verified |  |  | 2228.1 | 126.18 | 18 |  |  | 5000
PJ2BNMR4 | 01 James Industry Group (DongGuan) Co.,Ltd | 01 James Industry | ZY-20W1500 LED HORIZONTAL REFRIGERATOR LIGHT (3500K clear lens) | Indoor Luminaires | Case Lighting | Horizontal Refrigerated Case Luminaires | Standard | FALSE | [9 empty] | 1/12/2015 12:00:00 AM | Not Dimmable | Not Dimmable | Not Yet Verified |  |  | 2228.1 | 126.18 | 18 |  |  | 3500
PCZXEX1G | 01 James Industry Group (DongGuan) Co.,Ltd | 01 James Industry | ZY-20W1500 LED HORIZONTAL REFRIGERATOR LIGHT (4500K clear lens) | Indoor Luminaires | Case Lighting | Horizontal Refrigerated Case Luminaires | Standard | FALSE | [9 empty] | 1/12/2015 12:00:00 AM | Not Dimmable | Not Dimmable | Not Yet Verified |  |  | 2228.1 | 126.18 | 18 |  |  | 4500
PBD5VNU6 | 01 James Industry Group (DongGuan) Co.,Ltd | 01 James Industry | ZY-23W1800 LED HORIZONTAL REFRIGERATOR LIGHT (3000K frosted lens) | Indoor Luminaires | Case Lighting | Horizontal Refrigerated Case Luminaires | Standard | TRUE | 2490.5 | 108.94 | 22.86 | 14.57 | 0.9132 | 2912 | 81.4 | 5 | 50000 | 1/12/2015 12:00:00 AM | Not Dimmable | Not Dimmable | Not Yet Verified |  | 2.1 | 2490.5 | 108.94 | 23 |  |  | 3000
PUNNVNT6 | 01 James Industry Group (DongGuan) Co.,Ltd | 01 James Industry | ZY-23W1800 LED HORIZONTAL REFRIGERATOR LIGHT (4000K frosted lens) | Indoor Luminaires | Case Lighting | Horizontal Refrigerated Case Luminaires | Standard | FALSE | [9 empty] | 1/12/2015 12:00:00 AM | Not Dimmable | Not Dimmable | Not Yet Verified |  |  | 2490.5 | 108.94 | 23 |  |  | 4000
PPWZKYF8 | 01 James Industry Group (DongGuan) Co.,Ltd | 01 James Industry | ZY-23W1800 LED HORIZONTAL REFRIGERATOR LIGHT (5000K frosted lens) | Indoor Luminaires | Case Lighting | Horizontal Refrigerated Case Luminaires | Standard | FALSE | [9 empty] | 1/12/2015 12:00:00 AM | Not Dimmable | Not Dimmable | Not Yet Verified |  |  | 2490.5 | 108.94 | 23 |  |  | 5000
PH1EVDHV | 01 James Industry Group (DongGuan) Co.,Ltd | 01 James Industry | ZY-23W1800 LED HORIZONTAL REFRIGERATOR LIGHT (4500K frosted lens) | Indoor Luminaires | Case Lighting | Horizontal Refrigerated Case Luminaires | Standard | FALSE | [9 empty] | 1/12/2015 12:00:00 AM | Not Dimmable | Not Dimmable | Not Yet Verified |  |  | 2490.5 | 108.94 | 23 |  |  | 4500
PY5T3XB6 | 01 James Industry Group (DongGuan) Co.,Ltd | 01 James Industry | ZY-23W1800 LED HORIZONTAL REFRIGERATOR LIGHT (3500K frosted lens) | Indoor Luminaires | Case Lighting | Horizontal Refrigerated Case Luminaires | Standard | FALSE | [9 empty] | 1/12/2015 12:00:00 AM | Not Dimmable | Not Dimmable | Not Yet Verified |  |  | 2490.5 | 108.94 | 23 |  |  | 3500
PS8H7X9P | 01 James Industry Group (DongGuan) Co.,Ltd | 01 James Industry | ZY-23W1800 LED HORIZONTAL REFRIGERATOR LIGHT (3000K clear lens) | Indoor Luminaires | Case Lighting | Horizontal Refrigerated Case Luminaires | Standard | TRUE | 2776.1 | 120.96 | 22.95 | 14.24 | 0.9147 | 2915 | 81.3 | 5 | 50000 | 1/12/2015 12:00:00 AM | Not Dimmable | Not Dimmable | Not Yet Verified |  | 2.1 | 2776.1 | 120.96 | 23 |  |  | 3000
PJ4T868B | 01 James Industry Group (DongGuan) Co.,Ltd | 01 James Industry | ZY-23W1800 LED HORIZONTAL REFRIGERATOR LIGHT (5000K clear lens) | Indoor Luminaires | Case Lighting | Horizontal Refrigerated Case Luminaires | Standard | FALSE | [9 empty] | 1/12/2015 12:00:00 AM | Not Dimmable | Not Dimmable | Not Yet Verified |  |  | 2776.1 | 120.96 | 23 |  |  | 5000
PNZAHKMK | 01 James Industry Group (DongGuan) Co.,Ltd | 01 James Industry | ZY-23W1800 LED HORIZONTAL REFRIGERATOR LIGHT (4500K clear lens) | Indoor Luminaires | Case Lighting | Horizontal Refrigerated Case Luminaires | Standard | FALSE | [9 empty] | 1/12/2015 12:00:00 AM | Not Dimmable | Not Dimmable | Not Yet Verified |  |  | 2776.1 | 120.96 | 23 |  |  | 4500
P4DMAYKE | 01 James Industry Group (DongGuan) Co.,Ltd | 01 James Industry | ZY-23W1800 LED HORIZONTAL REFRIGERATOR LIGHT (3500K clear lens) | Indoor Luminaires | Case Lighting | Horizontal Refrigerated Case Luminaires | Standard | FALSE | [9 empty] | 1/12/2015 12:00:00 AM | Not Dimmable | Not Dimmable | Not Yet Verified |  |  | 2776.1 | 120.96 | 23 |  |  | 3500
PACCZJ24 | 01 James Industry Group (DongGuan) Co.,Ltd | 01 James Industry | ZY-23W1800 LED HORIZONTAL REFRIGERATOR LIGHT (4000K clear lens) | Indoor Luminaires | Case Lighting | Horizontal Refrigerated Case Luminaires | Standard | FALSE | [9 empty] | 1/12/2015 12:00:00 AM | Not Dimmable | Not Dimmable | Not Yet Verified |  |  | 2776.1 | 120.96 | 23 |  |  | 4000
PNSYDW1H | 01 James Industry Group (DongGuan) Co.,Ltd | 01 James Industry | ZY-20W1500 LED VERTICAL REFRIGERATOR LIGHT (3000K FROSTED lens) | Indoor Luminaires | Case Lighting | Vertical Refrigerated Case Luminaires | Standard | TRUE | 1698.5 | 95.85 | 17.72 | 14.67 | 0.9168 | 2900 | 81.5 | 5 | 50000 | 2/12/2015 12:00:00 AM | Not Dimmable | Not Dimmable | Not Yet Verified |  | 2.1 | 1698.5 | 95.85 | 17.72 |  |  | 3000 | 80
P8TPNA7S | 01 James Industry Group (DongGuan) Co.,Ltd | 01 James Industry | ZY-20W1500 LED VERTICAL REFRIGERATOR LIGHT (4500K FROSTED lens) | Indoor Luminaires | Case Lighting | Vertical Refrigerated Case Luminaires | Standard | FALSE | [9 empty] | 2/12/2015 12:00:00 AM | Not Dimmable | Not Dimmable | Not Yet Verified |  |  | 1698.5 | 95.85 | 17.72 |  |  | 4500 | 80
PK54MEEP | 01 James Industry Group (DongGuan) Co.,Ltd | 01 James Industry | ZY-20W1500 LED VERTICAL REFRIGERATOR LIGHT (3500K FROSTED lens) | Indoor Luminaires | Case Lighting | Vertical Refrigerated Case Luminaires | Standard | FALSE | [9 empty] | 2/12/2015 12:00:00 AM | Not Dimmable | Not Dimmable | Not Yet Verified |  |  | 1698.5 | 95.85 | 17.72 |  |  | 3500 | 80
PPD93XUY | 01 James Industry Group (DongGuan) Co.,Ltd | 01 James Industry | ZY-20W1500 LED VERTICAL REFRIGERATOR LIGHT (4000K FROSTED lens) | Indoor Luminaires | Case Lighting | Vertical Refrigerated Case Luminaires | Standard | FALSE | [9 empty] | 2/12/2015 12:00:00 AM | Not Dimmable | Not Dimmable | Not Yet Verified |  |  | 1698.5 | 95.85 | 17.72 |  |  | 4000 | 80
PK36XUV5 | 01 James Industry Group (DongGuan) Co.,Ltd | 01 James Industry | ZY-20W1500 LED VERTICAL REFRIGERATOR LIGHT (5000K FROSTED lens) | Indoor Luminaires | Case Lighting | Vertical Refrigerated Case Luminaires | Standard | FALSE | [9 empty] | 2/12/2015 12:00:00 AM | Not Dimmable | Not Dimmable | Not Yet Verified |  |  | 1698.5 | 95.85 | 17.72 |  |  | 5000 | 80
PQU75FZK | 01 James Industry Group (DongGuan) Co.,Ltd | 01 James Industry | ZY-20W1500 LED VERTICAL REFRIGERATOR LIGHT (3000K CLEAR lens) | Indoor Luminaires | Case Lighting | Vertical Refrigerated Case Luminaires | Standard | TRUE | 2050.1 | 115.56 | 17.74 | 16.98 | 0.9056 | 2910 | 81.5 | 5 | 50000 | 2/12/2015 12:00:00 AM | Not Dimmable | Not Dimmable | Not Yet Verified |  | 2.1 | 2050.1 | 115.56 | 17.74 |  |  | 3000 | 80
PB8YVUU9 | 01 James Industry Group (DongGuan) Co.,Ltd | 01 James Industry | ZY-20W1500 LED VERTICAL REFRIGERATOR LIGHT (5000K CLEAR lens) | Indoor Luminaires | Case Lighting | Vertical Refrigerated Case Luminaires | Standard | FALSE | [9 empty] | 2/12/2015 12:00:00 AM | Not Dimmable | Not Dimmable | Not Yet Verified |  |  | 2050.1 | 115.56 | 17.74 |  |  | 5000 | 80
P9K2W41A | 01 James Industry Group (DongGuan) Co.,Ltd | 01 James Industry | ZY-20W1500 LED VERTICAL REFRIGERATOR LIGHT (4500K CLEAR lens) | Indoor Luminaires | Case Lighting | Vertical Refrigerated Case Luminaires | Standard | FALSE | [9 empty] | 2/12/2015 12:00:00 AM | Not Dimmable | Not Dimmable | Not Yet Verified |  |  | 2050.1 | 115.56 | 17.74 |  |  | 4500 | 80
P5U12EAQ | 01 James Industry Group (DongGuan) Co.,Ltd | 01 James Industry | ZY-20W1500 LED VERTICAL REFRIGERATOR LIGHT (4000K CLEAR lens) | Indoor Luminaires | Case Lighting | Vertical Refrigerated Case Luminaires | Standard | FALSE | [9 empty] | 2/12/2015 12:00:00 AM | Not Dimmable | Not Dimmable | Not Yet Verified |  |  | 2050.1 | 115.56 | 17.74 |  |  | 4000 | 80
PSVCCJU6 | 01 James Industry Group (DongGuan) Co.,Ltd | 01 James Industry | ZY-20W1500 LED VERTICAL REFRIGERATOR LIGHT (3500K CLEAR lens) | Indoor Luminaires | Case Lighting | Vertical Refrigerated Case Luminaires | Standard | FALSE | [9 empty] | 2/12/2015 12:00:00 AM | Not Dimmable | Not Dimmable | Not Yet Verified |  |  | 2050.1 | 115.56 | 17.74 |  |  | 3500 | 80
PJZJE8P4 | 01 James Industry Group (DongGuan) Co.,Ltd | 01 James Industry | ZY-12W900 LED VERTICAL REFRIGERATOR LIGHT (CLEAR COVER)(3000K) | Indoor Luminaires | Case Lighting | Vertical Refrigerated Case Luminaires | Standard | TRUE | 1368.4 | 127.79 | 10.71 | 13.24 | 0.9048 | 2901 | 81.4 | 5 | 50000 | 2/12/2015 12:00:00 AM | Not Dimmable | Not Dimmable | Not Yet Verified |  | 2.1 | 1368 | 128 | 10.7 |  | 0.9 | 3000 | 80
PRXEV6F2 | 01 James Industry Group (DongGuan) Co.,Ltd | 01 James Industry | ZY-12W900 LED VERTICAL REFRIGERATOR LIGHT (CLEAR COVER)(4500K) | Indoor Luminaires | Case Lighting | Vertical Refrigerated Case Luminaires | Standard | FALSE | [9 empty] | 2/12/2015 12:00:00 AM | Not Dimmable | Not Dimmable | Not Yet Verified |  |  | 1368 | 128 | 10.7 |  | 0.9 | 4500 | 80
PTSD5B8H | 01 James Industry Group (DongGuan) Co.,Ltd | 01 James Industry | ZY-12W900 LED VERTICAL REFRIGERATOR LIGHT (CLEAR COVER)(5000K) | Indoor Luminaires | Case Lighting | Vertical Refrigerated Case Luminaires | Standard | FALSE | [9 empty] | 2/12/2015 12:00:00 AM | Not Dimmable | Not Dimmable | Not Yet Verified |  |  | 1368 | 128 | 10.7 |  | 0.9 | 5000 | 80
PXYBK7F5 | 01 James Industry Group (DongGuan) Co.,Ltd | 01 James Industry | ZY-12W900 LED VERTICAL REFRIGERATOR LIGHT (CLEAR COVER)(4000K) | Indoor Luminaires | Case Lighting | Vertical Refrigerated Case Luminaires | Standard | FALSE | [9 empty] | 2/12/2015 12:00:00 AM | Not Dimmable | Not Dimmable | Not Yet Verified |  |  | 1368 | 128 | 10.7 |  | 0.9 | 4000 | 80
P7TGUJ4F | 01 James Industry Group (DongGuan) Co.,Ltd | 01 James Industry | ZY-12W900 LED VERTICAL REFRIGERATOR LIGHT (CLEAR COVER)(3500K) | Indoor Luminaires | Case Lighting | Vertical Refrigerated Case Luminaires | Standard | FALSE | [9 empty] | 2/12/2015 12:00:00 AM | Not Dimmable | Not Dimmable | Not Yet Verified |  |  | 1368 | 128 | 10.7 |  | 0.9 | 3500 | 80
PUFGG1QS | 01 James Industry Group (DongGuan) Co.,Ltd | 01 James Industry | ZY-15W1200 LED VERTICAL REFRIGERATOR LIGHT (CLEAR COVER)(3000K) | Indoor Luminaires | Case Lighting | Vertical Refrigerated Case Luminaires | Standard | TRUE | 1784.5 | 125.13 | 14.26 | 11.87 | 0.9171 | 2857 | 80.9 | 5 | 50000 | 2/12/2015 12:00:00 AM | Not Dimmable | Not Dimmable | Not Yet Verified |  | 2.1 | 1784.5 | 125 | 15 |  | 0.9 | 3000 | 80
PDG8NM55 | 01 James Industry Group (DongGuan) Co.,Ltd | 01 James Industry | ZY-15W1200 LED VERTICAL REFRIGERATOR LIGHT (CLEAR COVER)(3500K) | Indoor Luminaires | Case Lighting | Vertical Refrigerated Case Luminaires | Standard | FALSE | [9 empty] | 2/12/2015 12:00:00 AM | Not Dimmable | Not Dimmable | Not Yet Verified |  |  | 1784.5 | 125 | 15 |  | 0.9 | 3500 | 80
PCQ8XJS3 | 01 James Industry Group (DongGuan) Co.,Ltd | 01 James Industry | ZY-15W1200 LED VERTICAL REFRIGERATOR LIGHT (CLEAR COVER)(4000K) | Indoor Luminaires | Case Lighting | Vertical Refrigerated Case Luminaires | Standard | FALSE | [9 empty] | 2/12/2015 12:00:00 AM | Not Dimmable | Not Dimmable | Not Yet Verified |  |  | 1784.5 | 125 | 15 |  | 0.9 | 4000 | 80
PBEVBHBP | 01 James Industry Group (DongGuan) Co.,Ltd | 01 James Industry | ZY-15W1200 LED VERTICAL REFRIGERATOR LIGHT (CLEAR COVER)(4500K) | Indoor Luminaires | Case Lighting | Vertical Refrigerated Case Luminaires | Standard | FALSE | [9 empty] | 2/12/2015 12:00:00 AM | Not Dimmable | Not Dimmable | Not Yet Verified |  |  | 1784.5 | 125 | 15 |  | 0.9 | 4500 | 80
PACZG68D | 01 James Industry Group (DongGuan) Co.,Ltd | 01 James Industry | ZY-15W1200 LED VERTICAL REFRIGERATOR LIGHT (CLEAR COVER)(5000K) | Indoor Luminaires | Case Lighting | Vertical Refrigerated Case Luminaires | Standard | FALSE | [9 empty] | 2/12/2015 12:00:00 AM | Not Dimmable | Not Dimmable | Not Yet Verified |  |  | 1784.5 | 125 | 15 |  | 0.9 | 5000 | 80
PT4DF1NM | 01 James Industry Group (DongGuan) Co.,Ltd | 01 James Industry | ZY-18W1200 LED VERTICAL REFRIGERATOR LIGHT (CLEAR COVER)(3000K) | Indoor Luminaires | Case Lighting | Vertical Refrigerated Case Luminaires | Standard | TRUE | 1879.9 | 111.57 | 16.84 | 11.24 | 0.909 | 2998 | 82.3 | 5 | 50000 | 2/12/2015 12:00:00 AM | Not Dimmable | Not Dimmable | Not Yet Verified |  | 2.1 | 1980 | 110 | 18 |  | 0.9 | 3000 | 80
PDJEQ62U | 01 James Industry Group (DongGuan) Co.,Ltd | 01 James Industry | ZY-18W1200 LED VERTICAL REFRIGERATOR LIGHT (CLEAR COVER)(5000K) | Indoor Luminaires | Case Lighting | Vertical Refrigerated Case Luminaires | Standard | FALSE | [9 empty] | 2/12/2015 12:00:00 AM | Not Dimmable | Not Dimmable | Not Yet Verified |  |  | 1980 | 110 | 18 |  | 0.9 | 5000 | 80
PRFHVM7Q | 01 James Industry Group (DongGuan) Co.,Ltd | 01 James Industry | ZY-18W1200 LED VERTICAL REFRIGERATOR LIGHT (CLEAR COVER)(3500K) | Indoor Luminaires | Case Lighting | Vertical Refrigerated Case Luminaires | Standard | FALSE | [9 empty] | 2/12/2015 12:00:00 AM | Not Dimmable | Not Dimmable | Not Yet Verified |  |  | 1980 | 110 | 18 |  | 0.9 | 3500 | 80
PCEG3RQS | 01 James Industry Group (DongGuan) Co.,Ltd | 01 James Industry | ZY-18W1200 LED VERTICAL REFRIGERATOR LIGHT (CLEAR COVER)(4000K) | Indoor Luminaires | Case Lighting | Vertical Refrigerated Case Luminaires | Standard | FALSE | [9 empty] | 2/12/2015 12:00:00 AM | Not Dimmable | Not Dimmable | Not Yet Verified |  |  | 1980 | 110 | 18 |  | 0.9 | 4000 | 80
PAXETNCD | 01 James Industry Group (DongGuan) Co.,Ltd | 01 James Industry | ZY-18W1200 LED VERTICAL REFRIGERATOR LIGHT (CLEAR COVER)(4500K) | Indoor Luminaires | Case Lighting | Vertical Refrigerated Case Luminaires | Standard | FALSE | [9 empty] | 2/12/2015 12:00:00 AM | Not Dimmable | Not Dimmable | Not Yet Verified |  |  | 1980 | 110 | 18 |  | 0.9 | 4500 | 80
PW4RTDRV | 01 James Industry Group (DongGuan) Co.,Ltd | 01 James Industry | ZY-23W1800 LED VERTICAL REFRIGERATOR LIGHT (FROSTED COVER)(3000K) | Indoor Luminaires | Case Lighting | Vertical Refrigerated Case Luminaires | Standard | TRUE | 1938.4 | 87.16 | 22.24 | 14.98 | 0.9283 | 2913 | 81.4 | 5 | 50000 | 2/12/2015 12:00:00 AM | Not Dimmable | Not Dimmable | Not Yet Verified |  | 2.1 | 1938 | 87 | 22 |  | 0.9 | 3000 | 80
PF9XPKHN | 01 James Industry Group (DongGuan) Co.,Ltd | 01 James Industry | ZY-23W1800 LED VERTICAL REFRIGERATOR LIGHT (FROSTED COVER)(4500K) | Indoor Luminaires | Case Lighting | Vertical Refrigerated Case Luminaires | Standard | FALSE | [9 empty] | 2/12/2015 12:00:00 AM | Not Dimmable | Not Dimmable | Not Yet Verified |  |  | 1938 | 87 | 22 |  | 0.9 | 4500 | 80
P9NS6E98 | 01 James Industry Group (DongGuan) Co.,Ltd | 01 James Industry | ZY-23W1800 LED VERTICAL REFRIGERATOR LIGHT (FROSTED COVER)(3500K) | Indoor Luminaires | Case Lighting | Vertical Refrigerated Case Luminaires | Standard | FALSE | [9 empty] | 2/12/2015 12:00:00 AM | Not Dimmable | Not Dimmable | Not Yet Verified |  |  | 1938 | 87 | 22 |  | 0.9 | 3500 | 80
P8SPRTXS | 01 James Industry Group (DongGuan) Co.,Ltd | 01 James Industry | ZY-23W1800 LED VERTICAL REFRIGERATOR LIGHT (FROSTED COVER)(4000K) | Indoor Luminaires | Case Lighting | Vertical Refrigerated Case Luminaires | Standard | FALSE | [9 empty] | 2/12/2015 12:00:00 AM | Not Dimmable | Not Dimmable | Not Yet Verified |  |  | 1938 | 87 | 22 |  | 0.9 | 4000 | 80
P6CEQF6R | 01 James Industry Group (DongGuan) Co.,Ltd | 01 James Industry | ZY-23W1800 LED VERTICAL REFRIGERATOR LIGHT (FROSTED COVER)(5000K) | Indoor Luminaires | Case Lighting | Vertical Refrigerated Case Luminaires | Standard | FALSE | [9 empty] | 2/12/2015 12:00:00 AM | Not Dimmable | Not Dimmable | Not Yet Verified |  |  | 1938 | 87 | 22 |  | 0.9 | 5000 | 80
PK1KM86B | 01 James Industry Group (DongGuan) Co.,Ltd | 01 James Industry | ZY-23W1800 LED VERTICAL REFRIGERATOR LIGHT (CLEAR COVER)(3000K) | Indoor Luminaires | Case Lighting | Vertical Refrigerated Case Luminaires | Standard | TRUE | 2652.2 | 116.17 | 22.83 | 13.85 | 0.9144 | 2857 | 80.9 | 5 | 50000 | 2/12/2015 12:00:00 AM | Not Dimmable | Not Dimmable | Not Yet Verified |  | 2.1 | 2552 | 116 | 22 |  | 0.9 | 3000 | 80
PJYXHDFE | 01 James Industry Group (DongGuan) Co.,Ltd | 01 James Industry | ZY-23W1800 LED VERTICAL REFRIGERATOR LIGHT (CLEAR COVER)(3500K) | Indoor Luminaires | Case Lighting | Vertical Refrigerated Case Luminaires | Standard | FALSE | [9 empty] | 2/12/2015 12:00:00 AM | Not Dimmable | Not Dimmable | Not Yet Verified |  |  | 2552 | 116 | 22 |  | 0.9 | 3500 | 80
P54D4HHC | 01 James Industry Group (DongGuan) Co.,Ltd | 01 James Industry | ZY-23W1800 LED VERTICAL REFRIGERATOR LIGHT (CLEAR COVER)(4500K) | Indoor Luminaires | Case Lighting | Vertical Refrigerated Case Luminaires | Standard | FALSE | [9 empty] | 2/12/2015 12:00:00 AM | Not Dimmable | Not Dimmable | Not Yet Verified |  |  | 2552 | 116 | 22 |  | 0.9 | 4500 | 80
P219PEBR | 01 James Industry Group (DongGuan) Co.,Ltd | 01 James Industry | ZY-23W1800 LED VERTICAL REFRIGERATOR LIGHT (CLEAR COVER)(4000K) | Indoor Luminaires | Case Lighting | Vertical Refrigerated Case Luminaires | Standard | FALSE | [9 empty] | 2/12/2015 12:00:00 AM | Not Dimmable | Not Dimmable | Not Yet Verified |  |  | 2552 | 116 | 22 |  | 0.9 | 4000 | 80
PJMS9CTX | 01 James Industry Group (DongGuan) Co.,Ltd | 01 James Industry | ZY-23W1800 LED VERTICAL REFRIGERATOR LIGHT (CLEAR COVER)(5000K) | Indoor Luminaires | Case Lighting | Vertical Refrigerated Case Luminaires | Standard | FALSE | [9 empty] | 2/12/2015 12:00:00 AM | Not Dimmable | Not Dimmable | Not Yet Verified |  |  | 2552 | 116 | 22 |  | 0.9 | 5000 | 80
P1DDU1R6 | 01 James Industry Group (DongGuan) Co.,Ltd | 01 James Industry | ZY-15W1200 LED VERTICAL REFRIGERATOR LIGHT (FROSTED COVER)(3000K) | Indoor Luminaires | Case Lighting | Vertical Refrigerated Case Luminaires | Standard | TRUE | 822.09 | 57.66 | 14.26 | 15.38 | 0.9156 | 2849 | 80.9 | 5 | 50000 | 2/12/2015 12:00:00 AM | Not Dimmable | Not Dimmable | Not Yet Verified |  | 2.1 | 900 | 60 | 15 |  | 0.9 | 3000 | 80
PKAFFCGE | 01 James Industry Group (DongGuan) Co.,Ltd | 01 James Industry | ZY-15W1200 LED VERTICAL REFRIGERATOR LIGHT (FROSTED COVER)(3500K) | Indoor Luminaires | Case Lighting | Vertical Refrigerated Case Luminaires | Standard | FALSE | [9 empty] | 2/12/2015 12:00:00 AM | Not Dimmable | Not Dimmable | Not Yet Verified |  |  | 900 | 60 | 15 |  | 0.9 | 3500 | 80
P7GS1X9A | 01 James Industry Group (DongGuan) Co.,Ltd | 01 James Industry | ZY-15W1200 LED VERTICAL REFRIGERATOR LIGHT (FROSTED COVER)(4500K) | Indoor Luminaires | Case Lighting | Vertical Refrigerated Case Luminaires | Standard | FALSE | [9 empty] | 2/12/2015 12:00:00 AM | Not Dimmable | Not Dimmable | Not Yet Verified |  |  | 900 | 60 | 15 |  | 0.9 | 4500 | 80
PNFBB5AQ | 01 James Industry Group (DongGuan) Co.,Ltd | 01 James Industry | ZY-15W1200 LED VERTICAL REFRIGERATOR LIGHT (FROSTED COVER)(4000K) | Indoor Luminaires | Case Lighting | Vertical Refrigerated Case Luminaires | Standard | FALSE | [9 empty] | 2/12/2015 12:00:00 AM | Not Dimmable | Not Dimmable | Not Yet Verified |  |  | 900 | 60 | 15 |  | 0.9 | 4000 | 80
PMFJAYTA | 01 James Industry Group (DongGuan) Co.,Ltd | 01 James Industry | ZY-15W1200 LED VERTICAL REFRIGERATOR LIGHT (FROSTED COVER)(5000K) | Indoor Luminaires | Case Lighting | Vertical Refrigerated Case Luminaires | Standard | FALSE | [9 empty] | 2/12/2015 12:00:00 AM | Not Dimmable | Not Dimmable | Not Yet Verified |  |  | 900 | 60 | 15 |  | 0.9 | 5000 | 80
PX54PWUV | 01 James Industry Group (DongGuan) Co.,Ltd | 01 James Industry | ZY-18W1200 LED VERTICAL REFRIGERATOR LIGHT (FROSTED COVER)(3000K) | Indoor Luminaires | Case Lighting | Vertical Refrigerated Case Luminaires | Standard | TRUE | 1132.6 | 66.19 | 17.11 | 11.24 | 0.909 | 2997 | 82.4 | 5 | 50000 | 2/12/2015 12:00:00 AM | Not Dimmable | Not Dimmable | Not Yet Verified |  | 2.1 | 1188 | 66 | 18 |  | 0.9 | 3000 | 80
PFQ7HSH4 | 01 James Industry Group (DongGuan) Co.,Ltd | 01 James Industry | ZY-18W1200 LED VERTICAL REFRIGERATOR LIGHT (FROSTED COVER)(4000K) | Indoor Luminaires | Case Lighting | Vertical Refrigerated Case Luminaires | Standard | FALSE | [9 empty] | 2/12/2015 12:00:00 AM | Not Dimmable | Not Dimmable | Not Yet Verified |  |  | 1188 | 66 | 18 |  | 0.9 | 4000 | 80
P48XFA87 | 01 James Industry Group (DongGuan) Co.,Ltd | 01 James Industry | ZY-18W1200 LED VERTICAL REFRIGERATOR LIGHT (FROSTED COVER)(3500K) | Indoor Luminaires | Case Lighting | Vertical Refrigerated Case Luminaires | Standard | FALSE | [9 empty] | 2/12/2015 12:00:00 AM | Not Dimmable | Not Dimmable | Not Yet Verified |  |  | 1188 | 66 | 18 |  | 0.9 | 3500 | 80
P7X4CR68 | 01 James Industry Group (DongGuan) Co.,Ltd | 01 James Industry | ZY-18W1200 LED VERTICAL REFRIGERATOR LIGHT (FROSTED COVER)(4500K) | Indoor Luminaires | Case Lighting | Vertical Refrigerated Case Luminaires | Standard | FALSE | [9 empty] | 2/12/2015 12:00:00 AM | Not Dimmable | Not Dimmable | Not Yet Verified |  |  | 1188 | 66 | 18 |  | 0.9 | 4500 | 80
P57EQZDZ | 01 James Industry Group (DongGuan) Co.,Ltd | 01 James Industry | ZY-18W1200 LED VERTICAL REFRIGERATOR LIGHT (FROSTED COVER)(5000K) | Indoor Luminaires | Case Lighting | Vertical Refrigerated Case Luminaires | Standard | FALSE | [9 empty] | 2/12/2015 12:00:00 AM | Not Dimmable | Not Dimmable | Not Yet Verified |  |  | 1188 | 66 | 18 |  | 0.9 | 5000 | 80
P00000000 | 1 Source LED | 1 Source LED | 3LB-4C-M060-4100K-HP | Indoor Luminaires | Case Lighting | Horizontal Refrigerated Case Luminaires | Standard | TRUE | 1567 | 73.2 | 21.4 | 7.6 | 0.944 | 3936 | 84 | 5 |  | 4/22/2013 12:00:00 AM | Not Yet Verified | Not Yet Verified | Not Yet Verified |  | 2 | 1567 | 73.2 | 21.4 |  | 0.9 | 4000 | 84
P00000001 | 1 Source LED | 1 Source LED | 3LB-4D-M120-4100K-HP | Indoor Luminaires | Case Lighting | Vertical Refrigerated Case Luminaires | Standard | TRUE | 1540 | 70.6 | 21.8 | 10.8 | 0.936 | 3964 | 83 | 5 | 50000 | 4/22/2013 12:00:00 AM | Not Yet Verified | Not Yet Verified | Not Yet Verified |  | 2 | 1540 | 70.6 | 21.8 |  | 0.9 | 4000 | 84
P00000002 | 1 Source LED | 1 Source LED | 3LB-5D-M160-4100K-NP | Indoor Luminaires | Case Lighting | Vertical Refrigerated Case Luminaires | Standard | TRUE | 1333 | 72.4 | 18.4 | 14.4 | 0.913 | 3930 | 84 | 5 | 50000 | 4/22/2013 12:00:00 AM | Not Yet Verified | Not Yet Verified | Not Yet Verified |  | 2 | 1343 | 73 | 18.4 |  | 0.9 | 4000 | 84
P00000003 | 1 Source LED | 1 Source LED | 3LB-4D-(L/R)120-4100K-NP | Indoor Luminaires | Case Lighting | Vertical Refrigerated Case Luminaires | Standard | TRUE | 1062 | 69.4 | 15.3 | 17.3 | 0.885 | 3971 | 83 | 5 | 50000 | 4/22/2013 12:00:00 AM | Not Yet Verified | Not Yet Verified | Not Yet Verified |  | 2 | 1062 | 69.4 | 15.3 |  | 0.9 | 4000 | 84
P00000004 | 1 Source LED | 1 Source LED | 3LB-6D-M160-4100K-NP | Indoor Luminaires | Case Lighting | Vertical Refrigerated Case Luminaires | Standard | TRUE | 1606 | 73 | 22 | 7.3 | 0.94 | 3934 | 84 | 5 | 50000 | 4/22/2013 12:00:00 AM | Not Yet Verified | Not Yet Verified | Not Yet Verified |  | 2 | 1606 | 73 | 22 |  | 0.9 | 4000 | 84
P00000005 | 1 Source LED | 1 Source LED | 3LB-4S-M120-4100K-LP | Indoor Luminaires | Case Lighting | Horizontal Refrigerated Case Luminaires | Standard | TRUE | 857 | 73.9 | 11.6 | 24.4 | 0.879 | 3909 | 84 | 5 | 50000 | 7/10/2013 12:00:00 AM | Not Yet Verified | Not Yet Verified | Not Yet Verified |  | 2 | 857 | 73.9 | 11.6 |  | 0.9 | 4000 | 84
P00000006 | 1 Source LED | 1 Source LED | 3LB-6D-(L/R)080-4100K-LP | Indoor Luminaires | Case Lighting | Vertical Refrigerated Case Luminaires | Standard | TRUE | 1151 | 68.5 | 16.8 | 12.2 | 0.904 | 3899 | 84 | 5 | 50000 | 7/19/2013 12:00:00 AM | Not Yet Verified | Not Yet Verified | Not Yet Verified |  | 2 |  | 68.5 | 16.8 |  | 0.9 | 4000 | 84
P00000007 | 1 Source LED | 1 Source LED | 3LB-5D-(L/R)080-4100K-LP | Indoor Luminaires | Case Lighting | Vertical Refrigerated Case Luminaires | Standard | TRUE | 975 | 69.6 | 14 | 19.8 | 0.871 | 3908 | 83 | 5 | 50000 | 7/19/2013 12:00:00 AM | Not Yet Verified | Not Yet Verified | Not Yet Verified |  | 2 | 975 | 69.7 | 14 |  | 0.9 | 4000 | 84
P00000009 | 1 Source LED | 3LB Series | 3LB-4D-M160-3500K-NP [120V Only] | Indoor Luminaires | Case Lighting | Vertical Refrigerated Case Luminaires | Standard | TRUE | 1260.04 | 84 | 14.92 | 6 | 0.96 | 3561 | 85 | 5 | 50000 | 3/6/2014 12:00:00 AM | Not Yet Verified | Not Yet Verified | Not Yet Verified |  | 2.1 | 1260.04 | 84 | 14.92 | 6 | 0.96 | 3500 | 85
P4JZJPUA | 1 Source LED | 1 Source LED | RTL-5V-24V-3K-FR-D | Indoor Luminaires | Case Lighting | Vertical Refrigerated Case Luminaires | Standard | TRUE | 1740.9 | 86.2 | 20.2 | 16.3 | 0.89 | 2895 | 82 | 5 | 50000 | 11/11/2015 12:00:00 AM | Not Yet Verified | Not Yet Verified | Not Yet Verified |  | 2.1 | 1740.9 | 86 | 20.2 | 20 | 0.9 | 3000 | 82
P8C1KDYQ | 1 Source LED | 1 Source LED | RTL-6V-24V-3K-FR-D | Indoor Luminaires | Case Lighting | Vertical Refrigerated Case Luminaires | Standard | FALSE | [9 empty] | 11/11/2015 12:00:00 AM | Not Yet Verified | Not Yet Verified | Not Yet Verified |  |  | 2100 | 70 | 30 | 20 | 0.9 | 3000 | 82
P7SUPV76 | 1 Source LED | 1 Source LED | RTL-5V-24V-3.5K-FR-D | Indoor Luminaires | Case Lighting | Vertical Refrigerated Case Luminaires | Standard | FALSE | [9 empty] | 11/11/2015 12:00:00 AM | Not Yet Verified | Not Yet Verified | Not Yet Verified |  |  | 1740.9 | 86 | 20.2 | 20 | 0.9 | 3500 | 82
PBYJNXCB | 1 Source LED | 1 Source LED | RTL-5V-24V-4K-FR-D | Indoor Luminaires | Case Lighting | Vertical Refrigerated Case Luminaires | Standard | FALSE | [9 empty] | 11/11/2015 12:00:00 AM | Not Yet Verified | Not Yet Verified | Not Yet Verified |  |  | 1740.9 | 86 | 20.2 | 20 | 0.9 | 4000 | 82
P85DARMR | 1 Source LED | 1 Source LED | RTL-6V-24V-3.5K-FR-D | Indoor Luminaires | Case Lighting | Vertical Refrigerated Case Luminaires | Standard | FALSE | [9 empty] | 11/11/2015 12:00:00 AM | Not Yet Verified | Not Yet Verified | Not Yet Verified |  |  | 2100 | 70 | 30 | 20 | 0.9 | 3500 | 82
PGXC9CZD | 1 Source LED | 1 Source LED | RTL-6V-24V-4K-FR-D | Indoor Luminaires | Case Lighting | Vertical Refrigerated Case Luminaires | Standard | FALSE | [9 empty] | 11/11/2015 12:00:00 AM | Not Yet Verified | Not Yet Verified | Not Yet Verified |  |  | 2100 | 70 | 30 | 20 | 0.9 | 4000 | 82
P4GR3X8V | 1 Source LED | 1 Source LED | RTL-6V-24V-4.5K-FR-D | Indoor Luminaires | Case Lighting | Vertical Refrigerated Case Luminaires | Standard | FALSE | [9 empty] | 11/11/2015 12:00:00 AM | Not Yet Verified | Not Yet Verified | Not Yet Verified |  |  | 2100 | 70 | 30 | 20 | 0.9 | 4500 | 82
P1APAACD | 1 Source LED | 1 Source LED | RTL-6V-24V-5K-FR-D | Indoor Luminaires | Case Lighting | Vertical Refrigerated Case Luminaires | Standard | FALSE | [9 empty] | 11/11/2015 12:00:00 AM | Not Yet Verified | Not Yet Verified | Not Yet Verified |  |  | 2100 | 70 | 30 | 20 | 0.9 | 5000 | 82
P1RS3W6B | 1 Source LED | 1 Source LED | RTL-5V-24V-4.5K-FR-D | Indoor Luminaires | Case Lighting | Vertical Refrigerated Case Luminaires | Standard | FALSE | [9 empty] | 11/11/2015 12:00:00 AM | Not Yet Verified | Not Yet Verified | Not Yet Verified |  |  | 1740.9 | 86 | 20.2 | 20 | 0.9 | 4500 | 82
PN1TAU73 | 1 Source LED | 1 Source LED | RTL-5V-24V-5K-FR-D | Indoor Luminaires | Case Lighting | Vertical Refrigerated Case Luminaires | Standard | FALSE | [9 empty] | 11/11/2015 12:00:00 AM | Not Yet Verified | Not Yet Verified | Not Yet Verified |  |  | 1740.9 | 86 | 20.2 | 20 | 0.9 | 5000 | 82
PKVQMY7N | 1 Source LED | 1 Source LED | 3LB-3C-L080-4100K-HP | Indoor Luminaires | Case Lighting | Horizontal Refrigerated Case Luminaires | Standard | TRUE | 1403.15 | 85 | 16.47 | 15 | 0.92 | 4026 | 85 | 5 | 88000 | 8/5/2016 12:00:00 AM | Not Dimmable | Not Dimmable | No |  | 4 | 1403.15 | 85 | 16.47 | 15 | 0.92 | 4026 | 85
PHNQUP2M | 1 Source LED | 1 Source LED | 3LB-3C-L080-3000K-HP | Indoor Luminaires | Case Lighting | Horizontal Refrigerated Case Luminaires | Standard | TRUE | 1329.8 | 81 | 16.51 | 15 | 0.92 | 3119 | 86 | 5 | 88000 | 8/5/2016 12:00:00 AM | Not Dimmable | Not Dimmable | No |  | 4 | 1329.8 | 81 | 16.51 | 15 | 0.92 | 3119 | 86
P1H57YRU | 1 Source LED | 1 Source LED | 3LB-4C-L080-3000K-HP | Indoor Luminaires | Case Lighting | Horizontal Refrigerated Case Luminaires | Standard | FALSE | [9 empty] | 8/5/2016 12:00:00 AM | Not Dimmable | Not Dimmable | No |  |  | 1751.19 | 82 | 21.48 | 7 | 0.96 | 3000 | 86
P0000000A | 1 Source LED | 3LB Series | 3LB-4D-M160-4100K-NP (120V Only) | Indoor Luminaires | Case Lighting | Vertical Refrigerated Case Luminaires | Standard | TRUE | 1170.16 | 75 | 15.67 | 7 | 0.97 | 4136 | 82 | 5 | 50000 | 3/14/2014 12:00:00 AM | Not Yet Verified | Not Yet Verified | Not Yet Verified |  | 2.1 | 1170 | 75 | 15.7 |  | 0.9 | 4000 | 82
P0000000C | 1 Source LED | 3LB Series | 3LB-4C-L080-3500K-HP (120V Only) | Indoor Luminaires | Case Lighting | Horizontal Refrigerated Case Luminaires | Standard | TRUE | 2088.4 | 94 | 22.24 | 21 | 0.95 | 3573 | 86 | 5 | 50000 | 3/14/2014 12:00:00 AM | Not Yet Verified | Not Yet Verified | Not Yet Verified |  | 2.1 | 2088 | 94 | 22.2 |  | 0.9 | 3500 | 86
PTNYS9JA | 1 Source LED | 1 Source LED | 3LB-4C-L080-4100K-HP (120V Only) | Indoor Luminaires | Case Lighting | Horizontal Refrigerated Case Luminaires | Standard | FALSE | 1931.96 | 87 | 22.29 | 6 | 0.96 | 3934 | 85 | 5 | 50000 | 7/20/2016 12:00:00 AM | Not Dimmable | Not Dimmable | No |  | 4 | 1931.96 | 87 | 22.29 | 6 | 0.96 | 3934 | 85
P0000000D | 1 Source LED | 3LB Series | 3LB-4D-(L/R)080-3500K-LP (120V Only) | Indoor Luminaires | Case Lighting | Vertical Refrigerated Case Luminaires | Standard | TRUE | 851.34 | 87 | 9.76 | 6 | 0.96 | 3499 | 85 | 5 | 50000 | 3/14/2014 12:00:00 AM | Not Yet Verified | Not Yet Verified | Not Yet Verified |  | 2.1 | 851 | 87 | 9.8 |  | 0.9 | 3500 | 85
P0000000B | 1 Source LED | 3LB Series | 3LB-4D-(L/R)080-4100K-LP (120V Only) | Indoor Luminaires | Case Lighting | Vertical Refrigerated Case Luminaires | Standard | TRUE | 704.32 | 68 | 10.32 | 7 | 0.97 | 4108 | 82 | 5 | 50000 | 3/14/2014 12:00:00 AM | Not Yet Verified | Not Yet Verified | Not Yet Verified |  | 2.1 | 704 | 68 | 10.3 |  | 0.9 | 4000 | 82
PJ6RKQGG | A Electronics Co.,Ltd | A Electronics | COOLER22W1500(3000K Frost) | Indoor Luminaires | Case Lighting | Vertical Refrigerated Case Luminaires | Standard | TRUE | 1740.9 | 86.2 | 20.2 | 16.3 | 0.89 | 2895 | 82 | 5 | 50000 | 6/3/2015 12:00:00 AM | Not Yet Verified | Not Yet Verified | Not Yet Verified |  | 2.1 | 1740 | 86 | 20 | 20 | 0.9 | 3000 | 82
PH1RF15K | A Electronics Co.,Ltd | A Electronics | COOLER22W1500( 4000K Clear) | Indoor Luminaires | Case Lighting | Vertical Refrigerated Case Luminaires | Standard | FALSE | [9 empty] | 6/3/2015 12:00:00 AM | Not Yet Verified | Not Yet Verified | Not Yet Verified |  |  | 1740.9 | 86 | 20.2 | 13.61 | 0.9865 | 2895 | 82
P713W5T8 | A Electronics Co.,Ltd | A Electronics | COOLER30W1800( 4500K Frost) | Indoor Luminaires | Case Lighting | Vertical Refrigerated Case Luminaires | Standard | FALSE | [9 empty] | 6/3/2015 12:00:00 AM | Not Yet Verified | Not Yet Verified | Not Yet Verified |  |  | 1740.9 | 86 | 20.2 | 13.61 | 0.9865 | 2895 | 82
PSKDA4BN | A Electronics Co.,Ltd | A Electronics | COOLER22W1500( 3500K Clear) | Indoor Luminaires | Case Lighting | Vertical Refrigerated Case Luminaires | Standard | FALSE | [9 empty] | 6/3/2015 12:00:00 AM | Not Yet Verified | Not Yet Verified | Not Yet Verified |  |  | 1740.9 | 86 | 20.2 | 13.61 | 0.9865 | 2895 | 82
P872SQY6 | A Electronics Co.,Ltd | A Electronics | COOLER30W1800( 5000K Clear) | Indoor Luminaires | Case Lighting | Vertical Refrigerated Case Luminaires | Standard | FALSE | [9 empty] | 6/3/2015 12:00:00 AM | Not Yet Verified | Not Yet Verified | Not Yet Verified |  |  | 1740.9 | 86 | 20.2 | 13.61 | 0.9865 | 2895 | 82
P68APF2S | A Electronics Co.,Ltd | A Electronics | COOLER30W1800( 3000K Frost) | Indoor Luminaires | Case Lighting | Vertical Refrigerated Case Luminaires | Standard | FALSE | [9 empty] | 6/3/2015 12:00:00 AM | Not Yet Verified | Not Yet Verified | Not Yet Verified |  |  | 1740.9 | 86 | 20.2 | 13.61 | 0.9865 | 2895 | 82
PJF3C3GM | A Electronics Co.,Ltd | A Electronics | COOLER22W1500( 3500K Frost) | Indoor Luminaires | Case Lighting | Vertical Refrigerated Case Luminaires | Standard | FALSE | [9 empty] | 6/3/2015 12:00:00 AM | Not Yet Verified | Not Yet Verified | Not Yet Verified |  |  | 1740.9 | 86 | 20.2 | 13.61 | 0.9865 | 2895 | 82
P2UDDWTJ | A Electronics Co.,Ltd | A Electronics | COOLER30W1800( 3500K Clear) | Indoor Luminaires | Case Lighting | Vertical Refrigerated Case Luminaires | Standard | FALSE | [9 empty] | 6/3/2015 12:00:00 AM | Not Yet Verified | Not Yet Verified | Not Yet Verified |  |  | 1740.9 | 86 | 20.2 | 13.61 | 0.9865 | 2895 | 82
PPB9F5FA | A Electronics Co.,Ltd | A Electronics | COOLER22W1500( 4500K Frost) | Indoor Luminaires | Case Lighting | Vertical Refrigerated Case Luminaires | Standard | FALSE | [9 empty] | 6/3/2015 12:00:00 AM | Not Yet Verified | Not Yet Verified | Not Yet Verified |  |  | 1740.9 | 86 | 20.2 | 13.61 | 0.9865 | 2895 | 82
PZK2E6V9 | A Electronics Co.,Ltd | A Electronics | COOLER30W1800( 3500K Frost) | Indoor Luminaires | Case Lighting | Vertical Refrigerated Case Luminaires | Standard | FALSE | [9 empty] | 6/3/2015 12:00:00 AM | Not Yet Verified | Not Yet Verified | Not Yet Verified |  |  | 1740.9 | 86 | 20.2 | 13.61 | 0.9865 | 2895 | 82
P68N8WMX | A Electronics Co.,Ltd | A Electronics | COOLER22W1500( 3000K Clear) | Indoor Luminaires | Case Lighting | Vertical Refrigerated Case Luminaires | Standard | FALSE | [9 empty] | 6/3/2015 12:00:00 AM | Not Yet Verified | Not Yet Verified | Not Yet Verified |  |  | 1740.9 | 86 | 20.2 | 13.61 | 0.9865 | 2895 | 82
PAURGNJ9 | A Electronics Co.,Ltd | A Electronics | COOLER30W1800( 3000K Clear) | Indoor Luminaires | Case Lighting | Vertical Refrigerated Case Luminaires | Standard | FALSE | [9 empty] | 6/3/2015 12:00:00 AM | Not Yet Verified | Not Yet Verified | Not Yet Verified |  |  | 1740.9 | 86 | 20.2 | 13.61 | 0.9865 | 2895 | 82
P9YGZ913 | A Electronics Co.,Ltd | A Electronics | COOLER22W1500( 4500K Clear) | Indoor Luminaires | Case Lighting | Vertical Refrigerated Case Luminaires | Standard | FALSE | [9 empty] | 6/3/2015 12:00:00 AM | Not Yet Verified | Not Yet Verified | Not Yet Verified |  |  | 1740.9 | 86 | 20.2 | 13.61 | 0.9865 | 2895 | 82
PMJZXB66 | A Electronics Co.,Ltd | A Electronics | COOLER22W1500( 4000K Frost) | Indoor Luminaires | Case Lighting | Vertical Refrigerated Case Luminaires | Standard | FALSE | [9 empty] | 6/3/2015 12:00:00 AM | Not Yet Verified | Not Yet Verified | Not Yet Verified |  |  | 1740.9 | 86 | 20.2 | 13.61 | 0.9865 | 2895 | 82
P82CH7QB | A Electronics Co.,Ltd | A Electronics | COOLER30W1800( 4000K Clear) | Indoor Luminaires | Case Lighting | Vertical Refrigerated Case Luminaires | Standard | FALSE | [9 empty] | 6/3/2015 12:00:00 AM | Not Yet Verified | Not Yet Verified | Not Yet Verified |  |  | 1740.9 | 86 | 20.2 | 13.61 | 0.9865 | 2895 | 82
P9PZSRHU | A Electronics Co.,Ltd | A Electronics | COOLER22W1500( 5000K Frost) | Indoor Luminaires | Case Lighting | Vertical Refrigerated Case Luminaires | Standard | FALSE | [9 empty] | 6/3/2015 12:00:00 AM | Not Yet Verified | Not Yet Verified | Not Yet Verified |  |  | 1740.9 | 86 | 20.2 | 13.61 | 0.9865 | 2895 | 82
P46D2WDN | A Electronics Co.,Ltd | A Electronics | COOLER30W1800( 4500K Clear) | Indoor Luminaires | Case Lighting | Vertical Refrigerated Case Luminaires | Standard | FALSE | [9 empty] | 6/3/2015 12:00:00 AM | Not Yet Verified | Not Yet Verified | Not Yet Verified |  |  | 1740.9 | 86 | 20.2 | 13.61 | 0.9865 | 2895 | 82
PKU4B9BS | A Electronics Co.,Ltd | A Electronics | COOLER30W1800( 5000K Frost) | Indoor Luminaires | Case Lighting | Vertical Refrigerated Case Luminaires | Standard | FALSE | [9 empty] | 6/3/2015 12:00:00 AM | Not Yet Verified | Not Yet Verified | Not Yet Verified |  |  | 1740.9 | 86 | 20.2 | 13.61 | 0.9865 | 2895 | 82
P8Y3ATKU | A Electronics Co.,Ltd | A Electronics | COOLER22W1500( 5000K Clear) | Indoor Luminaires | Case Lighting | Vertical Refrigerated Case Luminaires | Standard | FALSE | [9 empty] | 6/3/2015 12:00:00 AM | Not Yet Verified | Not Yet Verified | Not Yet Verified |  |  | 1740.9 | 86 | 20.2 | 13.61 | 0.9865 | 2895 | 82
PJFHWV4C | A Electronics Co.,Ltd | A Electronics | COOLER30W1800( 4000K Frost) | Indoor Luminaires | Case Lighting | Vertical Refrigerated Case Luminaires | Standard | FALSE | [9 empty] | 6/3/2015 12:00:00 AM | Not Yet Verified | Not Yet Verified | Not Yet Verified |  |  | 1740.9 | 86 | 20.2 | 13.61 | 0.9865 | 2895 | 82
PST9T7AC | A Electronics Co.,Ltd | A Electronics | COOLER22W1200(3000K Frost) | Indoor Luminaires | Case Lighting | Vertical Refrigerated Case Luminaires | Standard | TRUE | 1575.5 | 76.5 | 20.6 | 16.1 | 0.896 | 2710 | 82 | 5 | 50000 | 6/3/2015 12:00:00 AM | Not Yet Verified | Not Yet Verified | Not Yet Verified |  | 2.1 | 1575.5 | 76.5 | 20.6 |  |  | 3000 | 82
PUM8F1ZJ | A Electronics Co.,Ltd | A Electronics | COOLER22W1200( 5000K Frost) | Indoor Luminaires | Case Lighting | Vertical Refrigerated Case Luminaires | Standard | FALSE | [9 empty] | 6/3/2015 12:00:00 AM | Not Yet Verified | Not Yet Verified | Not Yet Verified |  |  | 1740.9 | 86 | 20.2 | 13.61 | 0.9865 | 2895 | 82
PGSY34GC | A Electronics Co.,Ltd | A Electronics | COOLER22W1200( 4000K Clear) | Indoor Luminaires | Case Lighting | Vertical Refrigerated Case Luminaires | Standard | FALSE | [9 empty] | 6/3/2015 12:00:00 AM | Not Yet Verified | Not Yet Verified | Not Yet Verified |  |  | 1740.9 | 86 | 20.2 | 13.61 | 0.9865 | 2895 | 82
P9E5DNCS | A Electronics Co.,Ltd | A Electronics | COOLER22W1200( 4500K Frost) | Indoor Luminaires | Case Lighting | Vertical Refrigerated Case Luminaires | Standard | FALSE | [9 empty] | 6/3/2015 12:00:00 AM | Not Yet Verified | Not Yet Verified | Not Yet Verified |  |  | 1740.9 | 86 | 20.2 | 13.61 | 0.9865 | 2895 | 82
PHKVH9ZN | A Electronics Co.,Ltd | A Electronics | COOLER22W1200( 4000K Frost) | Indoor Luminaires | Case Lighting | Vertical Refrigerated Case Luminaires | Standard | FALSE | [9 empty] | 6/3/2015 12:00:00 AM | Not Yet Verified | Not Yet Verified | Not Yet Verified |  |  | 1740.9 | 86 | 20.2 | 13.61 | 0.9865 | 2895 | 82
PQYVARW2 | A Electronics Co.,Ltd | A Electronics | COOLER22W1200( 4500K Clear) | Indoor Luminaires | Case Lighting | Vertical Refrigerated Case Luminaires | Standard | FALSE | [9 empty] | 6/3/2015 12:00:00 AM | Not Yet Verified | Not Yet Verified | Not Yet Verified |  |  | 1740.9 | 86 | 20.2 | 13.61 | 0.9865 | 2895 | 82
PY66WZVR | A Electronics Co.,Ltd | A Electronics | COOLER22W1200( 3500K Frost) | Indoor Luminaires | Case Lighting | Vertical Refrigerated Case Luminaires | Standard | FALSE | [9 empty] | 6/3/2015 12:00:00 AM | Not Yet Verified | Not Yet Verified | Not Yet Verified |  |  | 1740.9 | 86 | 20.2 | 13.61 | 0.9865 | 2895 | 82
PAMC111Q | A Electronics Co.,Ltd | A Electronics | COOLER22W1200( 3000K Clear) | Indoor Luminaires | Case Lighting | Vertical Refrigerated Case Luminaires | Standard | FALSE | [9 empty] | 6/3/2015 12:00:00 AM | Not Yet Verified | Not Yet Verified | Not Yet Verified |  |  | 1740.9 | 86 | 20.2 | 13.61 | 0.9865 | 2895 | 82
PXHT6847 | A Electronics Co.,Ltd | A Electronics | COOLER22W1200( 3500K Clear) | Indoor Luminaires | Case Lighting | Vertical Refrigerated Case Luminaires | Standard | FALSE | [9 empty] | 6/3/2015 12:00:00 AM | Not Yet Verified | Not Yet Verified | Not Yet Verified |  |  | 1740.9 | 86 | 20.2 | 13.61 | 0.9865 | 2895 | 82
PF62FKXJ | A Electronics Co.,Ltd | A Electronics | COOLER22W1200( 5000K Clear) | Indoor Luminaires | Case Lighting | Vertical Refrigerated Case Luminaires | Standard | FALSE | [9 empty] | 6/3/2015 12:00:00 AM | Not Yet Verified | Not Yet Verified | Not Yet Verified |  |  | 1740.9 | 86 | 20.2 | 13.61 | 0.9865 | 2895 | 82
P9MW299E | A Electronics Co.,Ltd | A Electronics | COOLER18W1200 LED HORIZONTAL REFRIGERATOR LIGHT (3000K frosted lens) | Indoor Luminaires | Case Lighting | Horizontal Refrigerated Case Luminaires | Standard | TRUE | 1818.1 | 106.95 | 17 | 14.48 | 0.9151 | 2998 | 82.4 | 5 | 50000 | 6/3/2015 12:00:00 AM | Not Dimmable | Not Dimmable | Not Yet Verified |  | 2.1 | 1818.1 | 107 | 17 |  |  | 3000
P74FKVMC | A Electronics Co.,Ltd | A Electronics | COOLER18W1200 LED HORIZONTAL REFRIGERATOR LIGHT (3500K frosted lens) | Indoor Luminaires | Case Lighting | Horizontal Refrigerated Case Luminaires | Standard | FALSE | [9 empty] | 6/3/2015 12:00:00 AM | Not Dimmable | Not Dimmable | Not Yet Verified |  |  | 1818.1 | 107 | 17 |  |  | 3500
P4SQK6UK | A Electronics Co.,Ltd | A Electronics | COOLER18W1200 LED HORIZONTAL REFRIGERATOR LIGHT (4000K frosted lens) | Indoor Luminaires | Case Lighting | Horizontal Refrigerated Case Luminaires | Standard | FALSE | [9 empty] | 6/3/2015 12:00:00 AM | Not Dimmable | Not Dimmable | Not Yet Verified |  |  | 1818.1 | 107 | 17 |  |  | 4000
PCWTUM4K | A Electronics Co.,Ltd | A Electronics | COOLER18W1200 LED HORIZONTAL REFRIGERATOR LIGHT (5000K frosted lens) | Indoor Luminaires | Case Lighting | Horizontal Refrigerated Case Luminaires | Standard | FALSE | [9 empty] | 6/3/2015 12:00:00 AM | Not Dimmable | Not Dimmable | Not Yet Verified |  |  | 1818.1 | 107 | 17 |  |  | 5000
PA1VWZ3D | A Electronics Co.,Ltd | A Electronics | COOLER18W1200 LED HORIZONTAL REFRIGERATOR LIGHT (4500K frosted lens) | Indoor Luminaires | Case Lighting | Horizontal Refrigerated Case Luminaires | Standard | FALSE | [9 empty] | 6/3/2015 12:00:00 AM | Not Dimmable | Not Dimmable | Not Yet Verified |  |  | 1818.1 | 107 | 17 |  |  | 4500
PWPP55W5 | A Electronics Co.,Ltd | A Electronics | COOLER18W1200 LED HORIZONTAL REFRIGERATOR LIGHT (3000K clear lens) | Indoor Luminaires | Case Lighting | Horizontal Refrigerated Case Luminaires | Standard | TRUE | 2087.8 | 123.13 | 16.96 | 10.6 | 0.9097 | 2997 | 82.3 | 5 | 50000 | 6/3/2015 12:00:00 AM | Not Dimmable | Not Dimmable | Not Yet Verified |  | 2.1 | 2087.8 | 123.13 | 17 |  |  | 3000
P4QZUF17 | A Electronics Co.,Ltd | A Electronics | COOLER18W1200 LED HORIZONTAL REFRIGERATOR LIGHT (4000K clear lens) | Indoor Luminaires | Case Lighting | Horizontal Refrigerated Case Luminaires | Standard | FALSE | [9 empty] | 6/3/2015 12:00:00 AM | Not Dimmable | Not Dimmable | Not Yet Verified |  |  | 2087.8 | 123.13 | 17 |  |  | 4000
PZCGXE4G | A Electronics Co.,Ltd | A Electronics | COOLER18W1200 LED HORIZONTAL REFRIGERATOR LIGHT (3500K clear lens) | Indoor Luminaires | Case Lighting | Horizontal Refrigerated Case Luminaires | Standard | FALSE | [9 empty] | 6/3/2015 12:00:00 AM | Not Dimmable | Not Dimmable | Not Yet Verified |  |  | 2087.8 | 123.13 | 17 |  |  | 3500
PKN61FEM | A Electronics Co.,Ltd | A Electronics | COOLER18W1200 LED HORIZONTAL REFRIGERATOR LIGHT (4500K clear lens) | Indoor Luminaires | Case Lighting | Horizontal Refrigerated Case Luminaires | Standard | FALSE | [9 empty] | 6/3/2015 12:00:00 AM | Not Dimmable | Not Dimmable | Not Yet Verified |  |  | 2087.8 | 123.13 | 17 |  |  | 4500
PJFK3J3M | A Electronics Co.,Ltd | A Electronics | COOLER18W1200 LED HORIZONTAL REFRIGERATOR LIGHT (5000K clear lens) | Indoor Luminaires | Case Lighting | Horizontal Refrigerated Case Luminaires | Standard | FALSE | [9 empty] | 6/3/2015 12:00:00 AM | Not Dimmable | Not Dimmable | Not Yet Verified |  |  | 2087.8 | 123.13 | 17 |  |  | 5000
PQ3R11G3 | A Electronics Co.,Ltd | A Electronics | COOLER15W1200 LED HORIZONTAL REFRIGERATOR LIGHT (2700K frosted lens) | Indoor Luminaires | Case Lighting | Horizontal Refrigerated Case Luminaires | Standard | TRUE | 1658.9 | 119.62 | 13.87 | 15.38 | 0.9149 | 2848 | 81.1 | 5 | 50000 | 6/3/2015 12:00:00 AM | Not Dimmable | Not Dimmable | Not Yet Verified |  | 2.1 | 1658.9 | 119.62 | 14 |  |  | 2700
PHX4EZ9A | A Electronics Co.,Ltd | A Electronics | COOLER15W1200 LED HORIZONTAL REFRIGERATOR LIGHT (5000K frosted lens) | Indoor Luminaires | Case Lighting | Horizontal Refrigerated Case Luminaires | Standard | FALSE | [9 empty] | 6/3/2015 12:00:00 AM | Not Dimmable | Not Dimmable | Not Yet Verified |  |  | 1658.9 | 119.62 | 14 |  |  | 5000
PBZ113P6 | A Electronics Co.,Ltd | A Electronics | COOLER15W1200 LED HORIZONTAL REFRIGERATOR LIGHT (3500K frosted lens) | Indoor Luminaires | Case Lighting | Horizontal Refrigerated Case Luminaires | Standard | FALSE | [9 empty] | 6/3/2015 12:00:00 AM | Not Dimmable | Not Dimmable | Not Yet Verified |  |  | 1658.9 | 119.62 | 14 |  |  | 3500
PXH3QUDS | A Electronics Co.,Ltd | A Electronics | COOLER15W1200 LED HORIZONTAL REFRIGERATOR LIGHT (3000K frosted lens) | Indoor Luminaires | Case Lighting | Horizontal Refrigerated Case Luminaires | Standard | FALSE | [9 empty] | 6/3/2015 12:00:00 AM | Not Dimmable | Not Dimmable | Not Yet Verified |  |  | 1658.9 | 119.62 | 14 |  |  | 3000
PGV77M9P | A Electronics Co.,Ltd | A Electronics | COOLER15W1200 LED HORIZONTAL REFRIGERATOR LIGHT (4500K frosted lens) | Indoor Luminaires | Case Lighting | Horizontal Refrigerated Case Luminaires | Standard | FALSE | [9 empty] | 6/3/2015 12:00:00 AM | Not Dimmable | Not Dimmable | Not Yet Verified |  |  | 1658.9 | 119.62 | 14 |  |  | 4500
PKFGZ3YA | A Electronics Co.,Ltd | A Electronics | COOLER15W1200 LED HORIZONTAL REFRIGERATOR LIGHT (4000K frosted lens) | Indoor Luminaires | Case Lighting | Horizontal Refrigerated Case Luminaires | Standard | FALSE | [9 empty] | 6/3/2015 12:00:00 AM | Not Dimmable | Not Dimmable | Not Yet Verified |  |  | 1658.9 | 119.62 | 14 |  |  | 4000
PRPTR4GG | A Electronics Co.,Ltd | A Electronics | COOLER15W1200 LED HORIZONTAL REFRIGERATOR LIGHT (2700K clear lens) | Indoor Luminaires | Case Lighting | Horizontal Refrigerated Case Luminaires | Standard | TRUE | 1918.1 | 134.93 | 14.22 | 12.07 | 0.9127 | 2856 | 80.9 | 5 | 50000 | 6/3/2015 12:00:00 AM | Not Dimmable | Not Dimmable | Not Yet Verified |  | 2.1 | 1918.1 | 134.93 | 14 |  |  | 2700
PB6HNAWP | A Electronics Co.,Ltd | A Electronics | COOLER15W1200 LED HORIZONTAL REFRIGERATOR LIGHT (3500K clear lens) | Indoor Luminaires | Case Lighting | Horizontal Refrigerated Case Luminaires | Standard | FALSE | [9 empty] | 6/3/2015 12:00:00 AM | Not Dimmable | Not Dimmable | Not Yet Verified |  |  | 1918.1 | 134.93 | 14 |  |  | 3500
PRUBRQRD | A Electronics Co.,Ltd | A Electronics | COOLER15W1200 LED HORIZONTAL REFRIGERATOR LIGHT (4500K clear lens) | Indoor Luminaires | Case Lighting | Horizontal Refrigerated Case Luminaires | Standard | FALSE | [9 empty] | 6/3/2015 12:00:00 AM | Not Dimmable | Not Dimmable | Not Yet Verified |  |  | 1918.1 | 134.93 | 14 |  |  | 4500
PWHB8U2A | A Electronics Co.,Ltd | A Electronics | COOLER15W1200 LED HORIZONTAL REFRIGERATOR LIGHT (3000K clear lens) | Indoor Luminaires | Case Lighting | Horizontal Refrigerated Case Luminaires | Standard | FALSE | [9 empty] | 6/3/2015 12:00:00 AM | Not Dimmable | Not Dimmable | Not Yet Verified |  |  | 1918.1 | 134.93 | 14 |  |  | 3000
PS7KJJP5 | A Electronics Co.,Ltd | A Electronics | COOLER15W1200 LED HORIZONTAL REFRIGERATOR LIGHT (4000K clear lens) | Indoor Luminaires | Case Lighting | Horizontal Refrigerated Case Luminaires | Standard | FALSE | [9 empty] | 6/3/2015 12:00:00 AM | Not Dimmable | Not Dimmable | Not Yet Verified |  |  | 1918.1 | 134.93 | 14 |  |  | 4000
P3ZH8S42 | A Electronics Co.,Ltd | A Electronics | COOLER15W1200 LED HORIZONTAL REFRIGERATOR LIGHT (5000K clear lens) | Indoor Luminaires | Case Lighting | Horizontal Refrigerated Case Luminaires | Standard | FALSE | [9 empty] | 6/3/2015 12:00:00 AM | Not Dimmable | Not Dimmable | Not Yet Verified |  |  | 1918.1 | 134.93 | 14 |  |  | 5000
PB6R6UKB | A Electronics Co.,Ltd | A Electronics | COOLER20W1500 LED HORIZONTAL REFRIGERATOR LIGHT (3000K frosted lens) | Indoor Luminaires | Case Lighting | Horizontal Refrigerated Case Luminaires | Standard | TRUE | 1977.4 | 112.13 | 17.63 | 14.67 | 0.9168 | 2897 | 81.5 | 5 | 50000 | 6/3/2015 12:00:00 AM | Not Dimmable | Not Dimmable | Not Yet Verified |  | 2.1 | 1977.4 | 112.13 | 18 |  |  | 3000
PA2S9NSQ | A Electronics Co.,Ltd | A Electronics | COOLER20W1500 LED HORIZONTAL REFRIGERATOR LIGHT (5000K frosted lens) | Indoor Luminaires | Case Lighting | Horizontal Refrigerated Case Luminaires | Standard | FALSE | [9 empty] | 6/3/2015 12:00:00 AM | Not Dimmable | Not Dimmable | Not Yet Verified |  |  | 1977.4 | 112.13 | 18 |  |  | 5000
PW1FEBJ4 | A Electronics Co.,Ltd | A Electronics | COOLER20W1500 LED HORIZONTAL REFRIGERATOR LIGHT (4500K frosted lens) | Indoor Luminaires | Case Lighting | Horizontal Refrigerated Case Luminaires | Standard | FALSE | [9 empty] | 6/3/2015 12:00:00 AM | Not Dimmable | Not Dimmable | Not Yet Verified |  |  | 1977.4 | 112.13 | 18 |  |  | 4500
PSJC4V39 | A Electronics Co.,Ltd | A Electronics | COOLER20W1500 LED HORIZONTAL REFRIGERATOR LIGHT (4000K frosted lens) | Indoor Luminaires | Case Lighting | Horizontal Refrigerated Case Luminaires | Standard | FALSE | [9 empty] | 6/3/2015 12:00:00 AM | Not Dimmable | Not Dimmable | Not Yet Verified |  |  | 1977.4 | 112.13 | 18 |  |  | 4000
PU39C8HA | A Electronics Co.,Ltd | A Electronics | COOLER20W1500 LED HORIZONTAL REFRIGERATOR LIGHT (3500K frosted lens) | Indoor Luminaires | Case Lighting | Horizontal Refrigerated Case Luminaires | Standard | FALSE | [9 empty] | 6/3/2015 12:00:00 AM | Not Dimmable | Not Dimmable | Not Yet Verified |  |  | 1977.4 | 112.13 | 18 |  |  | 3500
PA2RRMNS | A Electronics Co.,Ltd | A Electronics | COOLER20W1500 LED HORIZONTAL REFRIGERATOR LIGHT (3000K clear lens) | Indoor Luminaires | Case Lighting | Horizontal Refrigerated Case Luminaires | Standard | TRUE | 2228.1 | 126.18 | 17.66 | 16.98 | 0.9056 | 2907 | 81.4 | 5 | 50000 | 6/3/2015 12:00:00 AM | Not Dimmable | Not Dimmable | Not Yet Verified |  | 2.1 | 2228.1 | 126.18 | 18 |  |  | 3000
P9T7QHQS | A Electronics Co.,Ltd | A Electronics | COOLER20W1500 LED HORIZONTAL REFRIGERATOR LIGHT (5000K clear lens) | Indoor Luminaires | Case Lighting | Horizontal Refrigerated Case Luminaires | Standard | FALSE | [9 empty] | 6/3/2015 12:00:00 AM | Not Dimmable | Not Dimmable | Not Yet Verified |  |  | 2228.1 | 126.18 | 18 |  |  | 5000
PF4J77RK | A Electronics Co.,Ltd | A Electronics | COOLER20W1500 LED HORIZONTAL REFRIGERATOR LIGHT (4000K clear lens) | Indoor Luminaires | Case Lighting | Horizontal Refrigerated Case Luminaires | Standard | FALSE | [9 empty] | 6/3/2015 12:00:00 AM | Not Dimmable | Not Dimmable | Not Yet Verified |  |  | 2228.1 | 126.18 | 18 |  |  | 4000
PQFE6A3Q | A Electronics Co.,Ltd | A Electronics | COOLER20W1500 LED HORIZONTAL REFRIGERATOR LIGHT (4500K clear lens) | Indoor Luminaires | Case Lighting | Horizontal Refrigerated Case Luminaires | Standard | FALSE | [9 empty] | 6/3/2015 12:00:00 AM | Not Dimmable | Not Dimmable | Not Yet Verified |  |  | 2228.1 | 126.18 | 18 |  |  | 4500
PEK2SAHS | A Electronics Co.,Ltd | A Electronics | COOLER20W1500 LED HORIZONTAL REFRIGERATOR LIGHT (3500K clear lens) | Indoor Luminaires | Case Lighting | Horizontal Refrigerated Case Luminaires | Standard | FALSE | [9 empty] | 6/3/2015 12:00:00 AM | Not Dimmable | Not Dimmable | Not Yet Verified |  |  | 2228.1 | 126.18 | 18 |  |  | 3500
PTWNJQTR | A Electronics Co.,Ltd | A Electronics | COOLER22W1800 LED HORIZONTAL REFRIGERATOR LIGHT (3000K frosted lens) | Indoor Luminaires | Case Lighting | Horizontal Refrigerated Case Luminaires | Standard | TRUE | 2490.5 | 108.94 | 22.86 | 14.57 | 0.9132 | 2912 | 81.4 | 5 | 50000 | 6/3/2015 12:00:00 AM | Not Dimmable | Not Dimmable | Not Yet Verified |  | 2.1 | 2490.5 | 108.94 | 23 |  |  | 3000
P77HE4TD | A Electronics Co.,Ltd | A Electronics | COOLER22W1800 LED HORIZONTAL REFRIGERATOR LIGHT (5000K frosted lens) | Indoor Luminaires | Case Lighting | Horizontal Refrigerated Case Luminaires | Standard | FALSE | [9 empty] | 6/3/2015 12:00:00 AM | Not Dimmable | Not Dimmable | Not Yet Verified |  |  | 2490.5 | 108.94 | 23 |  |  | 5000
PKNTZB47 | A Electronics Co.,Ltd | A Electronics | COOLER22W1800 LED HORIZONTAL REFRIGERATOR LIGHT (4500K frosted lens) | Indoor Luminaires | Case Lighting | Horizontal Refrigerated Case Luminaires | Standard | FALSE | [9 empty] | 6/3/2015 12:00:00 AM | Not Dimmable | Not Dimmable | Not Yet Verified |  |  | 2490.5 | 108.94 | 23 |  |  | 4500
PX4F7RV6 | A Electronics Co.,Ltd | A Electronics | COOLER22W1800 LED HORIZONTAL REFRIGERATOR LIGHT (4000K frosted lens) | Indoor Luminaires | Case Lighting | Horizontal Refrigerated Case Luminaires | Standard | FALSE | [9 empty] | 6/3/2015 12:00:00 AM | Not Dimmable | Not Dimmable | Not Yet Verified |  |  | 2490.5 | 108.94 | 23 |  |  | 4000
PSZ8KE9F | A Electronics Co.,Ltd | A Electronics | COOLER22W1800 LED HORIZONTAL REFRIGERATOR LIGHT (3500K frosted lens) | Indoor Luminaires | Case Lighting | Horizontal Refrigerated Case Luminaires | Standard | FALSE | [9 empty] | 6/3/2015 12:00:00 AM | Not Dimmable | Not Dimmable | Not Yet Verified |  |  | 2490.5 | 108.94 | 23 |  |  | 3500
PU2XWK8G | A Electronics Co.,Ltd | A Electronics | COOLER22W1800 LED HORIZONTAL REFRIGERATOR LIGHT (3000K clear lens) | Indoor Luminaires | Case Lighting | Horizontal Refrigerated Case Luminaires | Standard | TRUE | 2776.1 | 120.96 | 22.95 | 14.24 | 0.9147 | 2915 | 81.3 | 5 | 50000 | 6/3/2015 12:00:00 AM | Not Dimmable | Not Dimmable | Not Yet Verified |  | 2.1 | 2776.1 | 120.96 | 23 |  |  | 3000
PY1T24WB | A Electronics Co.,Ltd | A Electronics | COOLER22W1800 LED HORIZONTAL REFRIGERATOR LIGHT (5000K clear lens) | Indoor Luminaires | Case Lighting | Horizontal Refrigerated Case Luminaires | Standard | FALSE | [9 empty] | 6/3/2015 12:00:00 AM | Not Dimmable | Not Dimmable | Not Yet Verified |  |  | 2776.1 | 120.96 | 23 |  |  | 5000
P7Q9KTJX | A Electronics Co.,Ltd | A Electronics | COOLER22W1800 LED HORIZONTAL REFRIGERATOR LIGHT (4000K clear lens) | Indoor Luminaires | Case Lighting | Horizontal Refrigerated Case Luminaires | Standard | FALSE | [9 empty] | 6/3/2015 12:00:00 AM | Not Dimmable | Not Dimmable | Not Yet Verified |  |  | 2776.1 | 120.96 | 23 |  |  | 4000
PU1Q3YFD | A Electronics Co.,Ltd | A Electronics | COOLER22W1800 LED HORIZONTAL REFRIGERATOR LIGHT (4500K clear lens) | Indoor Luminaires | Case Lighting | Horizontal Refrigerated Case Luminaires | Standard | FALSE | [9 empty] | 6/3/2015 12:00:00 AM | Not Dimmable | Not Dimmable | Not Yet Verified |  |  | 2776.1 | 120.96 | 23 |  |  | 4500
PPTNGZNN | A Electronics Co.,Ltd | A Electronics | COOLER22W1800 LED HORIZONTAL REFRIGERATOR LIGHT (3500K clear lens) | Indoor Luminaires | Case Lighting | Horizontal Refrigerated Case Luminaires | Standard | FALSE | [9 empty] | 6/3/2015 12:00:00 AM | Not Dimmable | Not Dimmable | Not Yet Verified |  |  | 2776.1 | 120.96 | 23 |  |  | 3500
PCUKEXYD | A Electronics Co.,Ltd | A Electronics | COOLER12W900 LED HORIZONTAL REFRIGERATOR LIGHT (3000K frosted lens) | Indoor Luminaires | Case Lighting | Horizontal Refrigerated Case Luminaires | Standard | TRUE | 1265.5 | 119.08 | 10.63 | 15.63 | 0.9168 | 2890 | 81.6 | 5 | 50000 | 6/3/2015 12:00:00 AM | Not Dimmable | Not Dimmable | Not Yet Verified |  | 2.1 | 1265.5 | 119.08 | 10.63 | 15.63 | 0.9 | 3000 | 81
P38QAGJW | A Electronics Co.,Ltd | A Electronics | COOLER12W900 LED HORIZONTAL REFRIGERATOR LIGHT (4500K frosted lens) | Indoor Luminaires | Case Lighting | Horizontal Refrigerated Case Luminaires | Standard | FALSE | [9 empty] | 6/3/2015 12:00:00 AM | Not Dimmable | Not Dimmable | Not Yet Verified |  |  | 1265.5 | 119.08 | 10.63 | 15.63 | 0.9 | 4500 | 81
PWA7HH6W | A Electronics Co.,Ltd | A Electronics | COOLER12W900 LED HORIZONTAL REFRIGERATOR LIGHT (5000K frosted lens) | Indoor Luminaires | Case Lighting | Horizontal Refrigerated Case Luminaires | Standard | FALSE | [9 empty] | 6/3/2015 12:00:00 AM | Not Dimmable | Not Dimmable | Not Yet Verified |  |  | 1265.5 | 119.08 | 10.63 | 15.63 | 0.9 | 5000 | 81
PGVCQW4X | A Electronics Co.,Ltd | A Electronics | COOLER12W900 LED HORIZONTAL REFRIGERATOR LIGHT (4000K frosted lens) | Indoor Luminaires | Case Lighting | Horizontal Refrigerated Case Luminaires | Standard | FALSE | [9 empty] | 6/3/2015 12:00:00 AM | Not Dimmable | Not Dimmable | Not Yet Verified |  |  | 1265.5 | 119.08 | 10.63 | 15.63 | 0.9 | 4000 | 81
PNYK3YV4 | A Electronics Co.,Ltd | A Electronics | COOLER12W900 LED HORIZONTAL REFRIGERATOR LIGHT (3500K frosted lens) | Indoor Luminaires | Case Lighting | Horizontal Refrigerated Case Luminaires | Standard | FALSE | [9 empty] | 6/3/2015 12:00:00 AM | Not Dimmable | Not Dimmable | Not Yet Verified |  |  | 1265.5 | 119.08 | 10.63 | 15.63 | 0.9 | 3500 | 81
PFGXF77Z | A Electronics Co.,Ltd | A Electronics | COOLER12W900 LED HORIZONTAL REFRIGERATOR LIGHT (3000K clear lens) | Indoor Luminaires | Case Lighting | Horizontal Refrigerated Case Luminaires | Standard | TRUE | 1448.3 | 135.83 | 10.66 | 12.08 | 0.9127 | 2900 | 81.5 | 5 | 50000 | 6/3/2015 12:00:00 AM | Not Dimmable | Not Dimmable | Not Yet Verified |  | 2.1 | 1448.3 | 135.83 | 10.66 | 12.08 | 0.9 | 3000 | 81
P1TVRKSZ | A Electronics Co.,Ltd | A Electronics | COOLER12W900 LED HORIZONTAL REFRIGERATOR LIGHT (4000K clear lens) | Indoor Luminaires | Case Lighting | Horizontal Refrigerated Case Luminaires | Standard | FALSE | [9 empty] | 6/3/2015 12:00:00 AM | Not Dimmable | Not Dimmable | Not Yet Verified |  |  | 1448.3 | 135.83 | 10.66 | 12.08 | 0.9 | 4000 | 81
P6AN8DJQ | A Electronics Co.,Ltd | A Electronics | COOLER12W900 LED HORIZONTAL REFRIGERATOR LIGHT (3500K clear lens) | Indoor Luminaires | Case Lighting | Horizontal Refrigerated Case Luminaires | Standard | FALSE | [9 empty] | 6/3/2015 12:00:00 AM | Not Dimmable | Not Dimmable | Not Yet Verified |  |  | 1448.3 | 135.83 | 10.66 | 12.08 | 0.9 | 3500 | 81
P4656Q97 | A Electronics Co.,Ltd | A Electronics | COOLER12W900 LED HORIZONTAL REFRIGERATOR LIGHT (5000K clear lens) | Indoor Luminaires | Case Lighting | Horizontal Refrigerated Case Luminaires | Standard | FALSE | [9 empty] | 6/3/2015 12:00:00 AM | Not Dimmable | Not Dimmable | Not Yet Verified |  |  | 1448.3 | 135.83 | 10.66 | 12.08 | 0.9 | 5000 | 81
PXYPQVAQ | A Electronics Co.,Ltd | A Electronics | COOLER12W900 LED HORIZONTAL REFRIGERATOR LIGHT (4500K clear lens) | Indoor Luminaires | Case Lighting | Horizontal Refrigerated Case Luminaires | Standard | FALSE | [9 empty] | 6/3/2015 12:00:00 AM | Not Dimmable | Not Dimmable | Not Yet Verified |  |  | 1448.3 | 135.83 | 10.66 | 12.08 | 0.9 | 4500 | 81
P5JN6SGN | A Electronics Co.,Ltd | A Electronics | COOLER8W900 (3000K Clear ) | Indoor Luminaires | Case Lighting | Vertical Refrigerated Case Luminaires | Standard | TRUE | 931.8 | 109.9 | 8.48 | 12.66 | 0.9155 | 2986 | 81.9 | 5 | 50000 | 6/3/2015 12:00:00 AM | Not Dimmable | Not Dimmable | Not Yet Verified |  | 2.1 | 931.8 | 110 | 8.5 |  |  | 3000 | 80
PCV537TQ | A Electronics Co.,Ltd | A Electronics | COOLER8W900 (5000K Clear) | Indoor Luminaires | Case Lighting | Vertical Refrigerated Case Luminaires | Standard | FALSE | [9 empty] | 6/3/2015 12:00:00 AM | Not Dimmable | Not Dimmable | Not Yet Verified |  |  | 931.8 | 110 | 8.5 |  |  | 5000 | 80
PV6XUV3Q | A Electronics Co.,Ltd | A Electronics | COOLER8W900 (4500K Clear) | Indoor Luminaires | Case Lighting | Vertical Refrigerated Case Luminaires | Standard | FALSE | [9 empty] | 6/3/2015 12:00:00 AM | Not Dimmable | Not Dimmable | Not Yet Verified |  |  | 931.8 | 110 | 8.5 |  |  | 4500 | 80
P88X8DVD | A Electronics Co.,Ltd | A Electronics | COOLER8W900 (4000K Clear) | Indoor Luminaires | Case Lighting | Vertical Refrigerated Case Luminaires | Standard | FALSE | [9 empty] | 6/3/2015 12:00:00 AM | Not Dimmable | Not Dimmable | Not Yet Verified |  |  | 931.8 | 110 | 8.5 |  |  | 4000 | 80
PU16DTKA | A Electronics Co.,Ltd | A Electronics | COOLER8W900 (3500K Clear) | Indoor Luminaires | Case Lighting | Vertical Refrigerated Case Luminaires | Standard | FALSE | [9 empty] | 6/3/2015 12:00:00 AM | Not Dimmable | Not Dimmable | Not Yet Verified |  |  | 931.8 | 110 | 8.5 |  |  | 3500 | 80
P6TH66DC | A Electronics Co.,Ltd | A Electronics | COOLER22W1200A (3000K Clear) | Indoor Luminaires | Case Lighting | Vertical Refrigerated Case Luminaires | Standard | TRUE | 2279.6 | 111.1 | 20.52 | 13.07 | 0.8739 | 3072 | 82.4 | 5 | 50000 | 6/3/2015 12:00:00 AM | Not Dimmable | Not Dimmable | Not Yet Verified |  | 2.1 | 2279.6 | 105 | 22 |  |  | 3000 | 80
PM6PPE4Z | A Electronics Co.,Ltd | A Electronics | COOLER22W1200A (4500K Clear) | Indoor Luminaires | Case Lighting | Vertical Refrigerated Case Luminaires | Standard | FALSE | [9 empty] | 6/3/2015 12:00:00 AM | Not Dimmable | Not Dimmable | Not Yet Verified |  |  | 2279.6 | 105 | 22 |  |  | 4500 | 80
PWH438KX | A Electronics Co.,Ltd | A Electronics | COOLER22W1200A (5000K Clear) | Indoor Luminaires | Case Lighting | Vertical Refrigerated Case Luminaires | Standard | FALSE | [9 empty] | 6/3/2015 12:00:00 AM | Not Dimmable | Not Dimmable | Not Yet Verified |  |  | 2279.6 | 105 | 22 |  |  | 5000 | 80
PVYERQMJ | A Electronics Co.,Ltd | A Electronics | COOLER22W1200A (4000K Clear) | Indoor Luminaires | Case Lighting | Vertical Refrigerated Case Luminaires | Standard | FALSE | [9 empty] | 6/3/2015 12:00:00 AM | Not Dimmable | Not Dimmable | Not Yet Verified |  |  | 2279.6 | 105 | 22 |  |  | 4000 | 80
PNZM6P7E | A Electronics Co.,Ltd | A Electronics | COOLER22W1200A (3500K Clear) | Indoor Luminaires | Case Lighting | Vertical Refrigerated Case Luminaires | Standard | FALSE | [9 empty] | 6/3/2015 12:00:00 AM | Not Dimmable | Not Dimmable | Not Yet Verified |  |  | 2279.6 | 105 | 22 |  |  | 3500 | 80
P4KBK87U | A Electronics Co.,Ltd | A Electronics | COOLER22W1200 (3000K Semi Clear) | Indoor Luminaires | Case Lighting | Horizontal Refrigerated Case Luminaires | Standard | TRUE | 2308 | 112.1 | 20.58 | 12.96 | 0.8748 | 3052 | 81.7 | 5 | 50000 | 6/3/2015 12:00:00 AM | Not Dimmable | Not Dimmable | Not Yet Verified |  | 2.1 | 2308 | 105 | 22 |  |  | 3000 | 80
PFJH3XKF | A Electronics Co.,Ltd | A Electronics | COOLER22W1200 (4000K Semi Clear) | Indoor Luminaires | Case Lighting | Horizontal Refrigerated Case Luminaires | Standard | FALSE | [9 empty] | 6/3/2015 12:00:00 AM | Not Dimmable | Not Dimmable | Not Yet Verified |  |  | 2308 | 105 | 22 |  |  | 4000 | 80
PGRR59S7 | A Electronics Co.,Ltd | A Electronics | COOLER22W1200 (5000K Semi Clear) | Indoor Luminaires | Case Lighting | Horizontal Refrigerated Case Luminaires | Standard | FALSE | [9 empty] | 6/3/2015 12:00:00 AM | Not Dimmable | Not Dimmable | Not Yet Verified |  |  | 2308 | 105 | 22 |  |  | 5000 | 80
P2R7HV6B | A Electronics Co.,Ltd | A Electronics | COOLER22W1200 (3500K Semi Clear) | Indoor Luminaires | Case Lighting | Horizontal Refrigerated Case Luminaires | Standard | FALSE | [9 empty] | 6/3/2015 12:00:00 AM | Not Dimmable | Not Dimmable | Not Yet Verified |  |  | 2308 | 105 | 22 |  |  | 3500 | 80
PQ5V727K | A Electronics Co.,Ltd | A Electronics | COOLER22W1200 (4500K Semi Clear) | Indoor Luminaires | Case Lighting | Horizontal Refrigerated Case Luminaires | Standard | FALSE | [9 empty] | 6/3/2015 12:00:00 AM | Not Dimmable | Not Dimmable | Not Yet Verified |  |  | 2308 | 105 | 22 |  |  | 4500 | 80
PGXGWF7J | A Electronics Co.,Ltd | A Electronics | COOLER20W1500 LED VERTICAL REFRIGERATOR LIGHT (3000K FROSTED lens) | Indoor Luminaires | Case Lighting | Vertical Refrigerated Case Luminaires | Standard | TRUE | 1698.5 | 95.85 | 17.72 | 14.67 | 0.9168 | 2900 | 81.5 | 5 | 50000 | 6/3/2015 12:00:00 AM | Not Dimmable | Not Dimmable | Not Yet Verified |  | 2.1 | 1698.5 | 95.85 | 17.72 |  |  | 3000 | 80
P9JER91N | A Electronics Co.,Ltd | A Electronics | COOLER20W1500 LED VERTICAL REFRIGERATOR LIGHT (4000K FROSTED lens) | Indoor Luminaires | Case Lighting | Vertical Refrigerated Case Luminaires | Standard | FALSE | [9 empty] | 6/3/2015 12:00:00 AM | Not Dimmable | Not Dimmable | Not Yet Verified |  |  | 1698.5 | 95.85 | 17.72 |  |  | 4000 | 80
PJSSZH5T | A Electronics Co.,Ltd | A Electronics | COOLER20W1500 LED VERTICAL REFRIGERATOR LIGHT (5000K FROSTED lens) | Indoor Luminaires | Case Lighting | Vertical Refrigerated Case Luminaires | Standard | FALSE | [9 empty] | 6/3/2015 12:00:00 AM | Not Dimmable | Not Dimmable | Not Yet Verified |  |  | 1698.5 | 95.85 | 17.72 |  |  | 5000 | 80
P369TG8Z | A Electronics Co.,Ltd | A Electronics | COOLER20W1500 LED VERTICAL REFRIGERATOR LIGHT (3500K FROSTED lens) | Indoor Luminaires | Case Lighting | Vertical Refrigerated Case Luminaires | Standard | FALSE | [9 empty] | 6/3/2015 12:00:00 AM | Not Dimmable | Not Dimmable | Not Yet Verified |  |  | 1698.5 | 95.85 | 17.72 |  |  | 3500 | 80
PYUWFTBN | A Electronics Co.,Ltd | A Electronics | COOLER20W1500 LED VERTICAL REFRIGERATOR LIGHT (4500K FROSTED lens) | Indoor Luminaires | Case Lighting | Vertical Refrigerated Case Luminaires | Standard | FALSE | [9 empty] | 6/3/2015 12:00:00 AM | Not Dimmable | Not Dimmable | Not Yet Verified |  |  | 1698.5 | 95.85 | 17.72 |  |  | 4500 | 80
PB85HPAN | A Electronics Co.,Ltd | A Electronics | COOLER20W1500 LED VERTICAL REFRIGERATOR LIGHT (3000K CLEAR lens) | Indoor Luminaires | Case Lighting | Vertical Refrigerated Case Luminaires | Standard | TRUE | 2050.1 | 115.56 | 17.74 | 16.98 | 0.9056 | 2910 | 81.5 | 5 | 50000 | 6/3/2015 12:00:00 AM | Not Dimmable | Not Dimmable | Not Yet Verified |  | 2.1 | 2050.1 | 115.56 | 17.74 |  |  | 3000 | 80
P1GD99VM | A Electronics Co.,Ltd | A Electronics | COOLER20W1500 LED VERTICAL REFRIGERATOR LIGHT (4500K CLEAR lens) | Indoor Luminaires | Case Lighting | Vertical Refrigerated Case Luminaires | Standard | FALSE | [9 empty] | 6/3/2015 12:00:00 AM | Not Dimmable | Not Dimmable | Not Yet Verified |  |  | 2050.1 | 115.56 | 17.74 |  |  | 4500 | 80
PZUJRZAH | A Electronics Co.,Ltd | A Electronics | COOLER20W1500 LED VERTICAL REFRIGERATOR LIGHT (5000K CLEAR lens) | Indoor Luminaires | Case Lighting | Vertical Refrigerated Case Luminaires | Standard | FALSE | [9 empty] | 6/3/2015 12:00:00 AM | Not Dimmable | Not Dimmable | Not Yet Verified |  |  | 2050.1 | 115.56 | 17.74 |  |  | 5000 | 80
PRGRPF2N | A Electronics Co.,Ltd | A Electronics | COOLER20W1500 LED VERTICAL REFRIGERATOR LIGHT (4000K CLEAR lens) | Indoor Luminaires | Case Lighting | Vertical Refrigerated Case Luminaires | Standard | FALSE | [9 empty] | 6/3/2015 12:00:00 AM | Not Dimmable | Not Dimmable | Not Yet Verified |  |  | 2050.1 | 115.56 | 17.74 |  |  | 4000 | 80
P1MCZREQ | A Electronics Co.,Ltd | A Electronics | COOLER20W1500 LED VERTICAL REFRIGERATOR LIGHT (3500K CLEAR lens) | Indoor Luminaires | Case Lighting | Vertical Refrigerated Case Luminaires | Standard | FALSE | [9 empty] | 6/3/2015 12:00:00 AM | Not Dimmable | Not Dimmable | Not Yet Verified |  |  | 2050.1 | 115.56 | 17.74 |  |  | 3500 | 80
PUXR54EM | A Electronics Co.,Ltd | A Electronics | COOLER13W900 LED VERTICAL REFRIGERATOR LIGHT (CLEAR COVER)(3000K) | Indoor Luminaires | Case Lighting | Vertical Refrigerated Case Luminaires | Standard | TRUE | 1368.4 | 127.79 | 10.71 | 13.24 | 0.9048 | 2901 | 81.4 | 5 | 50000 | 6/3/2015 12:00:00 AM | Not Dimmable | Not Dimmable | Not Yet Verified |  | 2.1 | 1368 | 128 | 10.7 |  | 0.9 | 3000 | 80
PHTSB68K | A Electronics Co.,Ltd | A Electronics | COOLER13W900 LED VERTICAL REFRIGERATOR LIGHT (CLEAR COVER)(4500K) | Indoor Luminaires | Case Lighting | Vertical Refrigerated Case Luminaires | Standard | FALSE | [9 empty] | 6/3/2015 12:00:00 AM | Not Dimmable | Not Dimmable | Not Yet Verified |  |  | 1368 | 128 | 10.7 |  | 0.9 | 4500 | 80
PZUDAFN8 | A Electronics Co.,Ltd | A Electronics | COOLER13W900 LED VERTICAL REFRIGERATOR LIGHT (CLEAR COVER)(5000K) | Indoor Luminaires | Case Lighting | Vertical Refrigerated Case Luminaires | Standard | FALSE | [9 empty] | 6/3/2015 12:00:00 AM | Not Dimmable | Not Dimmable | Not Yet Verified |  |  | 1368 | 128 | 10.7 |  | 0.9 | 5000 | 80
P12JQRB2 | A Electronics Co.,Ltd | A Electronics | COOLER13W900 LED VERTICAL REFRIGERATOR LIGHT (CLEAR COVER)(3500K) | Indoor Luminaires | Case Lighting | Vertical Refrigerated Case Luminaires | Standard | FALSE | [9 empty] | 6/3/2015 12:00:00 AM | Not Dimmable | Not Dimmable | Not Yet Verified |  |  | 1368 | 128 | 10.7 |  | 0.9 | 3500 | 80
PXG8S2DF | A Electronics Co.,Ltd | A Electronics | COOLER13W900 LED VERTICAL REFRIGERATOR LIGHT (CLEAR COVER)(4000K) | Indoor Luminaires | Case Lighting | Vertical Refrigerated Case Luminaires | Standard | FALSE | [9 empty] | 6/3/2015 12:00:00 AM | Not Dimmable | Not Dimmable | Not Yet Verified |  |  | 1368 | 128 | 10.7 |  | 0.9 | 4000 | 80
PYW4WADB | A Electronics Co.,Ltd | A Electronics | COOLER15W1200 LED VERTICAL REFRIGERATOR LIGHT (CLEAR COVER)(3000K) | Indoor Luminaires | Case Lighting | Vertical Refrigerated Case Luminaires | Standard | TRUE | 1784.5 | 125.13 | 14.26 | 11.87 | 0.9171 | 2857 | 80.9 | 5 | 50000 | 6/3/2015 12:00:00 AM | Not Dimmable | Not Dimmable | Not Yet Verified |  | 2.1 | 1784.5 | 125 | 15 |  | 0.9 | 3000 | 80
PNFUQH2U | A Electronics Co.,Ltd | A Electronics | COOLER15W1200 LED VERTICAL REFRIGERATOR LIGHT (CLEAR COVER)(3500K) | Indoor Luminaires | Case Lighting | Vertical Refrigerated Case Luminaires | Standard | FALSE | [9 empty] | 6/3/2015 12:00:00 AM | Not Dimmable | Not Dimmable | Not Yet Verified |  |  | 1784.5 | 125 | 15 |  | 0.9 | 3500 | 80
PB2P4C84 | A Electronics Co.,Ltd | A Electronics | COOLER15W1200 LED VERTICAL REFRIGERATOR LIGHT (CLEAR COVER)(4000K) | Indoor Luminaires | Case Lighting | Vertical Refrigerated Case Luminaires | Standard | FALSE | [9 empty] | 6/3/2015 12:00:00 AM | Not Dimmable | Not Dimmable | Not Yet Verified |  |  | 1784.5 | 125 | 15 |  | 0.9 | 4000 | 80
PY983GNR | A Electronics Co.,Ltd | A Electronics | COOLER15W1200 LED VERTICAL REFRIGERATOR LIGHT (CLEAR COVER)(4500K) | Indoor Luminaires | Case Lighting | Vertical Refrigerated Case Luminaires | Standard | FALSE | [9 empty] | 6/3/2015 12:00:00 AM | Not Dimmable | Not Dimmable | Not Yet Verified |  |  | 1784.5 | 125 | 15 |  | 0.9 | 4500 | 80
P6GRPCUC | A Electronics Co.,Ltd | A Electronics | COOLER15W1200 LED VERTICAL REFRIGERATOR LIGHT (CLEAR COVER)(5000K) | Indoor Luminaires | Case Lighting | Vertical Refrigerated Case Luminaires | Standard | FALSE | [9 empty] | 6/3/2015 12:00:00 AM | Not Dimmable | Not Dimmable | Not Yet Verified |  |  | 1784.5 | 125 | 15 |  | 0.9 | 5000 | 80
P6XQ54HB | A Electronics Co.,Ltd | A Electronics | COOLER18W1200 LED VERTICAL REFRIGERATOR LIGHT (CLEAR COVER)(3000K) | Indoor Luminaires | Case Lighting | Vertical Refrigerated Case Luminaires | Standard | TRUE | 1879.9 | 111.57 | 16.84 | 11.24 | 0.909 | 2998 | 82.3 | 5 | 50000 | 6/3/2015 12:00:00 AM | Not Dimmable | Not Dimmable | Not Yet Verified |  | 2.1 | 1980 | 110 | 18 |  | 0.9 | 3000 | 80
PQPH8U9M | A Electronics Co.,Ltd | A Electronics | COOLER18W1200 LED VERTICAL REFRIGERATOR LIGHT (CLEAR COVER)(4000K) | Indoor Luminaires | Case Lighting | Vertical Refrigerated Case Luminaires | Standard | FALSE | [9 empty] | 6/3/2015 12:00:00 AM | Not Dimmable | Not Dimmable | Not Yet Verified |  |  | 1980 | 110 | 18 |  | 0.9 | 4000 | 80
P3KWHZKW | A Electronics Co.,Ltd | A Electronics | COOLER18W1200 LED VERTICAL REFRIGERATOR LIGHT (CLEAR COVER)(4500K) | Indoor Luminaires | Case Lighting | Vertical Refrigerated Case Luminaires | Standard | FALSE | [9 empty] | 6/3/2015 12:00:00 AM | Not Dimmable | Not Dimmable | Not Yet Verified |  |  | 1980 | 110 | 18 |  | 0.9 | 4500 | 80
PQUXZFN3 | A Electronics Co.,Ltd | A Electronics | COOLER18W1200 LED VERTICAL REFRIGERATOR LIGHT (CLEAR COVER)(3500K) | Indoor Luminaires | Case Lighting | Vertical Refrigerated Case Luminaires | Standard | FALSE | [9 empty] | 6/3/2015 12:00:00 AM | Not Dimmable | Not Dimmable | Not Yet Verified |  |  | 1980 | 110 | 18 |  | 0.9 | 3500 | 80
P3QN9V7E | A Electronics Co.,Ltd | A Electronics | COOLER18W1200 LED VERTICAL REFRIGERATOR LIGHT (CLEAR COVER)(5000K) | Indoor Luminaires | Case Lighting | Vertical Refrigerated Case Luminaires | Standard | FALSE | [9 empty] | 6/3/2015 12:00:00 AM | Not Dimmable | Not Dimmable | Not Yet Verified |  |  | 1980 | 110 | 18 |  | 0.9 | 5000 | 80
PD88HZ2D | A Electronics Co.,Ltd | A Electronics | COOLER22W1800 LED VERTICAL REFRIGERATOR LIGHT (FROSTED COVER)(3000K) | Indoor Luminaires | Case Lighting | Vertical Refrigerated Case Luminaires | Standard | TRUE | 1938.4 | 87.16 | 22.24 | 14.98 | 0.9283 | 2913 | 81.4 | 5 | 50000 | 6/3/2015 12:00:00 AM | Not Dimmable | Not Dimmable | Not Yet Verified |  | 2.1 | 1938 | 87 | 22 |  | 0.9 | 3000 | 80
PJG7JJZ9 | A Electronics Co.,Ltd | A Electronics | COOLER22W1800 LED VERTICAL REFRIGERATOR LIGHT (FROSTED COVER)(3500K) | Indoor Luminaires | Case Lighting | Vertical Refrigerated Case Luminaires | Standard | FALSE | [9 empty] | 6/3/2015 12:00:00 AM | Not Dimmable | Not Dimmable | Not Yet Verified |  |  | 1938 | 87 | 22 |  | 0.9 | 3500 | 80
P74FPHR7 | A Electronics Co.,Ltd | A Electronics | COOLER22W1800 LED VERTICAL REFRIGERATOR LIGHT (FROSTED COVER)(4000K) | Indoor Luminaires | Case Lighting | Vertical Refrigerated Case Luminaires | Standard | FALSE | [9 empty] | 6/3/2015 12:00:00 AM | Not Dimmable | Not Dimmable | Not Yet Verified |  |  | 1938 | 87 | 22 |  | 0.9 | 4000 | 80
P5HHDPRK | A Electronics Co.,Ltd | A Electronics | COOLER22W1800 LED VERTICAL REFRIGERATOR LIGHT (FROSTED COVER)(4500K) | Indoor Luminaires | Case Lighting | Vertical Refrigerated Case Luminaires | Standard | FALSE | [9 empty] | 6/3/2015 12:00:00 AM | Not Dimmable | Not Dimmable | Not Yet Verified |  |  | 1938 | 87 | 22 |  | 0.9 | 4500 | 80
PX61BQ1S | A Electronics Co.,Ltd | A Electronics | COOLER22W1800 LED VERTICAL REFRIGERATOR LIGHT (FROSTED COVER)(5000K) | Indoor Luminaires | Case Lighting | Vertical Refrigerated Case Luminaires | Standard | FALSE | [9 empty] | 6/3/2015 12:00:00 AM | Not Dimmable | Not Dimmable | Not Yet Verified |  |  | 1938 | 87 | 22 |  | 0.9 | 5000 | 80
PVZRSVZT | A Electronics Co.,Ltd | A Electronics | COOLER22W1800 LED VERTICAL REFRIGERATOR LIGHT (CLEAR COVER)(3000K) | Indoor Luminaires | Case Lighting | Vertical Refrigerated Case Luminaires | Standard | TRUE | 2652.2 | 116.17 | 22.83 | 13.85 | 0.9144 | 2857 | 80.9 | 5 | 50000 | 6/3/2015 12:00:00 AM | Not Dimmable | Not Dimmable | Not Yet Verified |  | 2.1 | 2552 | 116 | 22 |  | 0.9 | 3000 | 80
P2A8QBDB | A Electronics Co.,Ltd | A Electronics | COOLER22W1800 LED VERTICAL REFRIGERATOR LIGHT (CLEAR COVER)(3500K) | Indoor Luminaires | Case Lighting | Vertical Refrigerated Case Luminaires | Standard | FALSE | [9 empty] | 6/3/2015 12:00:00 AM | Not Dimmable | Not Dimmable | Not Yet Verified |  |  | 2552 | 116 | 22 |  | 0.9 | 3500 | 80
PV7J5AXB | A Electronics Co.,Ltd | A Electronics | COOLER22W1800 LED VERTICAL REFRIGERATOR LIGHT (CLEAR COVER)(5000K) | Indoor Luminaires | Case Lighting | Vertical Refrigerated Case Luminaires | Standard | FALSE | [9 empty] | 6/3/2015 12:00:00 AM | Not Dimmable | Not Dimmable | Not Yet Verified |  |  | 2552 | 116 | 22 |  | 0.9 | 5000 | 80
PVBUKTPF | A Electronics Co.,Ltd | A Electronics | COOLER22W1800 LED VERTICAL REFRIGERATOR LIGHT (CLEAR COVER)(4000K) | Indoor Luminaires | Case Lighting | Vertical Refrigerated Case Luminaires | Standard | FALSE | [9 empty] | 6/3/2015 12:00:00 AM | Not Dimmable | Not Dimmable | Not Yet Verified |  |  | 2552 | 116 | 22 |  | 0.9 | 4000 | 80
PUX7EFY5 | A Electronics Co.,Ltd | A Electronics | COOLER22W1800 LED VERTICAL REFRIGERATOR LIGHT (CLEAR COVER)(4500K) | Indoor Luminaires | Case Lighting | Vertical Refrigerated Case Luminaires | Standard | FALSE | [9 empty] | 6/3/2015 12:00:00 AM | Not Dimmable | Not Dimmable | Not Yet Verified |  |  | 2552 | 116 | 22 |  | 0.9 | 4500 | 80
PGJV5B8Z | A Electronics Co.,Ltd | A Electronics | COOLER15W1200 LED VERTICAL REFRIGERATOR LIGHT (FROSTED COVER)(3000K) | Indoor Luminaires | Case Lighting | Vertical Refrigerated Case Luminaires | Standard | TRUE | 822.09 | 57.66 | 14.26 | 15.38 | 0.9156 | 2849 | 80.9 | 5 | 50000 | 6/3/2015 12:00:00 AM | Not Dimmable | Not Dimmable | Not Yet Verified |  | 2.1 | 900 | 60 | 15 |  | 0.9 | 3000 | 80
PEN92M3M | A Electronics Co.,Ltd | A Electronics | COOLER15W1200 LED VERTICAL REFRIGERATOR LIGHT (FROSTED COVER)(5000K) | Indoor Luminaires | Case Lighting | Vertical Refrigerated Case Luminaires | Standard | FALSE | [9 empty] | 6/3/2015 12:00:00 AM | Not Dimmable | Not Dimmable | Not Yet Verified |  |  | 900 | 60 | 15 |  | 0.9 | 5000 | 80
PWK8G2Q4 | A Electronics Co.,Ltd | A Electronics | COOLER15W1200 LED VERTICAL REFRIGERATOR LIGHT (FROSTED COVER)(4000K) | Indoor Luminaires | Case Lighting | Vertical Refrigerated Case Luminaires | Standard | FALSE | [9 empty] | 6/3/2015 12:00:00 AM | Not Dimmable | Not Dimmable | Not Yet Verified |  |  | 900 | 60 | 15 |  | 0.9 | 4000 | 80
PYTBTVS9 | A Electronics Co.,Ltd | A Electronics | COOLER15W1200 LED VERTICAL REFRIGERATOR LIGHT (FROSTED COVER)(3500K) | Indoor Luminaires | Case Lighting | Vertical Refrigerated Case Luminaires | Standard | FALSE | [9 empty] | 6/3/2015 12:00:00 AM | Not Dimmable | Not Dimmable | Not Yet Verified |  |  | 900 | 60 | 15 |  | 0.9 | 3500 | 80
PEKQS2EM | A Electronics Co.,Ltd | A Electronics | COOLER15W1200 LED VERTICAL REFRIGERATOR LIGHT (FROSTED COVER)(4500K) | Indoor Luminaires | Case Lighting | Vertical Refrigerated Case Luminaires | Standard | FALSE | [9 empty] | 6/3/2015 12:00:00 AM | Not Dimmable | Not Dimmable | Not Yet Verified |  |  | 900 | 60 | 15 |  | 0.9 | 4500 | 80
PPNKE1FW | A Electronics Co.,Ltd | A Electronics | COOLER18W1200 LED VERTICAL REFRIGERATOR LIGHT (FROSTED COVER)(3000K) | Indoor Luminaires | Case Lighting | Vertical Refrigerated Case Luminaires | Standard | TRUE | 1132.6 | 66.19 | 17.11 | 11.24 | 0.909 | 2997 | 82.4 | 5 | 50000 | 6/3/2015 12:00:00 AM | Not Dimmable | Not Dimmable | Not Yet Verified |  | 2.1 | 1188 | 66 | 18 |  | 0.9 | 3000 | 80
P2UNRSZA | A Electronics Co.,Ltd | A Electronics | COOLER18W1200 LED VERTICAL REFRIGERATOR LIGHT (FROSTED COVER)(4500K) | Indoor Luminaires | Case Lighting | Vertical Refrigerated Case Luminaires | Standard | FALSE | [9 empty] | 6/3/2015 12:00:00 AM | Not Dimmable | Not Dimmable | Not Yet Verified |  |  | 1188 | 66 | 18 |  | 0.9 | 4500 | 80
PY9Y1MZ9 | A Electronics Co.,Ltd | A Electronics | COOLER18W1200 LED VERTICAL REFRIGERATOR LIGHT (FROSTED COVER)(4000K) | Indoor Luminaires | Case Lighting | Vertical Refrigerated Case Luminaires | Standard | FALSE | [9 empty] | 6/3/2015 12:00:00 AM | Not Dimmable | Not Dimmable | Not Yet Verified |  |  | 1188 | 66 | 18 |  | 0.9 | 4000 | 80
PWKYJGGU | A Electronics Co.,Ltd | A Electronics | COOLER18W1200 LED VERTICAL REFRIGERATOR LIGHT (FROSTED COVER)(3500K) | Indoor Luminaires | Case Lighting | Vertical Refrigerated Case Luminaires | Standard | FALSE | [9 empty] | 6/3/2015 12:00:00 AM | Not Dimmable | Not Dimmable | Not Yet Verified |  |  | 1188 | 66 | 18 |  | 0.9 | 3500 | 80
PCUKUYAH | A Electronics Co.,Ltd | A Electronics | COOLER18W1200 LED VERTICAL REFRIGERATOR LIGHT (FROSTED COVER)(5000K) | Indoor Luminaires | Case Lighting | Vertical Refrigerated Case Luminaires | Standard | FALSE | [9 empty] | 6/3/2015 12:00:00 AM | Not Dimmable | Not Dimmable | Not Yet Verified |  |  | 1188 | 66 | 18 |  | 0.9 | 5000 | 80
PM9QAX36 | A2Z Green Lighting | A2Z Green Lighting | A2Z48-35OCV-15.0 | Indoor Luminaires | Case Lighting | Vertical Refrigerated Case Luminaires | Standard | TRUE | 1156 | 76.63 | 45.35 | 14.31 | 0.939 | 3410 | 83.5 | 5 | 50000 | 9/26/2014 12:00:00 AM | Not Yet Verified | Not Yet Verified | Not Yet Verified |  | 2.1 | 1160 | 80 | 15 |  |  | 3500 | 85
P63NUXW8 | A2Z Green Lighting | A2Z Green Lighting | A2Z70-40OCV-25.0 | Indoor Luminaires | Case Lighting | Vertical Refrigerated Case Luminaires | Standard | FALSE | [9 empty] | 9/26/2014 12:00:00 AM | Not Yet Verified | Not Yet Verified | Not Yet Verified |  |  | 1940 | 80 | 25 |  |  | 4000 | 85
P1VZ38W6 | A2Z Green Lighting | A2Z Green Lighting | A2Z70-50OCV-25.0 | Indoor Luminaires | Case Lighting | Vertical Refrigerated Case Luminaires | Standard | FALSE | [9 empty] | 9/26/2014 12:00:00 AM | Not Yet Verified | Not Yet Verified | Not Yet Verified |  |  | 2000 | 80 | 25 |  |  | 5000 | 85
PHKFZVUC | A2Z Green Lighting | A2Z Green Lighting | A2Z60-50OCV-20.0 | Indoor Luminaires | Case Lighting | Vertical Refrigerated Case Luminaires | Standard | FALSE | [9 empty] | 9/26/2014 12:00:00 AM | Not Yet Verified | Not Yet Verified | Not Yet Verified |  |  | 1600 | 80 | 20 |  |  | 5000 | 85
P38U93CM | A2Z Green Lighting | A2Z Green Lighting | A2Z70-35OCV-25.0 | Indoor Luminaires | Case Lighting | Vertical Refrigerated Case Luminaires | Standard | FALSE | [9 empty] | 9/26/2014 12:00:00 AM | Not Yet Verified | Not Yet Verified | Not Yet Verified |  |  | 1940 | 80 | 25 |  |  | 3500 | 85
PVYX1VPP | A2Z Green Lighting | A2Z Green Lighting | A2Z48-50OCV-15.0 | Indoor Luminaires | Case Lighting | Vertical Refrigerated Case Luminaires | Standard | FALSE | [9 empty] | 9/26/2014 12:00:00 AM | Not Yet Verified | Not Yet Verified | Not Yet Verified |  |  | 1200 | 80 | 15 |  |  | 5000 | 85
PTU6KXRQ | A2Z Green Lighting | A2Z Green Lighting | A2Z60-35OCV-20.0 | Indoor Luminaires | Case Lighting | Vertical Refrigerated Case Luminaires | Standard | FALSE | [9 empty] | 9/26/2014 12:00:00 AM | Not Yet Verified | Not Yet Verified | Not Yet Verified |  |  | 1547 | 80 | 20 |  |  | 3500 | 85
P28UXEZK | A2Z Green Lighting | A2Z Green Lighting | A2Z48-40OCV-15.0 | Indoor Luminaires | Case Lighting | Vertical Refrigerated Case Luminaires | Standard | FALSE | [9 empty] | 9/26/2014 12:00:00 AM | Not Yet Verified | Not Yet Verified | Not Yet Verified |  |  | 1160 | 80 | 15 |  |  | 4000 | 85
P2CRG52U | A2Z Green Lighting | A2Z Green Lighting | A2Z60-40OCV-20.0 | Indoor Luminaires | Case Lighting | Vertical Refrigerated Case Luminaires | Standard | FALSE | [9 empty] | 9/26/2014 12:00:00 AM | Not Yet Verified | Not Yet Verified | Not Yet Verified |  |  | 1547 | 80 | 20 |  |  | 4000 | 85
P9VQDEA9 | A2Z Green Lighting | A2Z Green Lighting | A2Z48-35OLV-07.5 | Indoor Luminaires | Case Lighting | Vertical Refrigerated Case Luminaires | Standard | TRUE | 605.4 | 76.63 | 45.35 | 14.31 | 0.939 | 3410 | 83.5 | 5 | 50000 | 9/26/2014 12:00:00 AM | Not Yet Verified | Not Yet Verified | Not Yet Verified |  | 2.1 | 580 | 80 | 7.5 |  |  | 3500 | 85
P6M9D8Q9 | A2Z Green Lighting | A2Z Green Lighting | A2Z48-40ORV-07.5 | Indoor Luminaires | Case Lighting | Vertical Refrigerated Case Luminaires | Standard | FALSE | [9 empty] | 9/26/2014 12:00:00 AM | Not Yet Verified | Not Yet Verified | Not Yet Verified |  |  | 580 | 80 | 7.5 |  |  | 4000 | 85
P2S19CQU | A2Z Green Lighting | A2Z Green Lighting | A2Z60-50ORV-10.0 | Indoor Luminaires | Case Lighting | Vertical Refrigerated Case Luminaires | Standard | FALSE | [9 empty] | 9/26/2014 12:00:00 AM | Not Yet Verified | Not Yet Verified | Not Yet Verified |  |  | 800 | 80 | 10 |  |  | 5000 | 85
PB5NTDWX | A2Z Green Lighting | A2Z Green Lighting | A2Z70-50OLV-12.5 | Indoor Luminaires | Case Lighting | Vertical Refrigerated Case Luminaires | Standard | FALSE | [9 empty] | 9/26/2014 12:00:00 AM | Not Yet Verified | Not Yet Verified | Not Yet Verified |  |  | 1000 | 80 | 12.5 |  |  | 5000 | 85
PP7VZRJC | A2Z Green Lighting | A2Z Green Lighting | A2Z60-35OLV-10.0 | Indoor Luminaires | Case Lighting | Vertical Refrigerated Case Luminaires | Standard | FALSE | [9 empty] | 9/26/2014 12:00:00 AM | Not Yet Verified | Not Yet Verified | Not Yet Verified |  |  | 773 | 80 | 10 |  |  | 3500 | 85
PNBP61CR | A2Z Green Lighting | A2Z Green Lighting | A2Z48-50OLV-07.5 | Indoor Luminaires | Case Lighting | Vertical Refrigerated Case Luminaires | Standard | FALSE | [9 empty] | 9/26/2014 12:00:00 AM | Not Yet Verified | Not Yet Verified | Not Yet Verified |  |  | 600 | 80 | 7.5 |  |  | 5000 | 85
P8NXMV1V | A2Z Green Lighting | A2Z Green Lighting | A2Z60-35ORV-10.0 | Indoor Luminaires | Case Lighting | Vertical Refrigerated Case Luminaires | Standard | FALSE | [9 empty] | 9/26/2014 12:00:00 AM | Not Yet Verified | Not Yet Verified | Not Yet Verified |  |  | 773 | 80 | 10 |  |  | 3500 | 85
PC7SSB2C | A2Z Green Lighting | A2Z Green Lighting | A2Z60-50OLV-10.0 | Indoor Luminaires | Case Lighting | Vertical Refrigerated Case Luminaires | Standard | FALSE | [9 empty] | 9/26/2014 12:00:00 AM | Not Yet Verified | Not Yet Verified | Not Yet Verified |  |  | 800 | 80 | 10 |  |  | 5000 | 85
P44ZW6FT | A2Z Green Lighting | A2Z Green Lighting | A2Z70-40ORV-12.5 | Indoor Luminaires | Case Lighting | Vertical Refrigerated Case Luminaires | Standard | FALSE | [9 empty] | 9/26/2014 12:00:00 AM | Not Yet Verified | Not Yet Verified | Not Yet Verified |  |  | 970 | 80 | 12.5 |  |  | 4000 | 85
PH344RWX | A2Z Green Lighting | A2Z Green Lighting | A2Z70-35ORV-12.5 | Indoor Luminaires | Case Lighting | Vertical Refrigerated Case Luminaires | Standard | FALSE | [9 empty] | 9/26/2014 12:00:00 AM | Not Yet Verified | Not Yet Verified | Not Yet Verified |  |  | 970 | 80 | 12.5 |  |  | 3500 | 85
PPYP34XR | A2Z Green Lighting | A2Z Green Lighting | A2Z70-40OLV-12.5 | Indoor Luminaires | Case Lighting | Vertical Refrigerated Case Luminaires | Standard | FALSE | [9 empty] | 9/26/2014 12:00:00 AM | Not Yet Verified | Not Yet Verified | Not Yet Verified |  |  | 970 | 80 | 12.5 |  |  | 4000 | 85
PNYEPHGY | A2Z Green Lighting | A2Z Green Lighting | A2Z70-35OLV-12.5 | Indoor Luminaires | Case Lighting | Vertical Refrigerated Case Luminaires | Standard | FALSE | [9 empty] | 9/26/2014 12:00:00 AM | Not Yet Verified | Not Yet Verified | Not Yet Verified |  |  | 970 | 80 | 12.5 |  |  | 3500 | 85
P6GFZMN4 | A2Z Green Lighting | A2Z Green Lighting | A2Z60-40OLV-10.0 | Indoor Luminaires | Case Lighting | Vertical Refrigerated Case Luminaires | Standard | FALSE | [9 empty] | 9/26/2014 12:00:00 AM | Not Yet Verified | Not Yet Verified | Not Yet Verified |  |  | 773 | 80 | 10 |  |  | 4000 | 85
PHHXFVX3 | A2Z Green Lighting | A2Z Green Lighting | A2Z48-35ORV-07.5 | Indoor Luminaires | Case Lighting | Vertical Refrigerated Case Luminaires | Standard | FALSE | [9 empty] | 9/26/2014 12:00:00 AM | Not Yet Verified | Not Yet Verified | Not Yet Verified |  |  | 580 | 80 | 7.5 |  |  | 3500 | 85
PC3EZR56 | A2Z Green Lighting | A2Z Green Lighting | A2Z48-50ORV-07.5 | Indoor Luminaires | Case Lighting | Vertical Refrigerated Case Luminaires | Standard | FALSE | [9 empty] | 9/26/2014 12:00:00 AM | Not Yet Verified | Not Yet Verified | Not Yet Verified |  |  | 600 | 80 | 7.5 |  |  | 5000 | 85
PJAMDSTG | A2Z Green Lighting | A2Z Green Lighting | A2Z48-40OLV-07.5 | Indoor Luminaires | Case Lighting | Vertical Refrigerated Case Luminaires | Standard | FALSE | [9 empty] | 9/26/2014 12:00:00 AM | Not Yet Verified | Not Yet Verified | Not Yet Verified |  |  | 580 | 80 | 7.5 |  |  | 4000 | 85
PW7W867S | A2Z Green Lighting | A2Z Green Lighting | A2Z70-50ORV-12.5 | Indoor Luminaires | Case Lighting | Vertical Refrigerated Case Luminaires | Standard | FALSE | [9 empty] | 9/26/2014 12:00:00 AM | Not Yet Verified | Not Yet Verified | Not Yet Verified |  |  | 1000 | 80 | 12.5 |  |  | 5000 | 85
P4WSBV3Q | A2Z Green Lighting | A2Z Green Lighting | A2Z60-40ORV-10.0 | Indoor Luminaires | Case Lighting | Vertical Refrigerated Case Luminaires | Standard | FALSE | [9 empty] | 9/26/2014 12:00:00 AM | Not Yet Verified | Not Yet Verified | Not Yet Verified |  |  | 773 | 80 | 10 |  |  | 4000 | 85
P00000084 | Above Lights | Mirai LED | ABL-UNV-XXXLOB | Indoor Luminaires | Case Lighting | Horizontal Refrigerated Case Luminaires | Standard | TRUE | 1851.83 | 120 | 15.43 | 10 | 0.97 | 3018 | 85 | 5 | 50000 | 12/17/2013 12:00:00 AM | Not Yet Verified | Not Yet Verified | Not Yet Verified |  | 2.1 | 1800 | 120 | 15 |  | 0.97 | 3000 | 85
P00000083 | Above Lights | Mirai LED | ABL-UNV-XXXBAB | Indoor Luminaires | Case Lighting | Horizontal Refrigerated Case Luminaires | Standard | TRUE | 122.67 | 136 | 0.9 | 10 | 0.97 | 3040 | 86 | 5 | 50000 | 12/17/2013 12:00:00 AM | Not Yet Verified | Not Yet Verified | Not Yet Verified |  | 2.1 | 108 | 123 | 1 |  | 0.97 | 3000 | 85
P00000085 | Above Lights | Mirai LED | ABL-UNV-XXXBAC | Indoor Luminaires | Case Lighting | Horizontal Refrigerated Case Luminaires | Standard | FALSE | [9 empty] | 12/17/2013 12:00:00 AM | Not Yet Verified | Not Yet Verified | Not Yet Verified |  |  | 114.625 | 131 | 0.875 | 10 | 0.97 | 3500 | 85
P00000086 | Above Lights | Mirai LED | ABL-UNV-XXXBAD | Indoor Luminaires | Case Lighting | Horizontal Refrigerated Case Luminaires | Standard | FALSE | [9 empty] | 12/17/2013 12:00:00 AM | Not Yet Verified | Not Yet Verified | Not Yet Verified |  |  | 114.625 | 131 | 0.875 | 10 | 0.97 | 4000 | 85
P00000087 | Above Lights | Mirai LED | ABL-UNV-XXXBAE | Indoor Luminaires | Case Lighting | Horizontal Refrigerated Case Luminaires | Standard | FALSE | [9 empty] | 12/17/2013 12:00:00 AM | Not Yet Verified | Not Yet Verified | Not Yet Verified |  |  | 120.75 | 138 | 0.875 | 10 | 0.97 | 4500 | 85
P0000008Y | Above Lights | Mirai LED | ABL-UNV-XXXHDB | Indoor Luminaires | Case Lighting | Horizontal Refrigerated Case Luminaires | Standard | FALSE | [9 empty] | 12/17/2013 12:00:00 AM | Not Yet Verified | Not Yet Verified | Not Yet Verified |  |  | 427 | 122 | 3.5 | 10 | 0.97 | 3000 | 85
P00000092 | Above Lights | Mirai LED | ABL-UNV-XXXHDF | Indoor Luminaires | Case Lighting | Horizontal Refrigerated Case Luminaires | Standard | FALSE | [9 empty] | 12/17/2013 12:00:00 AM | Not Yet Verified | Not Yet Verified | Not Yet Verified |  |  | 479.5 | 137 | 3.5 | 10 | 0.97 | 5000 | 85
P00000094 | Above Lights | Mirai LED | ABL-UNV-XXXHGC | Indoor Luminaires | Case Lighting | Horizontal Refrigerated Case Luminaires | Standard | FALSE | [9 empty] | 12/17/2013 12:00:00 AM | Not Yet Verified | Not Yet Verified | Not Yet Verified |  |  | 882 | 126 | 7 | 10 | 0.97 | 3500 | 85
P00000095 | Above Lights | Mirai LED | ABL-UNV-XXXHGD | Indoor Luminaires | Case Lighting | Horizontal Refrigerated Case Luminaires | Standard | FALSE | [9 empty] | 12/17/2013 12:00:00 AM | Not Yet Verified | Not Yet Verified | Not Yet Verified |  |  | 882 | 126 | 7 | 10 | 0.97 | 4000 | 85
P00000098 | Above Lights | Mirai LED | ABL-UNV-XXXKEB | Indoor Luminaires | Case Lighting | Horizontal Refrigerated Case Luminaires | Standard | FALSE | [9 empty] | 12/17/2013 12:00:00 AM | Not Yet Verified | Not Yet Verified | Not Yet Verified |  |  | 640.5 | 122 | 5.25 | 10 | 0.97 | 3000 | 85
P0000009D | Above Lights | Mirai LED | ABL-UNV-XXXKJB | Indoor Luminaires | Case Lighting | Horizontal Refrigerated Case Luminaires | Standard | FALSE | [9 empty] | 12/17/2013 12:00:00 AM | Not Yet Verified | Not Yet Verified | Not Yet Verified |  |  | 1210 | 121 | 10 | 10 | 0.97 | 3000 | 85
P0000009E | Above Lights | Mirai LED | ABL-UNV-XXXKJC | Indoor Luminaires | Case Lighting | Horizontal Refrigerated Case Luminaires | Standard | FALSE | [9 empty] | 12/17/2013 12:00:00 AM | Not Yet Verified | Not Yet Verified | Not Yet Verified |  |  | 1260 | 126 | 10 | 10 | 0.97 | 3500 | 85
P0000008A | Above Lights | Mirai LED | ABL-UNV-XXXBBC | Indoor Luminaires | Case Lighting | Horizontal Refrigerated Case Luminaires | Standard | FALSE | [9 empty] | 12/17/2013 12:00:00 AM | Not Yet Verified | Not Yet Verified | Not Yet Verified |  |  | 238.125 | 127 | 1.875 | 10 | 0.97 | 3500 | 85
P0000008B | Above Lights | Mirai LED | ABL-UNV-XXXBBD | Indoor Luminaires | Case Lighting | Horizontal Refrigerated Case Luminaires | Standard | FALSE | [9 empty] | 12/17/2013 12:00:00 AM | Not Yet Verified | Not Yet Verified | Not Yet Verified |  |  | 238.125 | 127 | 1.875 | 10 | 0.97 | 4000 | 85
P0000008K | Above Lights | Mirai LED | ABL-UNV-XXXDDC | Indoor Luminaires | Case Lighting | Horizontal Refrigerated Case Luminaires | Standard | FALSE | [9 empty] | 12/17/2013 12:00:00 AM | Not Yet Verified | Not Yet Verified | Not Yet Verified |  |  | 476.25 | 127 | 3.75 | 10 | 0.97 | 3500 | 85
P0000008P | Above Lights | Mirai LED | ABL-UNV-XXXFCC | Indoor Luminaires | Case Lighting | Horizontal Refrigerated Case Luminaires | Standard | FALSE | [9 empty] | 12/17/2013 12:00:00 AM | Not Yet Verified | Not Yet Verified | Not Yet Verified |  |  | 340.6 | 131 | 2.6 | 10 | 0.97 | 3500 | 85
P0000008Q | Above Lights | Mirai LED | ABL-UNV-XXXFCD | Indoor Luminaires | Case Lighting | Horizontal Refrigerated Case Luminaires | Standard | FALSE | [9 empty] | 12/17/2013 12:00:00 AM | Not Yet Verified | Not Yet Verified | Not Yet Verified |  |  | 340.6 | 131 | 2.6 | 10 | 0.97 | 4000 | 85
P0000008S | Above Lights | Mirai LED | ABL-UNV-XXXFCF | Indoor Luminaires | Case Lighting | Horizontal Refrigerated Case Luminaires | Standard | FALSE | [9 empty] | 12/17/2013 12:00:00 AM | Not Yet Verified | Not Yet Verified | Not Yet Verified |  |  | 358.8 | 138 | 2.6 | 10 | 0.97 | 5000 | 85
P0000008U | Above Lights | Mirai LED | ABL-UNV-XXXFFC | Indoor Luminaires | Case Lighting | Horizontal Refrigerated Case Luminaires | Standard | FALSE | [9 empty] | 12/17/2013 12:00:00 AM | Not Yet Verified | Not Yet Verified | Not Yet Verified |  |  | 698.5 | 127 | 5.5 | 10 | 0.97 | 3500 | 85
P0000009G | Above Lights | Mirai LED | ABL-UNV-XXXKJE | Indoor Luminaires | Case Lighting | Horizontal Refrigerated Case Luminaires | Standard | FALSE | [9 empty] | 12/17/2013 12:00:00 AM | Not Yet Verified | Not Yet Verified | Not Yet Verified |  |  | 1360 | 136 | 10 | 10 | 0.97 | 4500 | 85
P0000009P | Above Lights | Mirai LED | ABL-UNV-XXXLOE | Indoor Luminaires | Case Lighting | Horizontal Refrigerated Case Luminaires | Standard | FALSE | [9 empty] | 12/17/2013 12:00:00 AM | Not Yet Verified | Not Yet Verified | Not Yet Verified |  |  | 2025 | 135 | 15 | 10 | 0.97 | 4500 | 85
P0000009U | Above Lights | Mirai LED | ABL-UNV-XXXMIE | Indoor Luminaires | Case Lighting | Horizontal Refrigerated Case Luminaires | Standard | FALSE | [9 empty] | 12/17/2013 12:00:00 AM | Not Yet Verified | Not Yet Verified | Not Yet Verified |  |  | 1224 | 136 | 9 | 10 | 0.97 | 4500 | 85
P0000009V | Above Lights | Mirai LED | ABL-UNV-XXXMIF | Indoor Luminaires | Case Lighting | Horizontal Refrigerated Case Luminaires | Standard | FALSE | [9 empty] | 12/17/2013 12:00:00 AM | Not Yet Verified | Not Yet Verified | Not Yet Verified |  |  | 1224 | 136 | 9 | 10 | 0.97 | 5000 | 85
P00000093 | Above Lights | Mirai LED | ABL-UNV-XXXHGB | Indoor Luminaires | Case Lighting | Horizontal Refrigerated Case Luminaires | Standard | FALSE | [9 empty] | 12/17/2013 12:00:00 AM | Not Yet Verified | Not Yet Verified | Not Yet Verified |  |  | 847 | 121 | 7 | 10 | 0.97 | 3000 | 85
P0000009N | Above Lights | Mirai LED | ABL-UNV-XXXLOC | Indoor Luminaires | Case Lighting | Horizontal Refrigerated Case Luminaires | Standard | FALSE | [9 empty] | 12/17/2013 12:00:00 AM | Not Yet Verified | Not Yet Verified | Not Yet Verified |  |  | 1875 | 125 | 15 | 10 | 0.97 | 3500 | 85
P0000009W | Above Lights | Mirai LED | ABL-UNV-XXXMSB | Indoor Luminaires | Case Lighting | Horizontal Refrigerated Case Luminaires | Standard | FALSE | [9 empty] | 12/17/2013 12:00:00 AM | Not Yet Verified | Not Yet Verified | Not Yet Verified |  |  | 2280 | 120 | 19 | 10 | 0.97 | 3000 | 85
P000000A0 | Above Lights | Mirai LED | ABL-UNV-XXXMSF | Indoor Luminaires | Case Lighting | Horizontal Refrigerated Case Luminaires | Standard | FALSE | [9 empty] | 12/17/2013 12:00:00 AM | Not Yet Verified | Not Yet Verified | Not Yet Verified |  |  | 2565 | 135 | 19 | 10 | 0.97 | 5000 | 85
P0000009R | Above Lights | Mirai LED | ABL-UNV-XXXMIB | Indoor Luminaires | Case Lighting | Horizontal Refrigerated Case Luminaires | Standard | FALSE | [9 empty] | 12/17/2013 12:00:00 AM | Not Yet Verified | Not Yet Verified | Not Yet Verified |  |  | 1089 | 121 | 9 | 10 | 0.97 | 3000 | 85
P00000090 | Above Lights | Mirai LED | ABL-UNV-XXXHDD | Indoor Luminaires | Case Lighting | Horizontal Refrigerated Case Luminaires | Standard | FALSE | [9 empty] | 12/17/2013 12:00:00 AM | Not Yet Verified | Not Yet Verified | Not Yet Verified |  |  | 455 | 130 | 3.5 | 10 | 0.97 | 4000 | 85
P00000097 | Above Lights | Mirai LED | ABL-UNV-XXXHGF | Indoor Luminaires | Case Lighting | Horizontal Refrigerated Case Luminaires | Standard | FALSE | [9 empty] | 12/17/2013 12:00:00 AM | Not Yet Verified | Not Yet Verified | Not Yet Verified |  |  | 952 | 136 | 7 | 10 | 0.97 | 5000 | 85
P0000009F | Above Lights | Mirai LED | ABL-UNV-XXXKJD | Indoor Luminaires | Case Lighting | Horizontal Refrigerated Case Luminaires | Standard | FALSE | [9 empty] | 12/17/2013 12:00:00 AM | Not Yet Verified | Not Yet Verified | Not Yet Verified |  |  | 1260 | 126 | 10 | 10 | 0.97 | 4000 | 85
P0000008M | Above Lights | Mirai LED | ABL-UNV-XXXDDE | Indoor Luminaires | Case Lighting | Horizontal Refrigerated Case Luminaires | Standard | FALSE | [9 empty] | 12/17/2013 12:00:00 AM | Not Yet Verified | Not Yet Verified | Not Yet Verified |  |  | 513.75 | 137 | 3.75 | 10 | 0.97 | 4500 | 85
P0000008N | Above Lights | Mirai LED | ABL-UNV-XXXDDF | Indoor Luminaires | Case Lighting | Horizontal Refrigerated Case Luminaires | Standard | FALSE | [9 empty] | 12/17/2013 12:00:00 AM | Not Yet Verified | Not Yet Verified | Not Yet Verified |  |  | 513.75 | 137 | 3.75 | 10 | 0.97 | 5000 | 85
P0000009H | Above Lights | Mirai LED | ABL-UNV-XXXKJF | Indoor Luminaires | Case Lighting | Horizontal Refrigerated Case Luminaires | Standard | FALSE | [9 empty] | 12/17/2013 12:00:00 AM | Not Yet Verified | Not Yet Verified | Not Yet Verified |  |  | 1360 | 136 | 10 | 10 | 0.97 | 5000 | 85
P0000008H | Above Lights | Mirai LED | ABL-UNV-XXXDBE | Indoor Luminaires | Case Lighting | Horizontal Refrigerated Case Luminaires | Standard | FALSE | [9 empty] | 12/17/2013 12:00:00 AM | Not Yet Verified | Not Yet Verified | Not Yet Verified |  |  | 241.5 | 138 | 1.75 | 10 | 0.97 | 4500 | 85
P0000008R | Above Lights | Mirai LED | ABL-UNV-XXXFCE | Indoor Luminaires | Case Lighting | Horizontal Refrigerated Case Luminaires | Standard | FALSE | [9 empty] | 12/17/2013 12:00:00 AM | Not Yet Verified | Not Yet Verified | Not Yet Verified |  |  | 358.8 | 138 | 2.6 | 10 | 0.97 | 4500 | 85
P00000088 | Above Lights | Mirai LED | ABL-UNV-XXXBAF | Indoor Luminaires | Case Lighting | Horizontal Refrigerated Case Luminaires | Standard | FALSE | [9 empty] | 12/17/2013 12:00:00 AM | Not Yet Verified | Not Yet Verified | Not Yet Verified |  |  | 120.75 | 138 | 0.875 | 10 | 0.97 | 5000 | 85
P0000009I | Above Lights | Mirai LED | ABL-UNV-XXXLGB | Indoor Luminaires | Case Lighting | Horizontal Refrigerated Case Luminaires | Standard | FALSE | [9 empty] | 12/17/2013 12:00:00 AM | Not Yet Verified | Not Yet Verified | Not Yet Verified |  |  | 847 | 121 | 7 | 10 | 0.97 | 3000 | 85
P0000009K | Above Lights | Mirai LED | ABL-UNV-XXXLGD | Indoor Luminaires | Case Lighting | Horizontal Refrigerated Case Luminaires | Standard | FALSE | [9 empty] | 12/17/2013 12:00:00 AM | Not Yet Verified | Not Yet Verified | Not Yet Verified |  |  | 903 | 129 | 7 | 10 | 0.97 | 4000 | 85
P0000009L | Above Lights | Mirai LED | ABL-UNV-XXXLGE | Indoor Luminaires | Case Lighting | Horizontal Refrigerated Case Luminaires | Standard | FALSE | [9 empty] | 12/17/2013 12:00:00 AM | Not Yet Verified | Not Yet Verified | Not Yet Verified |  |  | 952 | 136 | 7 | 10 | 0.97 | 4500 | 85
P0000009O | Above Lights | Mirai LED | ABL-UNV-XXXLOD | Indoor Luminaires | Case Lighting | Horizontal Refrigerated Case Luminaires | Standard | FALSE | [9 empty] | 12/17/2013 12:00:00 AM | Not Yet Verified | Not Yet Verified | Not Yet Verified |  |  | 1875 | 125 | 15 | 10 | 0.97 | 4000 | 85
P00000089 | Above Lights | Mirai LED | ABL-UNV-XXXBBB | Indoor Luminaires | Case Lighting | Horizontal Refrigerated Case Luminaires | Standard | FALSE | [9 empty] | 12/17/2013 12:00:00 AM | Not Yet Verified | Not Yet Verified | Not Yet Verified |  |  | 228.75 | 122 | 1.875 | 10 | 0.97 | 3000 | 85
P0000008C | Above Lights | Mirai LED | ABL-UNV-XXXBBE | Indoor Luminaires | Case Lighting | Horizontal Refrigerated Case Luminaires | Standard | FALSE | [9 empty] | 12/17/2013 12:00:00 AM | Not Yet Verified | Not Yet Verified | Not Yet Verified |  |  | 256.875 | 137 | 1.875 | 10 | 0.97 | 4500 | 85
P0000008D | Above Lights | Mirai LED | ABL-UNV-XXXBBF | Indoor Luminaires | Case Lighting | Horizontal Refrigerated Case Luminaires | Standard | FALSE | [9 empty] | 12/17/2013 12:00:00 AM | Not Yet Verified | Not Yet Verified | Not Yet Verified |  |  | 256.875 | 137 | 1.875 | 10 | 0.97 | 5000 | 85
P0000008G | Above Lights | Mirai LED | ABL-UNV-XXXDBD | Indoor Luminaires | Case Lighting | Horizontal Refrigerated Case Luminaires | Standard | FALSE | [9 empty] | 12/17/2013 12:00:00 AM | Not Yet Verified | Not Yet Verified | Not Yet Verified |  |  | 229.25 | 131 | 1.75 | 10 | 0.97 | 4000 | 85
P0000008I | Above Lights | Mirai LED | ABL-UNV-XXXDBF | Indoor Luminaires | Case Lighting | Horizontal Refrigerated Case Luminaires | Standard | FALSE | [9 empty] | 12/17/2013 12:00:00 AM | Not Yet Verified | Not Yet Verified | Not Yet Verified |  |  | 241.5 | 138 | 1.75 | 10 | 0.97 | 5000 | 85
P0000008O | Above Lights | Mirai LED | ABL-UNV-XXXFCB | Indoor Luminaires | Case Lighting | Horizontal Refrigerated Case Luminaires | Standard | FALSE | [9 empty] | 12/17/2013 12:00:00 AM | Not Yet Verified | Not Yet Verified | Not Yet Verified |  |  | 319.8 | 123 | 2.6 | 10 | 0.97 | 3000 | 85
P0000008V | Above Lights | Mirai LED | ABL-UNV-XXXFFD | Indoor Luminaires | Case Lighting | Horizontal Refrigerated Case Luminaires | Standard | FALSE | [9 empty] | 12/17/2013 12:00:00 AM | Not Yet Verified | Not Yet Verified | Not Yet Verified |  |  | 698.5 | 127 | 5.5 | 10 | 0.97 | 4000 | 85
P0000008W | Above Lights | Mirai LED | ABL-UNV-XXXFFE | Indoor Luminaires | Case Lighting | Horizontal Refrigerated Case Luminaires | Standard | FALSE | [9 empty] | 12/17/2013 12:00:00 AM | Not Yet Verified | Not Yet Verified | Not Yet Verified |  |  | 753.5 | 137 | 5.5 | 10 | 0.97 | 4500 | 85
P0000008X | Above Lights | Mirai LED | ABL-UNV-XXXFFF | Indoor Luminaires | Case Lighting | Horizontal Refrigerated Case Luminaires | Standard | FALSE | [9 empty] | 12/17/2013 12:00:00 AM | Not Yet Verified | Not Yet Verified | Not Yet Verified |  |  | 753.5 | 137 | 5.5 | 10 | 0.97 | 5000 | 85
P0000008Z | Above Lights | Mirai LED | ABL-UNV-XXXHDC | Indoor Luminaires | Case Lighting | Horizontal Refrigerated Case Luminaires | Standard | FALSE | [9 empty] | 12/17/2013 12:00:00 AM | Not Yet Verified | Not Yet Verified | Not Yet Verified |  |  | 455 | 130 | 3.5 | 10 | 0.97 | 3500 | 85
P00000096 | Above Lights | Mirai LED | ABL-UNV-XXXHGE | Indoor Luminaires | Case Lighting | Horizontal Refrigerated Case Luminaires | Standard | FALSE | [9 empty] | 12/17/2013 12:00:00 AM | Not Yet Verified | Not Yet Verified | Not Yet Verified |  |  | 952 | 136 | 7 | 10 | 0.97 | 4500 | 85
P00000099 | Above Lights | Mirai LED | ABL-UNV-XXXKEC | Indoor Luminaires | Case Lighting | Horizontal Refrigerated Case Luminaires | Standard | FALSE | [9 empty] | 12/17/2013 12:00:00 AM | Not Yet Verified | Not Yet Verified | Not Yet Verified |  |  | 682.5 | 130 | 5.25 | 10 | 0.97 | 3500 | 85
P0000009A | Above Lights | Mirai LED | ABL-UNV-XXXKED | Indoor Luminaires | Case Lighting | Horizontal Refrigerated Case Luminaires | Standard | FALSE | [9 empty] | 12/17/2013 12:00:00 AM | Not Yet Verified | Not Yet Verified | Not Yet Verified |  |  | 682.5 | 130 | 5.25 | 10 | 0.97 | 4000 | 85
P0000009B | Above Lights | Mirai LED | ABL-UNV-XXXKEE | Indoor Luminaires | Case Lighting | Horizontal Refrigerated Case Luminaires | Standard | FALSE | [9 empty] | 12/17/2013 12:00:00 AM | Not Yet Verified | Not Yet Verified | Not Yet Verified |  |  | 719.25 | 137 | 5.25 | 10 | 0.97 | 4500 | 85
P0000009C | Above Lights | Mirai LED | ABL-UNV-XXXKEF | Indoor Luminaires | Case Lighting | Horizontal Refrigerated Case Luminaires | Standard | FALSE | [9 empty] | 12/17/2013 12:00:00 AM | Not Yet Verified | Not Yet Verified | Not Yet Verified |  |  | 719.25 | 137 | 5.25 | 10 | 0.97 | 5000 | 85
P0000009Q | Above Lights | Mirai LED | ABL-UNV-XXXLOF | Indoor Luminaires | Case Lighting | Horizontal Refrigerated Case Luminaires | Standard | FALSE | [9 empty] | 12/17/2013 12:00:00 AM | Not Yet Verified | Not Yet Verified | Not Yet Verified |  |  | 2025 | 135 | 15 | 10 | 0.97 | 5000 | 85
P0000009S | Above Lights | Mirai LED | ABL-UNV-XXXMIC | Indoor Luminaires | Case Lighting | Horizontal Refrigerated Case Luminaires | Standard | FALSE | [9 empty] | 12/17/2013 12:00:00 AM | Not Yet Verified | Not Yet Verified | Not Yet Verified |  |  | 1161 | 129 | 9 | 10 | 0.97 | 3500 | 85
P0000009T | Above Lights | Mirai LED | ABL-UNV-XXXMID | Indoor Luminaires | Case Lighting | Horizontal Refrigerated Case Luminaires | Standard | FALSE | [9 empty] | 12/17/2013 12:00:00 AM | Not Yet Verified | Not Yet Verified | Not Yet Verified |  |  | 1161 | 129 | 9 | 10 | 0.97 | 4000 | 85
P0000009X | Above Lights | Mirai LED | ABL-UNV-XXXMSC | Indoor Luminaires | Case Lighting | Horizontal Refrigerated Case Luminaires | Standard | FALSE | [9 empty] | 12/17/2013 12:00:00 AM | Not Yet Verified | Not Yet Verified | Not Yet Verified |  |  | 2375 | 125 | 19 | 10 | 0.97 | 3500 | 85
P0000009Z | Above Lights | Mirai LED | ABL-UNV-XXXMSE | Indoor Luminaires | Case Lighting | Horizontal Refrigerated Case Luminaires | Standard | FALSE | [9 empty] | 12/17/2013 12:00:00 AM | Not Yet Verified | Not Yet Verified | Not Yet Verified |  |  | 2565 | 135 | 19 | 10 | 0.97 | 4500 | 85
P0000008E | Above Lights | Mirai LED | ABL-UNV-XXXDBB | Indoor Luminaires | Case Lighting | Horizontal Refrigerated Case Luminaires | Standard | FALSE | [9 empty] | 12/17/2013 12:00:00 AM | Not Yet Verified | Not Yet Verified | Not Yet Verified |  |  | 215.25 | 123 | 1.75 | 10 | 0.97 | 3000 | 85
P0000008J | Above Lights | Mirai LED | ABL-UNV-XXXDDB | Indoor Luminaires | Case Lighting | Horizontal Refrigerated Case Luminaires | Standard | FALSE | [9 empty] | 12/17/2013 12:00:00 AM | Not Yet Verified | Not Yet Verified | Not Yet Verified |  |  | 457.5 | 122 | 3.75 | 10 | 0.97 | 3000 | 85
P00000091 | Above Lights | Mirai LED | ABL-UNV-XXXHDE | Indoor Luminaires | Case Lighting | Horizontal Refrigerated Case Luminaires | Standard | FALSE | [9 empty] | 12/17/2013 12:00:00 AM | Not Yet Verified | Not Yet Verified | Not Yet Verified |  |  | 479.5 | 137 | 3.5 | 10 | 0.97 | 4500 | 85
P0000009J | Above Lights | Mirai LED | ABL-UNV-XXXLGC | Indoor Luminaires | Case Lighting | Horizontal Refrigerated Case Luminaires | Standard | FALSE | [9 empty] | 12/17/2013 12:00:00 AM | Not Yet Verified | Not Yet Verified | Not Yet Verified |  |  | 903 | 129 | 7 | 10 | 0.97 | 3500 | 85
P0000008L | Above Lights | Mirai LED | ABL-UNV-XXXDDD | Indoor Luminaires | Case Lighting | Horizontal Refrigerated Case Luminaires | Standard | FALSE | [9 empty] | 12/17/2013 12:00:00 AM | Not Yet Verified | Not Yet Verified | Not Yet Verified |  |  | 476.25 | 127 | 3.75 | 10 | 0.97 | 4000 | 85
P0000009M | Above Lights | Mirai LED | ABL-UNV-XXXLGF | Indoor Luminaires | Case Lighting | Horizontal Refrigerated Case Luminaires | Standard | FALSE | [9 empty] | 12/17/2013 12:00:00 AM | Not Yet Verified | Not Yet Verified | Not Yet Verified |  |  | 952 | 136 | 7 | 10 | 0.97 | 5000 | 85
P0000009Y | Above Lights | Mirai LED | ABL-UNV-XXXMSD | Indoor Luminaires | Case Lighting | Horizontal Refrigerated Case Luminaires | Standard | FALSE | [9 empty] | 12/17/2013 12:00:00 AM | Not Yet Verified | Not Yet Verified | Not Yet Verified |  |  | 2375 | 125 | 19 | 10 | 0.97 | 4000 | 85
P0000008F | Above Lights | Mirai LED | ABL-UNV-XXXDBC | Indoor Luminaires | Case Lighting | Horizontal Refrigerated Case Luminaires | Standard | FALSE | [9 empty] | 12/17/2013 12:00:00 AM | Not Yet Verified | Not Yet Verified | Not Yet Verified |  |  | 229.25 | 131 | 1.75 | 10 | 0.97 | 3500 | 85
P0000008T | Above Lights | Mirai LED | ABL-UNV-XXXFFB | Indoor Luminaires | Case Lighting | Horizontal Refrigerated Case Luminaires | Standard | FALSE | [9 empty] | 12/17/2013 12:00:00 AM | Not Yet Verified | Not Yet Verified | Not Yet Verified |  |  | 671 | 122 | 5.5 | 10 | 0.97 | 3000 | 85
P43MSNSQ | Above Lights | Mirai LED | ABL-UNV-VXXLHF | Indoor Luminaires | Case Lighting | Vertical Refrigerated Case Luminaires | Standard | TRUE | 2107.88 | 136 | 15.55 | 9 | 0.99 | 4911 | 85 | 5 | 50000 | 10/8/2015 12:00:00 AM | Not Dimmable | Not Dimmable | Not Yet Verified |  | 2.1 | 2100 | 131.25 | 16 | 10 | 0.98 | 5000 | 85
P2SWXKRC | Above Lights | Mirai LED | ABL-UNV-VXXLHB | Indoor Luminaires | Case Lighting | Vertical Refrigerated Case Luminaires | Standard | TRUE | 2071.31 | 131 | 15.82 | 8 | 0.99 | 2954 | 84.94 | 5 | 50000 | 10/8/2015 12:00:00 AM | Not Dimmable | Not Dimmable | Not Yet Verified |  | 2.1 | 2000 | 125 | 16 | 10 | 0.98 | 3000 | 85
PQ8M9HVU | Above Lights | Mirai LED | ABL-UNV-VXXLHE | Indoor Luminaires | Case Lighting | Vertical Refrigerated Case Luminaires | Standard | FALSE | [9 empty] | 10/8/2015 12:00:00 AM | Not Dimmable | Not Dimmable | Not Yet Verified |  |  | 2050 | 128.13 | 16 | 10 | 0.98 | 4500 | 85
P5UDPJRS | Above Lights | Mirai LED | ABL-UNV-VXXMJB | Indoor Luminaires | Case Lighting | Vertical Refrigerated Case Luminaires | Standard | FALSE | [9 empty] | 10/8/2015 12:00:00 AM | Not Dimmable | Not Dimmable | Not Yet Verified |  |  | 2500 | 125 | 20 | 10 | 0.98 | 3000 | 85
PQZHDQC3 | Above Lights | Mirai LED | ABL-UNV-VXXMJF | Indoor Luminaires | Case Lighting | Vertical Refrigerated Case Luminaires | Standard | FALSE | [9 empty] | 10/8/2015 12:00:00 AM | Not Dimmable | Not Dimmable | Not Yet Verified |  |  | 2600 | 130 | 20 | 10 | 0.98 | 5000 | 85
P3PFN1ZC | Above Lights | Mirai LED | ABL-UNV-VXXNLF | Indoor Luminaires | Case Lighting | Vertical Refrigerated Case Luminaires | Standard | FALSE | [9 empty] | 10/8/2015 12:00:00 AM | Not Dimmable | Not Dimmable | Not Yet Verified |  |  | 3100 | 129.17 | 24 | 10 | 0.98 | 5000 | 85
PTJVCEQN | Above Lights | Mirai LED | ABL-UNV-VXXMJD | Indoor Luminaires | Case Lighting | Vertical Refrigerated Case Luminaires | Standard | FALSE | [9 empty] | 10/8/2015 12:00:00 AM | Not Dimmable | Not Dimmable | Not Yet Verified |  |  | 2550 | 127.5 | 20 | 10 | 0.98 | 4000 | 85
PZTXJ34S | Above Lights | Mirai LED | ABL-UNV-VXXMJC | Indoor Luminaires | Case Lighting | Vertical Refrigerated Case Luminaires | Standard | FALSE | [9 empty] | 10/8/2015 12:00:00 AM | Not Dimmable | Not Dimmable | Not Yet Verified |  |  | 2500 | 125 | 20 | 10 | 0.98 | 3500 | 85
PX98E36Y | Above Lights | Mirai LED | ABL-UNV-VXXLHD | Indoor Luminaires | Case Lighting | Vertical Refrigerated Case Luminaires | Standard | FALSE | [9 empty] | 10/8/2015 12:00:00 AM | Not Dimmable | Not Dimmable | Not Yet Verified |  |  | 2050 | 128.13 | 16 | 10 | 0.98 | 4000 | 85
PQZZR2BM | Above Lights | Mirai LED | ABL-UNV-VXXNLC | Indoor Luminaires | Case Lighting | Vertical Refrigerated Case Luminaires | Standard | FALSE | [9 empty] | 10/8/2015 12:00:00 AM | Not Dimmable | Not Dimmable | Not Yet Verified |  |  | 3000 | 125 | 24 | 10 | 0.98 | 3500 | 85
PT1QHCBK | Above Lights | Mirai LED | ABL-UNV-VXXNLD | Indoor Luminaires | Case Lighting | Vertical Refrigerated Case Luminaires | Standard | FALSE | [9 empty] | 10/8/2015 12:00:00 AM | Not Dimmable | Not Dimmable | Not Yet Verified |  |  | 3050 | 127.08 | 24 | 10 | 0.98 | 4000 | 85
PJQMP7EJ | Above Lights | Mirai LED | ABL-UNV-VXXNLE | Indoor Luminaires | Case Lighting | Vertical Refrigerated Case Luminaires | Standard | FALSE | [9 empty] | 10/8/2015 12:00:00 AM | Not Dimmable | Not Dimmable | Not Yet Verified |  |  | 3050 | 127.08 | 24 | 10 | 0.98 | 4500 | 85
PEGB1S7S | Above Lights | Mirai LED | ABL-UNV-VXXLHC | Indoor Luminaires | Case Lighting | Vertical Refrigerated Case Luminaires | Standard | FALSE | [9 empty] | 10/8/2015 12:00:00 AM | Not Dimmable | Not Dimmable | Not Yet Verified |  |  | 2000 | 125 | 16 | 10 | 0.98 | 3500 | 85
PUKYC6TM | Above Lights | Mirai LED | ABL-UNV-VXXMJE | Indoor Luminaires | Case Lighting | Vertical Refrigerated Case Luminaires | Standard | FALSE | [9 empty] | 10/8/2015 12:00:00 AM | Not Dimmable | Not Dimmable | Not Yet Verified |  |  | 2550 | 127.5 | 20 | 10 | 0.98 | 4500 | 85
PQ51URGZ | Above Lights | Mirai LED | ABL-UNV-VXXNLB | Indoor Luminaires | Case Lighting | Vertical Refrigerated Case Luminaires | Standard | FALSE | [9 empty] | 10/8/2015 12:00:00 AM | Not Dimmable | Not Dimmable | Not Yet Verified |  |  | 3000 | 125 | 24 | 10 | 0.98 | 3000 | 85
P000004GV | Advance Electronic Concepts | RCLF | RCLF-60-3500 | Indoor Luminaires | Case Lighting | Vertical Refrigerated Case Luminaires | Standard | TRUE | 1102 | 49.6 | 22.21 | 12.5 | 0.981 | 3500 | 83.1 | 5 | 50000 | 1/20/2011 12:00:00 AM | Not Yet Verified | Not Yet Verified | Not Yet Verified |  | 1.5 |  |  | 19 |  |  | 3500 | 80
PEV1361Z6 | Advance Electronic Concepts | RCLF | RCLF-72-3500 | Indoor Luminaires | Case Lighting | Vertical Refrigerated Case Luminaires | Standard | FALSE | [9 empty] | 9/2/2015 12:00:00 AM | Not Dimmable | Not Dimmable | No |  |  | 1375 | 50 | 27.5 | 12.5 | 0.981 | 3500 | 83
PZBSF6UC4 | Advance Electronic Concepts | RCLF | RCLF-66-3500 | Indoor Luminaires | Case Lighting | Vertical Refrigerated Case Luminaires | Standard | FALSE | [9 empty] | 9/2/2015 12:00:00 AM | Not Dimmable | Not Dimmable | No |  |  | 1240 | 50 | 25 | 12.5 | 0.981 | 3500 | 83
P2G8CW37Z | Advance Electronic Concepts | UDLF | UDLF-48-S-3500K | Indoor Luminaires | Case Lighting | Horizontal Refrigerated Case Luminaires | Standard | TRUE | 574 | 85.1 | 11.02 | 13 | 0.928 | 3352 | 86.7 | 5 | 50000 | 6/17/2015 12:00:00 AM | Not Dimmable | Not Dimmable | Not Yet Verified |  | 2.1 | 574 | 52.2 | 11.02 | 13 | 0.928 | 3500 | 86.9
PGMPRCZFX | Advance Electronic Concepts | UDLF | UDLF-48-C-3500K | Indoor Luminaires | Case Lighting | Horizontal Refrigerated Case Luminaires | Standard | TRUE | 1065 | 74.5 | 16.88 | 13 | 0.928 | 3352 | 86.7 | 5 | 50000 | 6/17/2015 12:00:00 AM | Not Dimmable | Not Dimmable | Not Yet Verified |  | 2.1 | 1065 | 63.1 | 16.88 | 13 | 0.928 | 3500 | 86.9
P2P92R7Z | Aleddra Inc. | Aleddra | LLT-5-FR-D-22W-30K | Indoor Luminaires | Case Lighting | Vertical Refrigerated Case Luminaires | Standard | TRUE | 1740.9 | 86.2 | 20.2 | 16.3 | 0.89 | 2895 | 82 | 5 | 50000 | 4/20/2015 12:00:00 AM | Not Yet Verified | Not Yet Verified | Not Yet Verified |  | 2.1 | 1740 | 86 | 20 | 20 | 0.9 | 3000 | 82
PAV2Y8MZ | Aleddra Inc. | Aleddra | LLT-5-FR-D-22W-45K | Indoor Luminaires | Case Lighting | Vertical Refrigerated Case Luminaires | Standard | FALSE | [9 empty] | 4/20/2015 12:00:00 AM | Not Yet Verified | Not Yet Verified | Not Yet Verified |  |  | 1740.9 | 86 | 20.2 | 13.61 | 0.9865 | 4500 | 82
PUHMKZP5 | Aleddra Inc. | Aleddra | LLT-5-FR-D-22W-50K | Indoor Luminaires | Case Lighting | Vertical Refrigerated Case Luminaires | Standard | FALSE | [9 empty] | 4/20/2015 12:00:00 AM | Not Yet Verified | Not Yet Verified | Not Yet Verified |  |  | 1740.9 | 86 | 20.2 | 13.61 | 0.9865 | 5000 | 82
PFYXZ5DS | Aleddra Inc. | Aleddra | LLT-6-FR-D-30W-40K | Indoor Luminaires | Case Lighting | Vertical Refrigerated Case Luminaires | Standard | FALSE | [9 empty] | 4/20/2015 12:00:00 AM | Not Yet Verified | Not Yet Verified | Not Yet Verified |  |  | 1740.9 | 86 | 20.2 | 13.61 | 0.9865 | 4000 | 82
P5U1MBQM | Aleddra Inc. | Aleddra | LLT-6-FR-D-30W-50K | Indoor Luminaires | Case Lighting | Vertical Refrigerated Case Luminaires | Standard | FALSE | [9 empty] | 4/20/2015 12:00:00 AM | Not Yet Verified | Not Yet Verified | Not Yet Verified |  |  | 1740.9 | 86 | 20.2 | 13.61 | 0.9865 | 5000 | 82
PMR4DQ65 | Aleddra Inc. | Aleddra | LLT-6-FR-D-30W-30K | Indoor Luminaires | Case Lighting | Vertical Refrigerated Case Luminaires | Standard | FALSE | [9 empty] | 4/20/2015 12:00:00 AM | Not Yet Verified | Not Yet Verified | Not Yet Verified |  |  | 1740.9 | 86 | 20.2 | 13.61 | 0.9865 | 3000 | 82
PZTCP746 | Aleddra Inc. | Aleddra | LLT-6-FR-D-30W-35K | Indoor Luminaires | Case Lighting | Vertical Refrigerated Case Luminaires | Standard | FALSE | [9 empty] | 4/20/2015 12:00:00 AM | Not Yet Verified | Not Yet Verified | Not Yet Verified |  |  | 1740.9 | 86 | 20.2 | 13.61 | 0.9865 | 3500 | 82
P9NB6QUW | Aleddra Inc. | Aleddra | LLT-6-FR-C-30W-50K | Indoor Luminaires | Case Lighting | Vertical Refrigerated Case Luminaires | Standard | FALSE | [9 empty] | 4/20/2015 12:00:00 AM | Not Yet Verified | Not Yet Verified | Not Yet Verified |  |  | 1740.9 | 86 | 20.2 | 13.61 | 0.9865 | 5000 | 82
PYBYYAU1 | Aleddra Inc. | Aleddra | LLT-5-FR-C-22W-40K | Indoor Luminaires | Case Lighting | Vertical Refrigerated Case Luminaires | Standard | FALSE | [9 empty] | 4/20/2015 12:00:00 AM | Not Yet Verified | Not Yet Verified | Not Yet Verified |  |  | 1740.9 | 86 | 20.2 | 13.61 | 0.9865 | 4000 | 82
P9BNFKHG | Aleddra Inc. | Aleddra | LLT-6-FR-D-30W-45K | Indoor Luminaires | Case Lighting | Vertical Refrigerated Case Luminaires | Standard | FALSE | [9 empty] | 4/20/2015 12:00:00 AM | Not Yet Verified | Not Yet Verified | Not Yet Verified |  |  | 1740.9 | 86 | 20.2 | 13.61 | 0.9865 | 4500 | 82
P4HDSW9K | Aleddra Inc. | Aleddra | LLT-5-FR-C-22W-45K | Indoor Luminaires | Case Lighting | Vertical Refrigerated Case Luminaires | Standard | FALSE | [9 empty] | 4/20/2015 12:00:00 AM | Not Yet Verified | Not Yet Verified | Not Yet Verified |  |  | 1740.9 | 86 | 20.2 | 13.61 | 0.9865 | 4500 | 82
P5FM9VXH | Aleddra Inc. | Aleddra | LLT-5-FR-D-22W-35K | Indoor Luminaires | Case Lighting | Vertical Refrigerated Case Luminaires | Standard | FALSE | [9 empty] | 4/20/2015 12:00:00 AM | Not Yet Verified | Not Yet Verified | Not Yet Verified |  |  | 1740.9 | 86 | 20.2 | 13.61 | 0.9865 | 3500 | 82
PE5HVVP5 | Aleddra Inc. | Aleddra | LLT-5-FR-C-22W-35K | Indoor Luminaires | Case Lighting | Vertical Refrigerated Case Luminaires | Standard | FALSE | [9 empty] | 4/20/2015 12:00:00 AM | Not Yet Verified | Not Yet Verified | Not Yet Verified |  |  | 1740.9 | 86 | 20.2 | 13.61 | 0.9865 | 3500 | 82
P89Z5HNR | Aleddra Inc. | Aleddra | LLT-5-FR-C-22W-50K | Indoor Luminaires | Case Lighting | Vertical Refrigerated Case Luminaires | Standard | FALSE | [9 empty] | 4/20/2015 12:00:00 AM | Not Yet Verified | Not Yet Verified | Not Yet Verified |  |  | 1740.9 | 86 | 20.2 | 13.61 | 0.9865 | 5000 | 82
PQR7EXY4 | Aleddra Inc. | Aleddra | LLT-6-FR-C-30W-45K | Indoor Luminaires | Case Lighting | Vertical Refrigerated Case Luminaires | Standard | FALSE | [9 empty] | 4/20/2015 12:00:00 AM | Not Yet Verified | Not Yet Verified | Not Yet Verified |  |  | 1740.9 | 86 | 20.2 | 13.61 | 0.9865 | 4500 | 82
PMGE53JT | Aleddra Inc. | Aleddra | LLT-5-FR-C-22W-30K | Indoor Luminaires | Case Lighting | Vertical Refrigerated Case Luminaires | Standard | FALSE | [9 empty] | 4/20/2015 12:00:00 AM | Not Yet Verified | Not Yet Verified | Not Yet Verified |  |  | 1740.9 | 86 | 20.2 | 13.61 | 0.9865 | 3000 | 82
PV5UVY6D | Aleddra Inc. | Aleddra | LLT-6-FR-C-30W-30K | Indoor Luminaires | Case Lighting | Vertical Refrigerated Case Luminaires | Standard | FALSE | [9 empty] | 4/20/2015 12:00:00 AM | Not Yet Verified | Not Yet Verified | Not Yet Verified |  |  | 1740.9 | 86 | 20.2 | 13.61 | 0.9865 | 3000 | 82
PZBDZFP2 | Aleddra Inc. | Aleddra | LLT-6-FR-C-30W-35K | Indoor Luminaires | Case Lighting | Vertical Refrigerated Case Luminaires | Standard | FALSE | [9 empty] | 4/20/2015 12:00:00 AM | Not Yet Verified | Not Yet Verified | Not Yet Verified |  |  | 1740.9 | 86 | 20.2 | 13.61 | 0.9865 | 3500 | 82
PKBFPH8N | Aleddra Inc. | Aleddra | LLT-6-FR-C-30W-40K | Indoor Luminaires | Case Lighting | Vertical Refrigerated Case Luminaires | Standard | FALSE | [9 empty] | 4/20/2015 12:00:00 AM | Not Yet Verified | Not Yet Verified | Not Yet Verified |  |  | 1740.9 | 86 | 20.2 | 13.61 | 0.9865 | 4000 | 82
P2UWY7ZQ | Aleddra Inc. | Aleddra | LLT-5-FR-D-22W-40K | Indoor Luminaires | Case Lighting | Vertical Refrigerated Case Luminaires | Standard | FALSE | [9 empty] | 4/20/2015 12:00:00 AM | Not Yet Verified | Not Yet Verified | Not Yet Verified |  |  | 1740.9 | 86 | 20.2 | 13.61 | 0.9865 | 4000 | 82
P4CDGHNK | Aleddra Inc. | Aleddra | LLT-4-FR-D-22W-30K | Indoor Luminaires | Case Lighting | Vertical Refrigerated Case Luminaires | Standard | TRUE | 1575.5 | 76.5 | 20.6 | 16.1 | 0.896 | 2710 | 82 | 5 | 50000 | 4/20/2015 12:00:00 AM | Not Yet Verified | Not Yet Verified | Not Yet Verified |  | 2.1 | 1575.5 | 76.5 | 20.6 |  |  | 3000 | 82
PSU83R9F | Aleddra Inc. | Aleddra | LLT-4-FR-D-22W-40K | Indoor Luminaires | Case Lighting | Vertical Refrigerated Case Luminaires | Standard | FALSE | [9 empty] | 4/20/2015 12:00:00 AM | Not Yet Verified | Not Yet Verified | Not Yet Verified |  |  | 1740.9 | 86 | 20.2 | 13.61 | 0.9865 | 4000 | 82
PGYP9JCT | Aleddra Inc. | Aleddra | LLT-4-FR-C-22W-50K | Indoor Luminaires | Case Lighting | Vertical Refrigerated Case Luminaires | Standard | FALSE | [9 empty] | 4/20/2015 12:00:00 AM | Not Yet Verified | Not Yet Verified | Not Yet Verified |  |  | 1740.9 | 86 | 20.2 | 13.61 | 0.9865 | 5000 | 82
PGQA3HKS | Aleddra Inc. | Aleddra | LLT-4-FR-C-22W-35K | Indoor Luminaires | Case Lighting | Vertical Refrigerated Case Luminaires | Standard | FALSE | [9 empty] | 4/20/2015 12:00:00 AM | Not Yet Verified | Not Yet Verified | Not Yet Verified |  |  | 1740.9 | 86 | 20.2 | 13.61 | 0.9865 | 3500 | 82
P9CFAVBR | Aleddra Inc. | Aleddra | LLT-4-FR-C-22W-30K | Indoor Luminaires | Case Lighting | Vertical Refrigerated Case Luminaires | Standard | FALSE | [9 empty] | 4/20/2015 12:00:00 AM | Not Yet Verified | Not Yet Verified | Not Yet Verified |  |  | 1740.9 | 86 | 20.2 | 13.61 | 0.9865 | 3000 | 82
PPXRAHJ1 | Aleddra Inc. | Aleddra | LLT-4-FR-D-22W-45K | Indoor Luminaires | Case Lighting | Vertical Refrigerated Case Luminaires | Standard | FALSE | [9 empty] | 4/20/2015 12:00:00 AM | Not Yet Verified | Not Yet Verified | Not Yet Verified |  |  | 1740.9 | 86 | 20.2 | 13.61 | 0.9865 | 4500 | 82
P9JSD4RU | Aleddra Inc. | Aleddra | LLT-4-FR-D-22W-35K | Indoor Luminaires | Case Lighting | Vertical Refrigerated Case Luminaires | Standard | FALSE | [9 empty] | 4/20/2015 12:00:00 AM | Not Yet Verified | Not Yet Verified | Not Yet Verified |  |  | 1740.9 | 86 | 20.2 | 13.61 | 0.9865 | 3500 | 82
PZB315FS | Aleddra Inc. | Aleddra | LLT-4-FR-D-22W-50K | Indoor Luminaires | Case Lighting | Vertical Refrigerated Case Luminaires | Standard | FALSE | [9 empty] | 4/20/2015 12:00:00 AM | Not Yet Verified | Not Yet Verified | Not Yet Verified |  |  | 1740.9 | 86 | 20.2 | 13.61 | 0.9865 | 5000 | 82
PRYGACUK | Aleddra Inc. | Aleddra | LLT-4-FR-C-22W-45K | Indoor Luminaires | Case Lighting | Vertical Refrigerated Case Luminaires | Standard | FALSE | [9 empty] | 4/20/2015 12:00:00 AM | Not Yet Verified | Not Yet Verified | Not Yet Verified |  |  | 1740.9 | 86 | 20.2 | 13.61 | 0.9865 | 4500 | 82
P3DC8UQR | Aleddra Inc. | Aleddra | LLT-4-FR-C-22W-40K | Indoor Luminaires | Case Lighting | Vertical Refrigerated Case Luminaires | Standard | FALSE | [9 empty] | 4/20/2015 12:00:00 AM | Not Yet Verified | Not Yet Verified | Not Yet Verified |  |  | 1740.9 | 86 | 20.2 | 13.61 | 0.9865 | 4000 | 82
P000004L9 | American Bright Lighting | Simple Tubes | AB-STP-60C5020AE-S | Indoor Luminaires | Case Lighting | Display Case Luminaires | Standard | TRUE | 756.9 | 54.38 | 13.92 | 15.06 | 0.989 | 5059 | 81.9 | 5 | 50000 | 7/31/2012 12:00:00 AM | Not Yet Verified | Not Yet Verified | Not Yet Verified |  | 1.6 | 630 |  | 14.5 |  |  |  | 75
P000004LA | American Bright Lighting | Simple Tubes | AB-STP-68C5025AE-S | Indoor Luminaires | Case Lighting | Display Case Luminaires | Standard | TRUE | 1055 | 51.39 | 20.53 | 13.94 | 0.99 | 5084 | 82 | 5 | 50000 | 7/31/2012 12:00:00 AM | Not Yet Verified | Not Yet Verified | Not Yet Verified |  | 1.6 | 857 |  | 20.9 |  |  |  | 75
P000004LD | American Bright Lighting | Simple Tubes | AB-STP-60C5020AE-S | Indoor Luminaires | Case Lighting | Horizontal Refrigerated Case Luminaires | Standard | TRUE | 756.9 | 54.38 | 13.92 | 15.06 | 0.989 | 5059 | 81.9 | 6 | 50000 | 6/13/2012 12:00:00 AM | Not Yet Verified | Not Yet Verified | Not Yet Verified |  | 1.6 | 630 |  | 14.5 |  |  | 5000 | 75
P000004LL | American Bright Lighting | Simple Tubes | AB-STP-60C5020AE-S | Indoor Luminaires | Case Lighting | Vertical Refrigerated Case Luminaires | Standard | TRUE | 756.9 | 54.38 | 13.92 | 15.06 | 0.989 | 5059 | 81.9 | 6 | 50000 | 3/14/2012 12:00:00 AM | Not Yet Verified | Not Yet Verified | Not Yet Verified |  | 1.6 | 630 |  | 14.5 |  |  | 5000 | 75
P000004LT | American Bright Lighting | Simple Tubes | AB-STT-48C30100AE | Indoor Luminaires | Case Lighting | Vertical Refrigerated Case Luminaires | Standard | TRUE | 616.8 | 70.44 | 8.76 | 15.87 | 0.987 | 3077 | 82.3 | 6 | 50000 | 12/17/2013 12:00:00 AM | Not Yet Verified | Not Yet Verified | Not Yet Verified |  | 2.1 | 617 | 70 | 9 |  | 0.99 | 3000 | 84
P000004M5 | American Bright Lighting | Simple Tubes | AB-STT-60C5060AE | Indoor Luminaires | Case Lighting | Vertical Refrigerated Case Luminaires | Standard | TRUE | 757.3 | 69.56 | 10.89 | 13.24 | 0.991 | 4975 | 83 | 6 | 50000 | 12/17/2013 12:00:00 AM | Not Yet Verified | Not Yet Verified | Not Yet Verified |  | 2.1 | 757 | 70 | 11 |  | 0.99 | 5000 | 84
P000004LX | American Bright Lighting | Simple Tubes | AB-STT-60C3060AE | Indoor Luminaires | Case Lighting | Vertical Refrigerated Case Luminaires | Standard | TRUE | 701.5 | 64.31 | 10.91 | 16.25 | 0.987 | 3041 | 82.2 | 6 | 50000 | 12/17/2013 12:00:00 AM | Not Yet Verified | Not Yet Verified | Not Yet Verified |  | 2.1 | 701 | 64 | 11 |  | 0.99 | 3000 | 84
P000004LU | American Bright Lighting | Simple Tubes | AB-STT-48C30100A | Indoor Luminaires | Case Lighting | Vertical Refrigerated Case Luminaires | Standard | TRUE | 1062 | 61.35 | 17.31 | 15.75 | 0.988 | 3046 | 82 | 6 | 50000 | 12/17/2013 12:00:00 AM | Not Yet Verified | Not Yet Verified | Not Yet Verified |  | 2.1 | 1062 | 61 | 17 |  | 0.99 | 3000 | 84
P000004M1 | American Bright Lighting | Simple Tubes | AB-STT-68C3075A | Indoor Luminaires | Case Lighting | Vertical Refrigerated Case Luminaires | Standard | TRUE | 1688 | 62.21 | 27.13 | 14.77 | 0.989 | 3032 | 82.1 | 6 | 50000 | 12/17/2013 12:00:00 AM | Not Yet Verified | Not Yet Verified | Not Yet Verified |  | 2.1 | 1688 | 62 | 27 |  | 0.99 | 3000 | 84
P000004LY | American Bright Lighting | AB-STT-60C3060AE | AB-STT-60C3060A | Indoor Luminaires | Case Lighting | Vertical Refrigerated Case Luminaires | Standard | FALSE | [9 empty] | 12/17/2013 12:00:00 AM | Not Yet Verified | Not Yet Verified | Not Yet Verified |  |  | 1424 | 65 | 22 |  | 0.99 | 3000 | 84
P000004LZ | American Bright Lighting | Simple Tubes | AB-STT-60C4060A | Indoor Luminaires | Case Lighting | Vertical Refrigerated Case Luminaires | Standard | FALSE | [9 empty] | 12/17/2013 12:00:00 AM | Not Yet Verified | Not Yet Verified | Not Yet Verified |  |  | 1491 | 68 | 22 |  | 0.99 | 4000 | 84
P000004M2 | American Bright Lighting | Simple Tubes | AB-STT-68C3075AE | Indoor Luminaires | Case Lighting | Vertical Refrigerated Case Luminaires | Standard | FALSE | [9 empty] | 12/17/2013 12:00:00 AM | Not Yet Verified | Not Yet Verified | Not Yet Verified |  |  | 882 | 64 | 14 |  | 0.99 | 3000 | 84
P000004M8 | American Bright Lighting | Simple Tubes | AB-STT-68C5075AE | Indoor Luminaires | Case Lighting | Vertical Refrigerated Case Luminaires | Standard | FALSE | [9 empty] | 12/17/2013 12:00:00 AM | Not Yet Verified | Not Yet Verified | Not Yet Verified |  |  | 916 | 66 | 14 |  | 0.99 | 5000 | 84
P000004LW | American Bright Lighting | Simple Tubes | AB-STT-48C40100AE | Indoor Luminaires | Case Lighting | Vertical Refrigerated Case Luminaires | Standard | FALSE | [9 empty] | 12/17/2013 12:00:00 AM | Not Yet Verified | Not Yet Verified | Not Yet Verified |  |  | 620 | 69 | 9 |  | 0.99 | 4000 | 84
P000004M0 | American Bright Lighting | Simple Tubes | AB-STT-60C4060AE | Indoor Luminaires | Case Lighting | Vertical Refrigerated Case Luminaires | Standard | FALSE | [9 empty] | 12/17/2013 12:00:00 AM | Not Yet Verified | Not Yet Verified | Not Yet Verified |  |  | 750 | 68 | 11 |  | 0.99 | 4000 | 84
P000004M3 | American Bright Lighting | Simple Tubes | AB-STT-68C4075A | Indoor Luminaires | Case Lighting | Vertical Refrigerated Case Luminaires | Standard | FALSE | [9 empty] | 12/17/2013 12:00:00 AM | Not Yet Verified | Not Yet Verified | Not Yet Verified |  |  | 1864 | 68 | 28 |  | 0.99 | 4000 | 84
P000004M4 | American Bright Lighting | Simple Tubes | AB-STT-68C4075AE | Indoor Luminaires | Case Lighting | Vertical Refrigerated Case Luminaires | Standard | FALSE | [9 empty] | 12/17/2013 12:00:00 AM | Not Yet Verified | Not Yet Verified | Not Yet Verified |  |  | 940 | 67 | 14 |  | 0.99 | 4000 | 84
P000004M7 | American Bright Lighting | Simple Tubes | AB-STT-68C5075A | Indoor Luminaires | Case Lighting | Vertical Refrigerated Case Luminaires | Standard | FALSE | [9 empty] | 12/17/2013 12:00:00 AM | Not Yet Verified | Not Yet Verified | Not Yet Verified |  |  | 1831 | 66 | 28 |  | 0.99 | 5000 | 84
P000004LV | American Bright Lighting | Simple Tubes | AB-STT-48C40100A | Indoor Luminaires | Case Lighting | Vertical Refrigerated Case Luminaires | Standard | FALSE | [9 empty] | 12/17/2013 12:00:00 AM | Not Yet Verified | Not Yet Verified | Not Yet Verified |  |  | 1119 | 64 | 17 |  | 0.99 | 4000 | 84
P000004M6 | American Bright Lighting | Simple Tubes | AB-STT-60C5060A | Indoor Luminaires | Case Lighting | Vertical Refrigerated Case Luminaires | Standard | FALSE | [9 empty] | 12/17/2013 12:00:00 AM | Not Yet Verified | Not Yet Verified | Not Yet Verified |  |  | 1475 | 67 | 22 |  | 0.99 | 5000 | 84
P000004ML | American Bright Lighting | Simple Tubes | AB-STT-60C5060AE | Indoor Luminaires | Case Lighting | Horizontal Refrigerated Case Luminaires | Standard | TRUE | 757.3 | 69.56 | 10.89 | 13.24 | 0.991 | 4975 | 83 | 6 | 50000 | 12/17/2013 12:00:00 AM | Not Yet Verified | Not Yet Verified | Not Yet Verified |  | 2.1 | 757 | 70 | 11 |  | 0.99 | 5000 | 84
P000004MD | American Bright Lighting | Simple Tubes | AB-STT-60C3060AE | Indoor Luminaires | Case Lighting | Horizontal Refrigerated Case Luminaires | Standard | TRUE | 701.5 | 64.31 | 10.91 | 16.25 | 0.987 | 3041 | 82.2 | 6 | 50000 | 12/17/2013 12:00:00 AM | Not Yet Verified | Not Yet Verified | Not Yet Verified |  | 2.1 | 701 | 64 | 11 |  | 0.99 | 3000 | 84
P000004MH | American Bright Lighting | Simple Tubes | AB-STT-68C3075A | Indoor Luminaires | Case Lighting | Horizontal Refrigerated Case Luminaires | Standard | TRUE | 1688 | 62.21 | 27.13 | 14.77 | 0.989 | 3032 | 82.1 | 6 | 50000 | 12/17/2013 12:00:00 AM | Not Yet Verified | Not Yet Verified | Not Yet Verified |  | 2.1 | 1688 | 62 | 27 |  | 0.99 | 3000 | 84
P000004M9 | American Bright Lighting | Simple Tubes | AB-STT-48C30100AE | Indoor Luminaires | Case Lighting | Horizontal Refrigerated Case Luminaires | Standard | TRUE | 616.8 | 70.44 | 8.76 | 15.87 | 0.987 | 3077 | 82.3 | 6 | 50000 | 12/17/2013 12:00:00 AM | Not Yet Verified | Not Yet Verified | Not Yet Verified |  | 2.1 | 617 | 70 | 9 |  | 0.99 | 3000 | 84
P000004MA | American Bright Lighting | Simple Tubes | AB-STT-48C30100A | Indoor Luminaires | Case Lighting | Horizontal Refrigerated Case Luminaires | Standard | TRUE | 1062 | 61.35 | 17.31 | 15.75 | 0.988 | 3046 | 82 | 6 | 50000 | 12/17/2013 12:00:00 AM | Not Yet Verified | Not Yet Verified | Not Yet Verified |  | 2.1 | 1062 | 61 | 17 |  | 0.99 | 3000 | 84
P000004MF | American Bright Lighting | Simple Tubes | AB-STT-60C4060A | Indoor Luminaires | Case Lighting | Horizontal Refrigerated Case Luminaires | Standard | FALSE | [9 empty] | 12/17/2013 12:00:00 AM | Not Yet Verified | Not Yet Verified | Not Yet Verified |  |  | 1491 | 68 | 22 |  | 0.99 | 4000 | 84
P000004MI | American Bright Lighting | Simple Tubes | AB-STT-68C3075AE | Indoor Luminaires | Case Lighting | Horizontal Refrigerated Case Luminaires | Standard | FALSE | [9 empty] | 12/17/2013 12:00:00 AM | Not Yet Verified | Not Yet Verified | Not Yet Verified |  |  | 882 | 64 | 14 |  | 0.99 | 3000 | 84
P000004MJ | American Bright Lighting | Simple Tubes | AB-STT-68C4075A | Indoor Luminaires | Case Lighting | Horizontal Refrigerated Case Luminaires | Standard | FALSE | [9 empty] | 12/17/2013 12:00:00 AM | Not Yet Verified | Not Yet Verified | Not Yet Verified |  |  | 1864 | 68 | 28 |  | 0.99 | 4000 | 84
P000004MM | American Bright Lighting | Simple Tubes | AB-STT-60C5060A | Indoor Luminaires | Case Lighting | Horizontal Refrigerated Case Luminaires | Standard | FALSE | [9 empty] | 12/17/2013 12:00:00 AM | Not Yet Verified | Not Yet Verified | Not Yet Verified |  |  | 1475 | 67 | 22 |  | 0.99 | 5000 | 84
P000004MB | American Bright Lighting | Simple Tubes | AB-STT-48C40100A | Indoor Luminaires | Case Lighting | Horizontal Refrigerated Case Luminaires | Standard | FALSE | [9 empty] | 12/17/2013 12:00:00 AM | Not Yet Verified | Not Yet Verified | Not Yet Verified |  |  | 1119 | 64 | 17 |  | 0.99 | 4000 | 84
P000004MN | American Bright Lighting | Simple Tubes | AB-STT-68C5075A | Indoor Luminaires | Case Lighting | Horizontal Refrigerated Case Luminaires | Standard | FALSE | [9 empty] | 12/17/2013 12:00:00 AM | Not Yet Verified | Not Yet Verified | Not Yet Verified |  |  | 1831 | 66 | 28 |  | 0.99 | 5000 | 84
P000004MO | American Bright Lighting | Simple Tubes | AB-STT-68C5075AE | Indoor Luminaires | Case Lighting | Horizontal Refrigerated Case Luminaires | Standard | FALSE | [9 empty] | 12/17/2013 12:00:00 AM | Not Yet Verified | Not Yet Verified | Not Yet Verified |  |  | 916 | 66 | 14 |  | 0.99 | 5000 | 84
P000004MC | American Bright Lighting | Simple Tubes | AB-STT-48C40100AE | Indoor Luminaires | Case Lighting | Horizontal Refrigerated Case Luminaires | Standard | FALSE | [9 empty] | 12/17/2013 12:00:00 AM | Not Yet Verified | Not Yet Verified | Not Yet Verified |  |  | 620 | 69 | 9 |  | 0.99 | 4000 | 84
P000004MG | American Bright Lighting | Simple Tubes | AB-STT-60C4060AE | Indoor Luminaires | Case Lighting | Horizontal Refrigerated Case Luminaires | Standard | FALSE | [9 empty] | 12/17/2013 12:00:00 AM | Not Yet Verified | Not Yet Verified | Not Yet Verified |  |  | 750 | 68 | 11 |  | 0.99 | 4000 | 84
P000004MK | American Bright Lighting | Simple Tubes | AB-STT-68C4075AE | Indoor Luminaires | Case Lighting | Horizontal Refrigerated Case Luminaires | Standard | FALSE | [9 empty] | 12/17/2013 12:00:00 AM | Not Yet Verified | Not Yet Verified | Not Yet Verified |  |  | 940 | 67 | 14 |  | 0.99 | 4000 | 84
P000004ME | American Bright Lighting | Simple Tubes | AB-STT-60C3060A | Indoor Luminaires | Case Lighting | Horizontal Refrigerated Case Luminaires | Standard | FALSE | [9 empty] | 12/17/2013 12:00:00 AM | Not Yet Verified | Not Yet Verified | Not Yet Verified |  |  | 1424 | 65 | 22 |  | 0.99 | 3000 | 84
PPXE6SHZ | American Bright Lighting | Simpletube Slimm | AB-STU-375006E | Indoor Luminaires | Case Lighting | Vertical Refrigerated Case Luminaires | Standard | TRUE | 530.9 | 82.69 | 6.42 | 18.32 | 0.983 | 4817 | 84.4 | 6 | 55000 | 12/17/2015 12:00:00 AM | Not Dimmable | Not Dimmable | No |  | 3.1 | 530 | 88.3 | 6 | 18.6 | 0.98 | 5000 | 85
P64J41KF | American Bright Lighting | Simpletube Slimm | AB-STU-373006E | Indoor Luminaires | Case Lighting | Horizontal Refrigerated Case Luminaires | Standard | TRUE | 484.7 | 76.23 | 6.358 | 17.84 | 0.984 | 3068 | 84.5 | 6 | 55000 | 12/17/2015 12:00:00 AM | Not Dimmable | Not Dimmable | No |  | 3.1 | 500 | 83.3 | 6 | 18.6 | 0.98 | 3000 | 85
P67KCDPU | American Bright Lighting | Simpletube Slimm | AB-STU-483016C | Indoor Luminaires | Case Lighting | Vertical Refrigerated Case Luminaires | Standard | TRUE | 909.7 | 56.36 | 16.14 | 18.75 | 0.983 | 3051 | 84.3 | 6 | 55000 | 12/17/2015 12:00:00 AM | Not Dimmable | Not Dimmable | No |  | 3.1 | 910 | 56.875 | 16 | 18.6 | 0.98 | 3000 | 85
PCEFCNAS | American Bright Lighting | Simpletube Slimm | AB-STU-373006E | Indoor Luminaires | Case Lighting | Vertical Refrigerated Case Luminaires | Standard | TRUE | 484.7 | 76.23 | 6.358 | 17.84 | 0.984 | 3068 | 84.5 | 6 | 55000 | 12/17/2015 12:00:00 AM | Not Dimmable | Not Dimmable | No |  | 3.1 | 500 | 83.3 | 6 | 18.6 | 0.98 | 3000 | 85
PS9HADYA | American Bright Lighting | Simpletube Slimm | AB-STU-603020C | Indoor Luminaires | Case Lighting | Vertical Refrigerated Case Luminaires | Standard | FALSE | [9 empty] | 12/17/2015 12:00:00 AM | Not Dimmable | Not Dimmable | No |  |  | 1137.6 | 56.88 | 20 | 18.6 | 0.98 | 3000 | 85
PUZASZKD | American Bright Lighting | Simpletube Slimm | AB-STU-604020C | Indoor Luminaires | Case Lighting | Vertical Refrigerated Case Luminaires | Standard | FALSE | [9 empty] | 12/17/2015 12:00:00 AM | Not Dimmable | Not Dimmable | No |  |  | 1162.6 | 58.13 | 20 | 18.6 | 0.98 | 4000 | 85
PXFH663X | American Bright Lighting | Simpletube Slimm | AB-STU-484008E | Indoor Luminaires | Case Lighting | Horizontal Refrigerated Case Luminaires | Standard | FALSE | [9 empty] | 12/17/2015 12:00:00 AM | Not Dimmable | Not Dimmable | No |  |  | 686.64 | 85.83 | 8 | 18.6 | 0.98 | 4000 | 85
PKRG6JAD | American Bright Lighting | Simpletube Slimm | AB-STU-483008E | Indoor Luminaires | Case Lighting | Vertical Refrigerated Case Luminaires | Standard | FALSE | [9 empty] | 12/17/2015 12:00:00 AM | Not Dimmable | Not Dimmable | No |  |  | 666.64 | 83.33 | 8 | 18.6 | 0.98 | 3000 | 85
PT2T3P7C | American Bright Lighting | Simpletube Slimm | AB-STU-603010E | Indoor Luminaires | Case Lighting | Vertical Refrigerated Case Luminaires | Standard | FALSE | [9 empty] | 12/17/2015 12:00:00 AM | Not Dimmable | Not Dimmable | No |  |  | 833.3 | 83.33 | 10 | 18.6 | 0.98 | 3000 | 85
PT8R8MMN | American Bright Lighting | Simpletube Slimm | AB-STU-484008E | Indoor Luminaires | Case Lighting | Vertical Refrigerated Case Luminaires | Standard | FALSE | [9 empty] | 12/17/2015 12:00:00 AM | Not Dimmable | Not Dimmable | No |  |  | 686.64 | 85.83 | 8 | 18.6 | 0.98 | 4000 | 85
PU1YT4H9 | American Bright Lighting | Simpletube Slimm | AB-STU-683012E | Indoor Luminaires | Case Lighting | Horizontal Refrigerated Case Luminaires | Standard | FALSE | [9 empty] | 12/17/2015 12:00:00 AM | Not Dimmable | Not Dimmable | No |  |  | 999.96 | 83.33 | 12 | 18.6 | 0.98 | 3000 | 85
PDKS4XWE | American Bright Lighting | Simpletube Slimm | AB-STU-685012E | Indoor Luminaires | Case Lighting | Horizontal Refrigerated Case Luminaires | Standard | FALSE | [9 empty] | 12/17/2015 12:00:00 AM | Not Dimmable | Not Dimmable | No |  |  | 1059.96 | 88.33 | 12 | 18.6 | 0.98 | 5000 | 85
P5CAC6AB | American Bright Lighting | Simpletube Slimm | AB-STU-484016C | Indoor Luminaires | Case Lighting | Vertical Refrigerated Case Luminaires | Standard | FALSE | [9 empty] | 12/17/2015 12:00:00 AM | Not Dimmable | Not Dimmable | No |  |  | 930 | 58.125 | 16 | 18.6 | 0.98 | 4000 | 85
P7G83RJ4 | American Bright Lighting | Simpletube Slimm | AB-STU-603010E | Indoor Luminaires | Case Lighting | Horizontal Refrigerated Case Luminaires | Standard | FALSE | [9 empty] | 12/17/2015 12:00:00 AM | Not Dimmable | Not Dimmable | No |  |  | 833.3 | 83.33 | 10 | 18.6 | 0.98 | 3000 | 85
PCD6U7ZP | American Bright Lighting | Simpletube Slimm | AB-STU-604010E | Indoor Luminaires | Case Lighting | Vertical Refrigerated Case Luminaires | Standard | FALSE | [9 empty] | 12/17/2015 12:00:00 AM | Not Dimmable | Not Dimmable | No |  |  | 858.3 | 85.83 | 10 | 18.6 | 0.98 | 4000 | 85
PT177Z2Q | American Bright Lighting | Simpletube Slimm | AB-STU-683012E | Indoor Luminaires | Case Lighting | Vertical Refrigerated Case Luminaires | Standard | FALSE | [9 empty] | 12/17/2015 12:00:00 AM | Not Dimmable | Not Dimmable | No |  |  | 999.96 | 83.33 | 12 | 18.6 | 0.98 | 3000 | 85
PYWHSGYX | American Bright Lighting | Simpletube Slimm | AB-STU-684012E | Indoor Luminaires | Case Lighting | Vertical Refrigerated Case Luminaires | Standard | FALSE | [9 empty] | 12/17/2015 12:00:00 AM | Not Dimmable | Not Dimmable | No |  |  | 1029.96 | 85.83 | 12 | 18.6 | 0.98 | 4000 | 85
PVZAMRRA | American Bright Lighting | Simpletube Slimm | AB-STU-685012E | Indoor Luminaires | Case Lighting | Vertical Refrigerated Case Luminaires | Standard | FALSE | [9 empty] | 12/17/2015 12:00:00 AM | Not Dimmable | Not Dimmable | No |  |  | 1059.96 | 88.33 | 12 | 18.6 | 0.98 | 5000 | 85
PHJVQCQZ | American Bright Lighting | Simpletube Slimm | AB-STU-685024C | Indoor Luminaires | Case Lighting | Vertical Refrigerated Case Luminaires | Standard | FALSE | [9 empty] | 12/17/2015 12:00:00 AM | Not Dimmable | Not Dimmable | No |  |  | 1426.56 | 59.44 | 24 | 18.6 | 0.98 | 5000 | 85
PSCU9FGQ | American Bright Lighting | Simpletube Slimm | AB-STU-485008E | Indoor Luminaires | Case Lighting | Horizontal Refrigerated Case Luminaires | Standard | FALSE | [9 empty] | 12/17/2015 12:00:00 AM | Not Dimmable | Not Dimmable | No |  |  | 706.64 | 88.33 | 8 | 18.6 | 0.98 | 5000 | 85
PRBT366D | American Bright Lighting | Simpletube Slimm | AB-STU-605010E | Indoor Luminaires | Case Lighting | Horizontal Refrigerated Case Luminaires | Standard | FALSE | [9 empty] | 12/17/2015 12:00:00 AM | Not Dimmable | Not Dimmable | No |  |  | 883.3 | 88.33 | 10 | 18.6 | 0.98 | 5000 | 85
PT44AA7V | American Bright Lighting | Simpletube Slimm | AB-STU-684012E | Indoor Luminaires | Case Lighting | Horizontal Refrigerated Case Luminaires | Standard | FALSE | [9 empty] | 12/17/2015 12:00:00 AM | Not Dimmable | Not Dimmable | No |  |  | 1029.96 | 85.83 | 12 | 18.6 | 0.98 | 4000 | 85
P6MFUNM3 | American Bright Lighting | Simpletube Slimm | AB-STU-605010E | Indoor Luminaires | Case Lighting | Vertical Refrigerated Case Luminaires | Standard | FALSE | [9 empty] | 12/17/2015 12:00:00 AM | Not Dimmable | Not Dimmable | No |  |  | 883.3 | 88.33 | 10 | 18.6 | 0.98 | 5000 | 85
P36D5BKA | American Bright Lighting | Simpletube Slimm | AB-STU-485016C | Indoor Luminaires | Case Lighting | Vertical Refrigerated Case Luminaires | Standard | FALSE | [9 empty] | 12/17/2015 12:00:00 AM | Not Dimmable | Not Dimmable | No |  |  | 951 | 59.4375 | 16 | 18.6 | 0.98 | 5000 | 85
PP2U5A2A | American Bright Lighting | Simpletube Slimm | AB-STU-605020C | Indoor Luminaires | Case Lighting | Vertical Refrigerated Case Luminaires | Standard | FALSE | [9 empty] | 12/17/2015 12:00:00 AM | Not Dimmable | Not Dimmable | No |  |  | 1188.8 | 59.44 | 20 | 18.6 | 0.98 | 5000 | 85
PZ55AESM | American Bright Lighting | Simpletube Slimm | AB-STU-684024C | Indoor Luminaires | Case Lighting | Vertical Refrigerated Case Luminaires | Standard | FALSE | [9 empty] | 12/17/2015 12:00:00 AM | Not Dimmable | Not Dimmable | No |  |  | 1395.12 | 58.13 | 24 | 18.6 | 0.98 | 4000 | 85
PRPGK7QK | American Bright Lighting | Simpletube Slimm | AB-STU-374006E | Indoor Luminaires | Case Lighting | Horizontal Refrigerated Case Luminaires | Standard | FALSE | [9 empty] | 12/17/2015 12:00:00 AM | Not Dimmable | Not Dimmable | No |  |  | 515 | 85.83 | 6 | 18.6 | 0.98 | 4000 | 85
PSCXZTWB | American Bright Lighting | Simpletube Slimm | AB-STU-485008E | Indoor Luminaires | Case Lighting | Vertical Refrigerated Case Luminaires | Standard | FALSE | [9 empty] | 12/17/2015 12:00:00 AM | Not Dimmable | Not Dimmable | No |  |  | 706.64 | 88.33 | 8 | 18.6 | 0.98 | 5000 | 85
P6J64C2Y | American Bright Lighting | Simpletube Slimm | AB-STU-375006E | Indoor Luminaires | Case Lighting | Horizontal Refrigerated Case Luminaires | Standard | FALSE | [9 empty] | 12/17/2015 12:00:00 AM | Not Dimmable | Not Dimmable | No |  |  | 530 | 88.3 | 6 | 18.6 | 0.98 | 5000 | 85
PRGJ977G | American Bright Lighting | Simpletube Slimm | AB-STU-683024C | Indoor Luminaires | Case Lighting | Vertical Refrigerated Case Luminaires | Standard | FALSE | [9 empty] | 12/17/2015 12:00:00 AM | Not Dimmable | Not Dimmable | No |  |  | 1365.12 | 56.88 | 24 | 18.6 | 0.98 | 3000 | 85
PBH463YF | American Bright Lighting | Simpletube Slimm | AB-STU-374006E | Indoor Luminaires | Case Lighting | Vertical Refrigerated Case Luminaires | Standard | FALSE | [9 empty] | 12/17/2015 12:00:00 AM | Not Dimmable | Not Dimmable | No |  |  | 515 | 85.83 | 6 | 18.6 | 0.98 | 4000 | 85
P7YD9RJ7 | American Bright Lighting | Simpletube Slimm | AB-STU-604010E | Indoor Luminaires | Case Lighting | Horizontal Refrigerated Case Luminaires | Standard | FALSE | [9 empty] | 12/17/2015 12:00:00 AM | Not Dimmable | Not Dimmable | No |  |  | 858.3 | 85.83 | 10 | 18.6 | 0.98 | 4000 | 85
P219VPW5 | American Bright Lighting | Simpletube Slimm | AB-STU-483008E | Indoor Luminaires | Case Lighting | Horizontal Refrigerated Case Luminaires | Standard | FALSE | [9 empty] | 12/17/2015 12:00:00 AM | Not Dimmable | Not Dimmable | No |  |  | 666.64 | 83.33 | 8 | 18.6 | 0.98 | 3000 | 85
P000004NQ | Amerlux Exterior Lighting Group | Amerlux | SB8-1/2W-28K-46”-24V | Indoor Luminaires | Case Lighting | Horizontal Refrigerated Case Luminaires | Standard | TRUE | 829.9 | 64.53 | 12.86 | 19 | 0.92 | 2839 | 82.9 | 5 | 50000 | 3/27/2014 12:00:00 AM | Not Yet Verified | Not Yet Verified | Not Yet Verified |  | 2.1
P000004NR | Amerlux Exterior Lighting Group | Amerlux | SB8-1/4W-28K-46”-24V | Indoor Luminaires | Case Lighting | Horizontal Refrigerated Case Luminaires | Standard | TRUE | 768.27 | 53.3 | 14.41 | 18 | 0.93 | 2774 | 84 | 5 | 50000 | 3/27/2014 12:00:00 AM | Not Yet Verified | Not Yet Verified | Not Yet Verified |  | 2.1
P000004NS | Amerlux Exterior Lighting Group | Amerlux | SB8-1/2W-41K-46”-24V | Indoor Luminaires | Case Lighting | Horizontal Refrigerated Case Luminaires | Standard | TRUE | 910.65 | 68.3 | 13.33 | 19 | 0.93 | 4058 | 83 | 5 | 50000 | 3/27/2014 12:00:00 AM | Not Yet Verified | Not Yet Verified | Not Yet Verified |  | 2.1
P000004NT | Amerlux Exterior Lighting Group | Amerlux | SB8-1/2W-48"-35K-24V | Indoor Luminaires | Case Lighting | Horizontal Refrigerated Case Luminaires | Standard | TRUE | 1078.4 | 48.7 | 22.12 | 11.37 | 0.974 | 3363 | 83.4 | 5 | 50000 | 3/27/2014 12:00:00 AM | Not Yet Verified | Not Yet Verified | Not Yet Verified |  | 2.1
P000004NV | Amerlux Exterior Lighting Group | Amerlux | SB8-1/2W-60”-28K | Indoor Luminaires | Case Lighting | Horizontal Refrigerated Case Luminaires | Standard | FALSE | [9 empty] | 3/27/2014 12:00:00 AM | Not Yet Verified | Not Yet Verified | Not Yet Verified |  |  | 1082.5 | 65 | 16.75 | 19 | 0.92 | 2839 | 83
P000004O6 | Amerlux Exterior Lighting Group | Amerlux | SB8-1/2W-60”-41K | Indoor Luminaires | Case Lighting | Horizontal Refrigerated Case Luminaires | Standard | FALSE | [9 empty] | 3/27/2014 12:00:00 AM | Not Yet Verified | Not Yet Verified | Not Yet Verified |  |  | 1187 | 68 | 17.4 | 19 | 0.93 | 4058 | 83
P000004O8 | Amerlux Exterior Lighting Group | Amerlux | SB8-1/4W-48”-28K | Indoor Luminaires | Case Lighting | Horizontal Refrigerated Case Luminaires | Standard | FALSE | [9 empty] | 3/27/2014 12:00:00 AM | Not Yet Verified | Not Yet Verified | Not Yet Verified |  |  | 801.7 | 53.3 | 15.04 | 18 | 0.93 | 2774 | 84
P000004OC | Amerlux Exterior Lighting Group | Amerlux | SB8-1/4W-60”-35K | Indoor Luminaires | Case Lighting | Horizontal Refrigerated Case Luminaires | Standard | FALSE | [9 empty] | 3/27/2014 12:00:00 AM | Not Yet Verified | Not Yet Verified | Not Yet Verified |  |  | 676.89 | 49.8 | 13.59 | 14.2 | 0.9161 | 3428 | 83.81
P000004OD | Amerlux Exterior Lighting Group | Amerlux | SB12-1/2W-48”-28K-120D | Indoor Luminaires | Case Lighting | Horizontal Refrigerated Case Luminaires | Standard | FALSE | [9 empty] | 3/27/2014 12:00:00 AM | Not Yet Verified | Not Yet Verified | Not Yet Verified |  |  | 1198.38 | 69.15 | 17.33 | 18.8 | 0.9358 | 2706 | 84.02
P000004OJ | Amerlux Exterior Lighting Group | Amerlux | SB12-1/2W-48”-41K-120D | Indoor Luminaires | Case Lighting | Horizontal Refrigerated Case Luminaires | Standard | FALSE | [9 empty] | 3/27/2014 12:00:00 AM | Not Yet Verified | Not Yet Verified | Not Yet Verified |  |  | 1524.9 | 56.05 | 27.21 | 11 | 0.98 | 4090 | 88
P000004OL | Amerlux Exterior Lighting Group | Amerlux | SB12-1/2W-66”-41K-120D | Indoor Luminaires | Case Lighting | Horizontal Refrigerated Case Luminaires | Standard | FALSE | [9 empty] | 3/27/2014 12:00:00 AM | Not Yet Verified | Not Yet Verified | Not Yet Verified |  |  | 2096.74 | 56.05 | 37.41 | 11 | 0.98 | 4090 | 88
P000004OO | Amerlux Exterior Lighting Group | Amerlux | SB12-1/2W-66”-30K-30D | Indoor Luminaires | Case Lighting | Horizontal Refrigerated Case Luminaires | Standard | FALSE | [9 empty] | 3/27/2014 12:00:00 AM | Not Yet Verified | Not Yet Verified | Not Yet Verified |  |  | 2320.87 | 63.36 | 36.63 | 11.6 | 0.9795 | 3151 | 84.8
P000004O4 | Amerlux Exterior Lighting Group | Amerlux | SB8-1/2W-66”-35K | Indoor Luminaires | Case Lighting | Horizontal Refrigerated Case Luminaires | Standard | FALSE | [9 empty] | 3/27/2014 12:00:00 AM | Not Yet Verified | Not Yet Verified | Not Yet Verified |  |  | 1323.34 | 69 | 19.25 | 19 | 0.93 | 3481 | 84
P000004O2 | Amerlux Exterior Lighting Group | Amerlux | SB8-1/2W-48”-35K | Indoor Luminaires | Case Lighting | Horizontal Refrigerated Case Luminaires | Standard | FALSE | [9 empty] | 3/27/2014 12:00:00 AM | Not Yet Verified | Not Yet Verified | Not Yet Verified |  |  | 962.43 | 69 | 14 | 19 | 0.93 | 3481 | 84
P000004O5 | Amerlux Exterior Lighting Group | Amerlux | SB8-1/2W-48”-41K | Indoor Luminaires | Case Lighting | Horizontal Refrigerated Case Luminaires | Standard | FALSE | [9 empty] | 3/27/2014 12:00:00 AM | Not Yet Verified | Not Yet Verified | Not Yet Verified |  |  | 950 | 68 | 13.9 | 19 | 0.93 | 4058 | 83
P000004OH | Amerlux Exterior Lighting Group | Amerlux | SB12-1/2W-60”-35K-120D | Indoor Luminaires | Case Lighting | Horizontal Refrigerated Case Luminaires | Standard | FALSE | [9 empty] | 3/27/2014 12:00:00 AM | Not Yet Verified | Not Yet Verified | Not Yet Verified |  |  | 1976.78 | 56.11 | 35.23 | 11 | 0.9812 | 3575 | 85.79
P000004OM | Amerlux Exterior Lighting Group | Amerlux | SB12-1/2W-48”-30K-30D | Indoor Luminaires | Case Lighting | Horizontal Refrigerated Case Luminaires | Standard | FALSE | [9 empty] | 3/27/2014 12:00:00 AM | Not Yet Verified | Not Yet Verified | Not Yet Verified |  |  | 1687.91 | 63.36 | 26.64 | 11.6 | 0.9795 | 3151 | 84.8
P000004NZ | Amerlux Exterior Lighting Group | Amerlux | SB8-1/2W-60”-30K | Indoor Luminaires | Case Lighting | Horizontal Refrigerated Case Luminaires | Standard | FALSE | [9 empty] | 3/27/2014 12:00:00 AM | Not Yet Verified | Not Yet Verified | Not Yet Verified |  |  | 1075.25 | 65 | 16.49 | 19 | 0.92 | 2974 | 83
P000004NU | Amerlux Exterior Lighting Group | Amerlux | SB8-1/2W-48”-28K | Indoor Luminaires | Case Lighting | Horizontal Refrigerated Case Luminaires | Standard | FALSE | [9 empty] | 3/27/2014 12:00:00 AM | Not Yet Verified | Not Yet Verified | Not Yet Verified |  |  | 866 | 65 | 13.4 | 19 | 0.92 | 2839 | 83
P000004NW | Amerlux Exterior Lighting Group | Amerlux | SB8-1/2W-66”-28K | Indoor Luminaires | Case Lighting | Horizontal Refrigerated Case Luminaires | Standard | FALSE | [9 empty] | 3/27/2014 12:00:00 AM | Not Yet Verified | Not Yet Verified | Not Yet Verified |  |  | 1190.75 | 65 | 18.42 | 19 | 0.92 | 2839 | 83
P000004OB | Amerlux Exterior Lighting Group | Amerlux | SB8-1/4W-48”-35K | Indoor Luminaires | Case Lighting | Horizontal Refrigerated Case Luminaires | Standard | FALSE | [9 empty] | 3/27/2014 12:00:00 AM | Not Yet Verified | Not Yet Verified | Not Yet Verified |  |  | 541.51 | 49.81 | 10.87 | 14.2 | 0.9161 | 3428 | 83.81
P000004OE | Amerlux Exterior Lighting Group | Amerlux | SB12-1/2W-60”-28K-120D | Indoor Luminaires | Case Lighting | Horizontal Refrigerated Case Luminaires | Standard | FALSE | [9 empty] | 3/27/2014 12:00:00 AM | Not Yet Verified | Not Yet Verified | Not Yet Verified |  |  | 1497.97 | 69.15 | 21.66 | 18.8 | 0.9358 | 2706 | 84.02
P000004OF | Amerlux Exterior Lighting Group | Amerlux | SB12-1/2W-66”-28K-120D | Indoor Luminaires | Case Lighting | Horizontal Refrigerated Case Luminaires | Standard | FALSE | [9 empty] | 3/27/2014 12:00:00 AM | Not Yet Verified | Not Yet Verified | Not Yet Verified |  |  | 1647.77 | 69.15 | 23.83 | 18.8 | 0.9358 | 2706 | 84.02
P000004OG | Amerlux Exterior Lighting Group | Amerlux | SB12-1/2W-48”-35K-120D | Indoor Luminaires | Case Lighting | Horizontal Refrigerated Case Luminaires | Standard | FALSE | [9 empty] | 3/27/2014 12:00:00 AM | Not Yet Verified | Not Yet Verified | Not Yet Verified |  |  | 1581.43 | 56.12 | 28.18 | 11 | 0.9812 | 3575 | 85.79
P000004OK | Amerlux Exterior Lighting Group | Amerlux | SB12-1/2W-60”-41K-120D | Indoor Luminaires | Case Lighting | Horizontal Refrigerated Case Luminaires | Standard | FALSE | [9 empty] | 3/27/2014 12:00:00 AM | Not Yet Verified | Not Yet Verified | Not Yet Verified |  |  | 1906.12 | 56.02 | 34.02 | 11 | 0.98 | 4090 | 88
P000004ON | Amerlux Exterior Lighting Group | Amerlux | SB12-1/2W-60”-30K-30D | Indoor Luminaires | Case Lighting | Horizontal Refrigerated Case Luminaires | Standard | FALSE | [9 empty] | 3/27/2014 12:00:00 AM | Not Yet Verified | Not Yet Verified | Not Yet Verified |  |  | 2109.88 | 63.36 | 33.3 | 11.6 | 0.9795 | 3151 | 84.8
P000004OQ | Amerlux Exterior Lighting Group | Amerlux | SB12-1/2W-60”-30K-45D | Indoor Luminaires | Case Lighting | Horizontal Refrigerated Case Luminaires | Standard | FALSE | [9 empty] | 3/27/2014 12:00:00 AM | Not Yet Verified | Not Yet Verified | Not Yet Verified |  |  | 2076.65 | 59.09 | 35.14 | 11.2 | 0.9813 | 3165 | 85
P000004OR | Amerlux Exterior Lighting Group | Amerlux | SB12-1/2W-66”-30K-45D | Indoor Luminaires | Case Lighting | Horizontal Refrigerated Case Luminaires | Standard | FALSE | [9 empty] | 3/27/2014 12:00:00 AM | Not Yet Verified | Not Yet Verified | Not Yet Verified |  |  | 2284.31 | 59.1 | 38.65 | 11.2 | 0.9813 | 3165 | 85
P000004NY | Amerlux Exterior Lighting Group | Amerlux | SB8-1/2W-48”-30K | Indoor Luminaires | Case Lighting | Horizontal Refrigerated Case Luminaires | Standard | FALSE | [9 empty] | 3/27/2014 12:00:00 AM | Not Yet Verified | Not Yet Verified | Not Yet Verified |  |  | 860.2 | 65 | 13.19 | 19 | 0.92 | 2974 | 83
P000004O0 | Amerlux Exterior Lighting Group | Amerlux | SB8-1/2W-66”-30K | Indoor Luminaires | Case Lighting | Horizontal Refrigerated Case Luminaires | Standard | FALSE | [9 empty] | 3/27/2014 12:00:00 AM | Not Yet Verified | Not Yet Verified | Not Yet Verified |  |  | 1182.77 | 65 | 18.14 | 19 | 0.92 | 2974 | 83
P000004O1 | Amerlux Exterior Lighting Group | Amerlux | SB8-1/2W-46”-35K | Indoor Luminaires | Case Lighting | Horizontal Refrigerated Case Luminaires | Standard | FALSE | [9 empty] | 3/27/2014 12:00:00 AM | Not Yet Verified | Not Yet Verified | Not Yet Verified |  |  | 922.33 | 69 | 13.45 | 19 | 0.93 | 3481 | 84
P000004O7 | Amerlux Exterior Lighting Group | Amerlux | SB8-1/2W-66”-41K | Indoor Luminaires | Case Lighting | Horizontal Refrigerated Case Luminaires | Standard | FALSE | [9 empty] | 3/27/2014 12:00:00 AM | Not Yet Verified | Not Yet Verified | Not Yet Verified |  |  | 1306.25 | 68 | 19.11 | 19 | 0.93 | 4058 | 83
P000004O9 | Amerlux Exterior Lighting Group | Amerlux | SB8-1/4W-60”-28K | Indoor Luminaires | Case Lighting | Horizontal Refrigerated Case Luminaires | Standard | FALSE | [9 empty] | 3/27/2014 12:00:00 AM | Not Yet Verified | Not Yet Verified | Not Yet Verified |  |  | 1002.12 | 53.3 | 18.8 | 18 | 0.93 | 2774 | 84
P000004OP | Amerlux Exterior Lighting Group | Amerlux | SB12-1/2W-48”-30K-45D | Indoor Luminaires | Case Lighting | Horizontal Refrigerated Case Luminaires | Standard | FALSE | [9 empty] | 3/27/2014 12:00:00 AM | Not Yet Verified | Not Yet Verified | Not Yet Verified |  |  | 1661.32 | 59.09 | 28.11 | 11.2 | 0.9813 | 3165 | 85
P000004OI | Amerlux Exterior Lighting Group | Amerlux | SB12-1/2W-66”-35K-120D | Indoor Luminaires | Case Lighting | Horizontal Refrigerated Case Luminaires | Standard | FALSE | [9 empty] | 3/27/2014 12:00:00 AM | Not Yet Verified | Not Yet Verified | Not Yet Verified |  |  | 2174.47 | 56.12 | 38.75 | 11 | 0.9812 | 3575 | 85.79
P000004NX | Amerlux Exterior Lighting Group | Amerlux | SB8-1/2W-46”-30K | Indoor Luminaires | Case Lighting | Horizontal Refrigerated Case Luminaires | Standard | FALSE | [9 empty] | 3/27/2014 12:00:00 AM | Not Yet Verified | Not Yet Verified | Not Yet Verified |  |  | 824.35 | 65 | 12.64 | 19 | 0.92 | 2974 | 83
P000004OA | Amerlux Exterior Lighting Group | Amerlux | SB8-1/4W-46”-35K | Indoor Luminaires | Case Lighting | Horizontal Refrigerated Case Luminaires | Standard | FALSE | [9 empty] | 3/27/2014 12:00:00 AM | Not Yet Verified | Not Yet Verified | Not Yet Verified |  |  | 518.95 | 49.8 | 10.42 | 14.2 | 0.9161 | 3428 | 83.81
P000004O3 | Amerlux Exterior Lighting Group | Amerlux | SB8-1/2W-60”-35K | Indoor Luminaires | Case Lighting | Horizontal Refrigerated Case Luminaires | Standard | FALSE | [9 empty] | 3/27/2014 12:00:00 AM | Not Yet Verified | Not Yet Verified | Not Yet Verified |  |  | 1203 | 69 | 17.49 | 19 | 0.93 | 3481 | 84
P000004SE | Anthony International | Optimax Pro | 60-18899-0003 | Indoor Luminaires | Case Lighting | Vertical Refrigerated Case Luminaires | Standard | TRUE | 487.3 | 53.29 | 9.14 | 13.82 | 0.894 | 3732 | 84.6 | 5 | 54000 | 8/30/2012 12:00:00 AM | Not Yet Verified | Not Yet Verified | Not Yet Verified |  | 1.6 | 480 | 48 | 10 |  |  | 4000 | 85
P000004SG | Anthony International | Optimax Pro | 60-18898-0003 | Indoor Luminaires | Case Lighting | Vertical Refrigerated Case Luminaires | Standard | TRUE | 897 | 49.02 | 18.3 | 13.81 | 0.894 | 3771 | 84.8 | 5 | 54000 | 8/30/2012 12:00:00 AM | Not Yet Verified | Not Yet Verified | Not Yet Verified |  | 1.6 | 1010 | 51 | 20 |  |  | 4000 | 85
P000004SH | Anthony International | Optimax Pro | 60-19296-0003 | Indoor Luminaires | Case Lighting | Vertical Refrigerated Case Luminaires | Standard | TRUE | 396.9 | 58.23 | 6.82 | 12.35 | 0.915 | 3711 | 84.8 | 5 | 54000 | 8/30/2012 12:00:00 AM | Not Yet Verified | Not Yet Verified | Not Yet Verified |  | 1.6 | 380 | 54 | 7 |  |  | 4000 | 85
P000004SI | Anthony International | Optimax Pro | 60-19296-1003 | Indoor Luminaires | Case Lighting | Vertical Refrigerated Case Luminaires | Standard | FALSE | [9 empty] | 8/30/2012 12:00:00 AM | Not Yet Verified | Not Yet Verified | Not Yet Verified |  |  | 380 | 54 | 7 |  |  | 4000 | 85
P000004SJ | Anthony International | Optimax Pro | 60-19295-0003 | Indoor Luminaires | Case Lighting | Vertical Refrigerated Case Luminaires | Standard | TRUE | 713.3 | 52.27 | 13.65 | 12.4 | 0.914 | 3773 | 85 | 5 | 54000 | 8/30/2012 12:00:00 AM | Not Yet Verified | Not Yet Verified | Not Yet Verified |  | 1.6 | 780 | 52 | 15 |  |  | 4000 | 85
P000004SK | Anthony International | Optimax Pro | 60-18899-0002 | Indoor Luminaires | Case Lighting | Vertical Refrigerated Case Luminaires | Standard | TRUE | 693.1 | 57.6 | 12.03 | 6.38 | 0.938 | 3834 | 85.3 | 5 | 54000 | 8/30/2012 12:00:00 AM | Not Yet Verified | Not Yet Verified | Not Yet Verified |  | 1.6 | 660 | 51 | 13 |  |  | 4000 | 85
P000004SL | Anthony International | Optimax Pro | 60-18899-1002 | Indoor Luminaires | Case Lighting | Vertical Refrigerated Case Luminaires | Standard | FALSE | [9 empty] | 8/30/2012 12:00:00 AM | Not Yet Verified | Not Yet Verified | Not Yet Verified |  |  | 660 | 51 | 13 |  |  | 4000 | 85
P000004SM | Anthony International | Optimax Pro | 60-18898-0002 | Indoor Luminaires | Case Lighting | Vertical Refrigerated Case Luminaires | Standard | TRUE | 1366 | 56.59 | 24.14 | 6.45 | 0.938 | 3813 | 86.1 | 5 | 54000 | 8/30/2012 12:00:00 AM | Not Yet Verified | Not Yet Verified | Not Yet Verified |  | 1.6 | 1300 | 50 | 26 |  |  | 4000 | 85
P000004SN | Anthony International | Optimax Pro | 60-18899-1001 | Indoor Luminaires | Case Lighting | Vertical Refrigerated Case Luminaires | Standard | TRUE | 663.4 | 60.3 | 11 | 11.97 | 0.916 | 3827 | 85.9 | 5 | 54000 | 8/30/2012 12:00:00 AM | Not Yet Verified | Not Yet Verified | Not Yet Verified |  | 1.6 | 660 | 51 | 13 |  |  | 4000 | 85
P000004SO | Anthony International | Optimax Pro | 60-18899-0001 | Indoor Luminaires | Case Lighting | Vertical Refrigerated Case Luminaires | Standard | FALSE | [9 empty] | 8/30/2012 12:00:00 AM | Not Yet Verified | Not Yet Verified | Not Yet Verified |  |  | 660 | 51 | 13 |  |  | 4000 | 85
P000004SR | Anthony International | Optimax Pro | 60-18898-0001 | Indoor Luminaires | Case Lighting | Vertical Refrigerated Case Luminaires | Standard | TRUE | 1287 | 58.34 | 22.06 | 12.45 | 0.917 | 3808 | 85.7 | 5 | 54000 | 8/30/2012 12:00:00 AM | Not Yet Verified | Not Yet Verified | Not Yet Verified |  | 1.6 | 1300 | 50 | 26 |  |  | 4000 | 85
P000004ST | Anthony International | Optimax Pro | 60-19295-0001 | Indoor Luminaires | Case Lighting | Vertical Refrigerated Case Luminaires | Standard | TRUE | 992.4 | 55.34 | 17.93 | 12.51 | 0.913 | 3776 | 85.9 | 5 | 54000 | 8/30/2012 12:00:00 AM | Not Yet Verified | Not Yet Verified | Not Yet Verified |  | 1.6 | 1000 | 53 | 19 |  |  | 4000 | 85
P000004SV | Anthony International | Optimax Pro | 60-19296-0001 | Indoor Luminaires | Case Lighting | Vertical Refrigerated Case Luminaires | Standard | TRUE | 523.4 | 58.35 | 8.97 | 12.49 | 0.913 | 3761 | 85.8 | 5 | 54000 | 8/30/2012 12:00:00 AM | Not Yet Verified | Not Yet Verified | Not Yet Verified |  | 1.6 | 520 | 58 | 9 |  |  | 4000 | 85
P000004SW | Anthony International | Optimax Pro | 60-19296-1001 | Indoor Luminaires | Case Lighting | Vertical Refrigerated Case Luminaires | Standard | FALSE | [9 empty] | 8/30/2012 12:00:00 AM | Not Yet Verified | Not Yet Verified | Not Yet Verified |  |  | 520 | 58 | 9 |  |  | 4000 | 85
P000004SZ | Anthony International | Optimax Pro | 60-19295-0002 | Indoor Luminaires | Case Lighting | Vertical Refrigerated Case Luminaires | Standard | TRUE | 1027 | 59.78 | 17.18 | 12.94 | 0.908 | 3769 | 86 | 5 | 54000 | 8/30/2012 12:00:00 AM | Not Yet Verified | Not Yet Verified | Not Yet Verified |  | 1.6 | 1000 | 53 | 19 |  |  | 4000 | 85
P000004T0 | Anthony International | Optimax Pro | 60-19296-0002 | Indoor Luminaires | Case Lighting | Vertical Refrigerated Case Luminaires | Standard | TRUE | 499.8 | 58.29 | 8.58 | 12.85 | 0.908 | 3769 | 85.5 | 5 | 54000 | 8/30/2012 12:00:00 AM | Not Yet Verified | Not Yet Verified | Not Yet Verified |  | 1.6 | 520 | 58 | 9 |  |  | 4000 | 85
P000004T1 | Anthony International | Optimax Pro | 60-19296-1002 | Indoor Luminaires | Case Lighting | Vertical Refrigerated Case Luminaires | Standard | FALSE | [9 empty] | 8/30/2012 12:00:00 AM | Not Yet Verified | Not Yet Verified | Not Yet Verified |  |  | 520 | 58 | 9 |  |  | 4000 | 85
PSJCNNAU | Anthony International | 401E LED Lighting | 60-21817-0002 | Indoor Luminaires | Case Lighting | Vertical Refrigerated Case Luminaires | Standard | TRUE | 1165.58 | 53 | 22.02 | 10 | 0.98 | 3946 | 84.2 | 5 | 50000 | 6/3/2015 12:00:00 AM | Not Dimmable | Not Dimmable | Not Yet Verified |  | 2.1 |  |  | 20 |  |  | 4000 | 85
PHDTPPM4 | Anthony International | 401E LED Lighting | 60-21818-0002 | Indoor Luminaires | Case Lighting | Vertical Refrigerated Case Luminaires | Standard | TRUE | 592.8 | 54 | 10.92 | 10 | 0.98 | 3946 | 84.2 | 5 | 50000 | 6/3/2015 12:00:00 AM | Not Dimmable | Not Dimmable | Not Yet Verified |  | 2.1 | 592.8 | 54 | 10.92 | 5 | 1 | 4000 | 84
PS5F8RGR | Anthony International | 401E LED Lighting | 60-21818-1002 | Indoor Luminaires | Case Lighting | Vertical Refrigerated Case Luminaires | Standard | FALSE | [9 empty] | 6/3/2015 12:00:00 AM | Not Dimmable | Not Dimmable | Not Yet Verified |  |  | 645.75 | 59 | 10.9 | 5 | 1 | 4000 | 84
P000004T2 | Anthony International | Optimax Pro Plastic frame lighting | 60-20844-[5,6]004[1,2] | Indoor Luminaires | Case Lighting | Vertical Refrigerated Case Luminaires | Standard | TRUE | 795.8 | 55 | 14.44 | 5 | 0.9 | 3007 | 85 | 5 |  | 9/3/2014 12:00:00 AM | Not Yet Verified | Not Yet Verified | Not Yet Verified |  | 2.1 | 740 | 83.16 | 13.92 | 5 | 0.9 | 3061 | 85
P000004T3 | Anthony International | Optimax Pro Plastic frame lighting | 60-20844-[0,1]001[1,2] | Indoor Luminaires | Case Lighting | Vertical Refrigerated Case Luminaires | Standard | FALSE | [9 empty] | 9/3/2014 12:00:00 AM | Not Yet Verified | Not Yet Verified | Not Yet Verified |  |  | 1133 | 63.29 | 17.9 | 5 | 0.9 | 3921 | 85
P000004T6 | Anthony International | Optimax Pro Plastic frame lighting | 60-20844-[7,8]001[1,2] | Indoor Luminaires | Case Lighting | Vertical Refrigerated Case Luminaires | Standard | FALSE | [9 empty] | 9/3/2014 12:00:00 AM | Not Yet Verified | Not Yet Verified | Not Yet Verified |  |  | 1221 | 68.79 | 17.75 | 5 | 0.9 | 5041 | 85
P000004T8 | Anthony International | Optimax Pro Plastic frame lighting | 60-20844-[3,4]002[1,2] | Indoor Luminaires | Case Lighting | Vertical Refrigerated Case Luminaires | Standard | FALSE | [9 empty] | 9/3/2014 12:00:00 AM | Not Yet Verified | Not Yet Verified | Not Yet Verified |  |  | 1120 | 62.16 | 18.02 | 5 | 0.9 | 3472 | 85
P000004TB | Anthony International | Optimax Pro Plastic frame lighting | 60-20844-[0,1]003[1,2] | Indoor Luminaires | Case Lighting | Vertical Refrigerated Case Luminaires | Standard | FALSE | [9 empty] | 9/3/2014 12:00:00 AM | Not Yet Verified | Not Yet Verified | Not Yet Verified |  |  | 779 | 54.81 | 14.21 | 5 | 0.9 | 3910 | 85
P000004TC | Anthony International | Optimax Pro Plastic frame lighting | 60-20844-[3,4]003[1,2] | Indoor Luminaires | Case Lighting | Vertical Refrigerated Case Luminaires | Standard | FALSE | [9 empty] | 9/3/2014 12:00:00 AM | Not Yet Verified | Not Yet Verified | Not Yet Verified |  |  | 758 | 53.28 | 14.23 | 5 | 0.9 | 3466 | 85
P000004TN | Anthony International | Optimax Pro Plastic frame lighting | 60-20844-[3,4]006[1,2] | Indoor Luminaires | Case Lighting | Vertical Refrigerated Case Luminaires | Standard | FALSE | [9 empty] | 9/3/2014 12:00:00 AM | Not Yet Verified | Not Yet Verified | Not Yet Verified |  |  | 1082 | 60.11 | 18 | 5 | 0.9 | 3347 | 85
P000004TO | Anthony International | Optimax Pro Plastic frame lighting | 60-20844-[5,6]006[1,2] | Indoor Luminaires | Case Lighting | Vertical Refrigerated Case Luminaires | Standard | FALSE | [9 empty] | 9/3/2014 12:00:00 AM | Not Yet Verified | Not Yet Verified | Not Yet Verified |  |  | 1205 | 66.67 | 18.08 | 5 | 0.9 | 3057 | 85
P000004TA | Anthony International | Optimax Pro Plastic frame lighting | 60-20844-[7,8]002[1,2] | Indoor Luminaires | Case Lighting | Vertical Refrigerated Case Luminaires | Standard | FALSE | [9 empty] | 9/3/2014 12:00:00 AM | Not Yet Verified | Not Yet Verified | Not Yet Verified |  |  | 1339 | 69.63 | 19.23 | 5 | 0.9 | 5027 | 85
P000004TJ | Anthony International | Optimax Pro Plastic frame lighting | 60-20844-[3,4]005[1,2] | Indoor Luminaires | Case Lighting | Vertical Refrigerated Case Luminaires | Standard | FALSE | [9 empty] | 9/3/2014 12:00:00 AM | Not Yet Verified | Not Yet Verified | Not Yet Verified |  |  | 1123 | 62.16 | 18.07 | 5 | 0.9 | 3463 | 85
P000004TP | Anthony International | Optimax Pro Plastic frame lighting | 60-20844-[7,8]006[1,2] | Indoor Luminaires | Case Lighting | Vertical Refrigerated Case Luminaires | Standard | FALSE | [9 empty] | 9/3/2014 12:00:00 AM | Not Yet Verified | Not Yet Verified | Not Yet Verified |  |  | 1352 | 70.99 | 19.05 | 5 | 0.9 | 5024 | 85
P000004T4 | Anthony International | Optimax Pro Plastic frame lighting | 60-20844-[3,4]001[1,2] | Indoor Luminaires | Case Lighting | Vertical Refrigerated Case Luminaires | Standard | FALSE | [9 empty] | 9/3/2014 12:00:00 AM | Not Yet Verified | Not Yet Verified | Not Yet Verified |  |  | 1108 | 61.53 | 18.01 | 5 | 0.9 | 3463 | 85
P000004T5 | Anthony International | Optimax Pro Plastic frame lighting | 60-20844-[5,6]001[1,2] | Indoor Luminaires | Case Lighting | Vertical Refrigerated Case Luminaires | Standard | FALSE | [9 empty] | 9/3/2014 12:00:00 AM | Not Yet Verified | Not Yet Verified | Not Yet Verified |  |  | 1177 | 65.76 | 17.9 | 5 | 0.9 | 3047 | 85
P000004T7 | Anthony International | Optimax Pro Plastic frame lighting | 60-20844-[0,1]002[1,2] | Indoor Luminaires | Case Lighting | Vertical Refrigerated Case Luminaires | Standard | FALSE | [9 empty] | 9/3/2014 12:00:00 AM | Not Yet Verified | Not Yet Verified | Not Yet Verified |  |  | 1085 | 59.63 | 18.19 | 5 | 0.9 | 3903 | 85
P000004T9 | Anthony International | Optimax Pro Plastic frame lighting | 60-20844-[5,6]002[1,2] | Indoor Luminaires | Case Lighting | Vertical Refrigerated Case Luminaires | Standard | FALSE | [9 empty] | 9/3/2014 12:00:00 AM | Not Yet Verified | Not Yet Verified | Not Yet Verified |  |  | 1233 | 66.48 | 18.55 | 5 | 0.9 | 3052 | 85
P000004TD | Anthony International | Optimax Pro Plastic frame lighting | 60-20844-[5,6]003[1,2] | Indoor Luminaires | Case Lighting | Vertical Refrigerated Case Luminaires | Standard | FALSE | [9 empty] | 9/3/2014 12:00:00 AM | Not Yet Verified | Not Yet Verified | Not Yet Verified |  |  | 798 | 56.14 | 14.21 | 5 | 0.9 | 3062 | 85
P000004TE | Anthony International | Optimax Pro Plastic frame lighting | 60-20844-[7,8]003[1,2] | Indoor Luminaires | Case Lighting | Vertical Refrigerated Case Luminaires | Standard | FALSE | [9 empty] | 9/3/2014 12:00:00 AM | Not Yet Verified | Not Yet Verified | Not Yet Verified |  |  | 851 | 59.46 | 14.31 | 5 | 0.9 | 5009 | 85
P000004TF | Anthony International | Optimax Pro Plastic frame lighting | 60-20844-[0,1]004[1,2] | Indoor Luminaires | Case Lighting | Vertical Refrigerated Case Luminaires | Standard | FALSE | [9 empty] | 9/3/2014 12:00:00 AM | Not Yet Verified | Not Yet Verified | Not Yet Verified |  |  | 770 | 54.77 | 14.06 | 5 | 0.9 | 3939 | 85
P000004TH | Anthony International | Optimax Pro Plastic frame lighting | 60-20844-[7,8]004[1,2] | Indoor Luminaires | Case Lighting | Vertical Refrigerated Case Luminaires | Standard | FALSE | [9 empty] | 9/3/2014 12:00:00 AM | Not Yet Verified | Not Yet Verified | Not Yet Verified |  |  | 829 | 59.05 | 14.04 | 5 | 0.9 | 4994 | 85
P000004TK | Anthony International | Optimax Pro Plastic frame lighting | 60-20844-[5,6]005[1,2] | Indoor Luminaires | Case Lighting | Vertical Refrigerated Case Luminaires | Standard | FALSE | [9 empty] | 9/3/2014 12:00:00 AM | Not Yet Verified | Not Yet Verified | Not Yet Verified |  |  | 1269 | 68.32 | 18.58 | 5 | 0.9 | 3062 | 85
P000004TG | Anthony International | Optimax Pro Plastic frame lighting | 60-20844-[3,4]004[1,2] | Indoor Luminaires | Case Lighting | Vertical Refrigerated Case Luminaires | Standard | FALSE | [9 empty] | 9/3/2014 12:00:00 AM | Not Yet Verified | Not Yet Verified | Not Yet Verified |  |  | 776 | 55.25 | 14.05 | 5 | 0.9 | 3470 | 85
P000004TI | Anthony International | Optimax Pro Plastic frame lighting | 60-20844-[0,1]005[1,2] | Indoor Luminaires | Case Lighting | Vertical Refrigerated Case Luminaires | Standard | FALSE | [9 empty] | 9/3/2014 12:00:00 AM | Not Yet Verified | Not Yet Verified | Not Yet Verified |  |  | 1172 | 64.21 | 18.25 | 5 | 0.9 | 3885 | 85
P000004TL | Anthony International | Optimax Pro Plastic frame lighting | 60-20844-[7,8]005[1,2] | Indoor Luminaires | Case Lighting | Vertical Refrigerated Case Luminaires | Standard | FALSE | [9 empty] | 9/3/2014 12:00:00 AM | Not Yet Verified | Not Yet Verified | Not Yet Verified |  |  | 1305 | 71.94 | 18.14 | 5 | 0.9 | 5007 | 85
P000004TM | Anthony International | Optimax Pro Plastic frame lighting | 60-20844-[0,1]006[1,2] | Indoor Luminaires | Case Lighting | Vertical Refrigerated Case Luminaires | Standard | FALSE | [9 empty] | 9/3/2014 12:00:00 AM | Not Yet Verified | Not Yet Verified | Not Yet Verified |  |  | 1187 | 63.04 | 18.83 | 5 | 0.9 | 3909 | 85
P0000051M | Aristo Engineering Pte Ltd | ARISTO | AGT12S-30H8TFCUE | Indoor Luminaires | Case Lighting | Horizontal Refrigerated Case Luminaires | Standard | TRUE | 908.97 | 58.87 | 15.44 | 15.67 | 0.983 | 3008 | 86.3 | 5 |  | 1/22/2013 12:00:00 AM | Not Yet Verified | Not Yet Verified | Not Yet Verified |  | 1.7 | [5 empty] | 3000 | 80
P0000051N | Aristo Engineering Pte Ltd | ARISTO | AGT12N-30HZFFCUE | Indoor Luminaires | Case Lighting | Horizontal Refrigerated Case Luminaires | Standard | TRUE | 1853.7 | 65.29 | 28.39 | 15.89 | 0.995 | 3076 | 85.4 | 5 |  | 1/18/2013 12:00:00 AM | Not Yet Verified | Not Yet Verified | Not Yet Verified |  | 1.7 | [5 empty] | 3000 | 80
P0000051O | Aristo Engineering Pte Ltd | ARISTO | AGT12N-30HZFFCUE | Indoor Luminaires | Case Lighting | Vertical Refrigerated Case Luminaires | Standard | TRUE | 1853.7 | 65.29 | 28.39 | 15.89 | 0.995 | 3076 | 85.4 | 5 |  | 1/18/2013 12:00:00 AM | Not Yet Verified | Not Yet Verified | Not Yet Verified |  | 1.7 | [5 empty] | 3000 | 80
P0000051P | Aristo Engineering Pte Ltd | ARISTO | AGT12S-50H8TFCUD | Indoor Luminaires | Case Lighting | Horizontal Refrigerated Case Luminaires | Standard | TRUE | 962.24 | 64.45 | 14.93 | 14.97 | 0.982 | 4843 | 86.9 | 5 |  | 1/18/2013 12:00:00 AM | Not Yet Verified | Not Yet Verified | Not Yet Verified |  | 1.7 | [5 empty] | 5000 | 80
P0000051Q | Aristo Engineering Pte Ltd | LED Glow Tube | AGT12N-50HZFFCUE | Indoor Luminaires | Case Lighting | Vertical Refrigerated Case Luminaires | Standard | TRUE | 1876 | 59.09 | 31.75 | 7.48 | 0.927 | 4917 | 85.5 | 5 | 50000 | 4/8/2013 12:00:00 AM | Not Yet Verified | Not Yet Verified | Not Yet Verified |  | 1.7 | 1876 |  | 31.8 |  |  | 5000 | 85
P0000051R | Aristo Engineering Pte Ltd | LED Glow Tube | AGT12N-50HZFFCUE | Indoor Luminaires | Case Lighting | Horizontal Refrigerated Case Luminaires | Standard | TRUE | 1876 | 59.09 | 31.75 | 7.48 | 0.927 | 4917 | 85.5 | 5 | 50000 | 4/8/2013 12:00:00 AM | Not Yet Verified | Not Yet Verified | Not Yet Verified |  | 1.7 | 1876 |  | 31.8 |  |  | 5000 | 85
PZ627VZ3 | Arneg Canada | ARNEG | 34311897 | Indoor Luminaires | Case Lighting | Horizontal Refrigerated Case Luminaires | Standard | TRUE | 1447.8 | 87.75 | 16.5 | 20.4 | 0.962 | 5043 | 81.8 | 5 | 50000 | 7/7/2016 12:00:00 AM | Not Dimmable | Not Dimmable | No |  | 3.1 | 1445 | 85 | 17 | 20 | 0.95 | 5000 | 80
PQY6GZ5U | Arneg Canada | ARNEG | 34311762 | Indoor Luminaires | Case Lighting | Horizontal Refrigerated Case Luminaires | Standard | TRUE | 383.05 | 50 | 7 | 24.2 | 0.896 | 2982 | 81.6 | 5 | 50000 | 7/7/2016 12:00:00 AM | Not Dimmable | Not Dimmable | No |  | 3.1 | 400 | 50 | 8 | 20 | 0.95 | 3000 | 80
PVPT9QZT | Arneg Canada | ARNEG | 34311892 | Indoor Luminaires | Case Lighting | Horizontal Refrigerated Case Luminaires | Standard | FALSE | [9 empty] | 7/7/2016 12:00:00 AM | Not Dimmable | Not Dimmable | No |  |  | 400 | 50 | 8 | 20 | 0.95 | 5000 | 80
P7JR4EVZ | Arneg Canada | ARNEG | 34311763 | Indoor Luminaires | Case Lighting | Horizontal Refrigerated Case Luminaires | Standard | FALSE | [9 empty] | 7/7/2016 12:00:00 AM | Not Dimmable | Not Dimmable | No |  |  | 700 | 80 | 10 | 20 | 0.95 | 3000 | 80
PBAVHS12 | Arneg Canada | ARNEG | 34311874 | Indoor Luminaires | Case Lighting | Horizontal Refrigerated Case Luminaires | Standard | FALSE | [9 empty] | 7/7/2016 12:00:00 AM | Not Dimmable | Not Dimmable | No |  |  | 700 | 80 | 10 | 20 | 0.95 | 3500 | 80
P89N7853 | Arneg Canada | ARNEG | 34311765 | Indoor Luminaires | Case Lighting | Horizontal Refrigerated Case Luminaires | Standard | FALSE | [9 empty] | 7/7/2016 12:00:00 AM | Not Dimmable | Not Dimmable | No |  |  | 960 | 80 | 12 | 20 | 0.95 | 3000 | 80
P3V2XQCY | Arneg Canada | ARNEG | 34311766 | Indoor Luminaires | Case Lighting | Horizontal Refrigerated Case Luminaires | Standard | FALSE | [9 empty] | 7/7/2016 12:00:00 AM | Not Dimmable | Not Dimmable | No |  |  | 1200 | 80 | 15 | 20 | 0.95 | 3000 | 80
P5MHCDR5 | Arneg Canada | ARNEG | 34311767 | Indoor Luminaires | Case Lighting | Horizontal Refrigerated Case Luminaires | Standard | FALSE | [9 empty] | 7/7/2016 12:00:00 AM | Not Dimmable | Not Dimmable | No |  |  | 1445 | 85 | 17 | 20 | 0.95 | 3000 | 80
P65XE4PK | Arneg Canada | ARNEG | 34311873 | Indoor Luminaires | Case Lighting | Horizontal Refrigerated Case Luminaires | Standard | FALSE | [9 empty] | 7/7/2016 12:00:00 AM | Not Dimmable | Not Dimmable | No |  |  | 400 | 50 | 8 | 20 | 0.95 | 3500 | 80
PUFNRV1C | Arneg Canada | ARNEG | 34311784 | Indoor Luminaires | Case Lighting | Horizontal Refrigerated Case Luminaires | Standard | FALSE | [9 empty] | 7/7/2016 12:00:00 AM | Not Dimmable | Not Dimmable | No |  |  | 880 | 80 | 11 | 20 | 0.95 | 4000 | 80
PKWYDW6S | Arneg Canada | ARNEG | 34311785 | Indoor Luminaires | Case Lighting | Horizontal Refrigerated Case Luminaires | Standard | FALSE | [9 empty] | 7/7/2016 12:00:00 AM | Not Dimmable | Not Dimmable | No |  |  | 960 | 80 | 12 | 20 | 0.95 | 4000 | 80
PW7H6ZWN | Arneg Canada | ARNEG | 34311787 | Indoor Luminaires | Case Lighting | Horizontal Refrigerated Case Luminaires | Standard | FALSE | [9 empty] | 7/7/2016 12:00:00 AM | Not Dimmable | Not Dimmable | No |  |  | 1445 | 85 | 17 | 20 | 0.95 | 4000 | 80
PBU1W8KS | Arneg Canada | ARNEG | 34311782 | Indoor Luminaires | Case Lighting | Horizontal Refrigerated Case Luminaires | Standard | FALSE | [9 empty] | 7/7/2016 12:00:00 AM | Not Dimmable | Not Dimmable | No |  |  | 400 | 50 | 8 | 20 | 0.95 | 4000 | 80
PAKSSHW4 | Arneg Canada | ARNEG | 34311893 | Indoor Luminaires | Case Lighting | Horizontal Refrigerated Case Luminaires | Standard | FALSE | [9 empty] | 7/7/2016 12:00:00 AM | Not Dimmable | Not Dimmable | No |  |  | 700 | 80 | 10 | 20 | 0.95 | 5000 | 80
PH925ZG6 | Arneg Canada | ARNEG | 34311877 | Indoor Luminaires | Case Lighting | Horizontal Refrigerated Case Luminaires | Standard | FALSE | [9 empty] | 7/7/2016 12:00:00 AM | Not Dimmable | Not Dimmable | No |  |  | 1200 | 80 | 15 | 20 | 0.95 | 3500 | 80
P3QD68FX | Arneg Canada | ARNEG | 34311786 | Indoor Luminaires | Case Lighting | Horizontal Refrigerated Case Luminaires | Standard | FALSE | [9 empty] | 7/7/2016 12:00:00 AM | Not Dimmable | Not Dimmable | No |  |  | 1200 | 80 | 15 | 20 | 0.95 | 4000 | 80
P99P7ZP4 | Arneg Canada | ARNEG | 34311896 | Indoor Luminaires | Case Lighting | Horizontal Refrigerated Case Luminaires | Standard | FALSE | [9 empty] | 7/7/2016 12:00:00 AM | Not Dimmable | Not Dimmable | No |  |  | 1200 | 80 | 15 | 20 | 0.95 | 5000 | 80
PSS7M8G6 | Arneg Canada | ARNEG | 34311783 | Indoor Luminaires | Case Lighting | Horizontal Refrigerated Case Luminaires | Standard | FALSE | [9 empty] | 7/7/2016 12:00:00 AM | Not Dimmable | Not Dimmable | No |  |  | 700 | 80 | 10 | 20 | 0.95 | 4000 | 80
PJNGJFB9 | Arneg Canada | ARNEG | 34311764 | Indoor Luminaires | Case Lighting | Horizontal Refrigerated Case Luminaires | Standard | FALSE | [9 empty] | 7/7/2016 12:00:00 AM | Not Dimmable | Not Dimmable | No |  |  | 880 | 80 | 11 | 20 | 0.95 | 3000 | 80
P7VXSTW6 | Arneg Canada | ARNEG | 34311894 | Indoor Luminaires | Case Lighting | Horizontal Refrigerated Case Luminaires | Standard | FALSE | [9 empty] | 7/7/2016 12:00:00 AM | Not Dimmable | Not Dimmable | No |  |  | 880 | 80 | 11 | 20 | 0.95 | 5000 | 80
PEDAY62M | Arneg Canada | ARNEG | 34311895 | Indoor Luminaires | Case Lighting | Horizontal Refrigerated Case Luminaires | Standard | FALSE | [9 empty] | 7/7/2016 12:00:00 AM | Not Dimmable | Not Dimmable | No |  |  | 960 | 80 | 12 | 20 | 0.95 | 5000 | 80
PWGMY4VA | Arneg Canada | ARNEG | 34311875 | Indoor Luminaires | Case Lighting | Horizontal Refrigerated Case Luminaires | Standard | FALSE | [9 empty] | 7/7/2016 12:00:00 AM | Not Dimmable | Not Dimmable | No |  |  | 880 | 80 | 11 | 20 | 0.95 | 3500 | 80
PXN8MY26 | Arneg Canada | ARNEG | 34311876 | Indoor Luminaires | Case Lighting | Horizontal Refrigerated Case Luminaires | Standard | FALSE | [9 empty] | 7/7/2016 12:00:00 AM | Not Dimmable | Not Dimmable | No |  |  | 960 | 80 | 12 | 20 | 0.95 | 3500 | 80
P3FZJZHC | Arneg Canada | ARNEG | 34311878 | Indoor Luminaires | Case Lighting | Horizontal Refrigerated Case Luminaires | Standard | FALSE | [9 empty] | 7/7/2016 12:00:00 AM | Not Dimmable | Not Dimmable | No |  |  | 1445 | 85 | 17 | 20 | 0.95 | 3500 | 80
P5W5CP76 | Arneg Canada | ARNEG | 34311777 | Indoor Luminaires | Case Lighting | Horizontal Refrigerated Case Luminaires | Standard | TRUE | 2512.54 | 85.11 | 29.5 | 13.1 | 0.984 | 3000 | 81.6 | 5 | 50000 | 7/12/2016 12:00:00 AM | Not Dimmable | Not Dimmable | No |  | 4 | 2850 | 95 | 30 | 20 | 0.95 | 3000 | 80
PQPE6P31 | Arneg Canada | ARNEG | 34311887 | Indoor Luminaires | Case Lighting | Horizontal Refrigerated Case Luminaires | Standard | FALSE | [9 empty] | 7/12/2016 12:00:00 AM | Not Dimmable | Not Dimmable | No |  |  | 2850 | 95 | 30 | 20 | 0.95 | 3500 | 80
PKEJXRBQ | Arneg Canada | ARNEG | 34311831 | Indoor Luminaires | Case Lighting | Horizontal Refrigerated Case Luminaires | Standard | FALSE | [9 empty] | 7/12/2016 12:00:00 AM | Not Dimmable | Not Dimmable | No |  |  | 2850 | 95 | 30 | 20 | 0.95 | 4000 | 80
P67TZNEC | Arneg Canada | ARNEG | 34311907 | Indoor Luminaires | Case Lighting | Horizontal Refrigerated Case Luminaires | Standard | FALSE | [9 empty] | 7/12/2016 12:00:00 AM | Not Dimmable | Not Dimmable | No |  |  | 2850 | 95 | 30 | 20 | 0.95 | 5000 | 80
PE2X1289 | Arneg Canada | ARNEG | 34311776 | Indoor Luminaires | Case Lighting | Horizontal Refrigerated Case Luminaires | Standard | TRUE | 1931.99 | 80 | 24.15 | 15.3 | 0.978 | 2999 | 81.5 | 5 | 50000 | 7/12/2016 12:00:00 AM | Not Dimmable | Not Dimmable | No |  | 4 | 2000 | 80 | 25 | 20 | 0.95 | 3000 | 80
PSDH7NV9 | Arneg Canada | ARNEG | 34311886 | Indoor Luminaires | Case Lighting | Horizontal Refrigerated Case Luminaires | Standard | FALSE | [9 empty] | 7/12/2016 12:00:00 AM | Not Dimmable | Not Dimmable | No |  |  | 2000 | 80 | 25 | 20 | 0.95 | 3500 | 80
P6D4ZD8D | Arneg Canada | ARNEG | 34311796 | Indoor Luminaires | Case Lighting | Horizontal Refrigerated Case Luminaires | Standard | FALSE | [9 empty] | 7/12/2016 12:00:00 AM | Not Dimmable | Not Dimmable | No |  |  | 2000 | 80 | 25 | 20 | 0.95 | 4000 | 80
PW18ZAR8 | Arneg Canada | ARNEG | 34311906 | Indoor Luminaires | Case Lighting | Horizontal Refrigerated Case Luminaires | Standard | FALSE | [9 empty] | 7/12/2016 12:00:00 AM | Not Dimmable | Not Dimmable | No |  |  | 2000 | 80 | 25 | 20 | 0.95 | 5000 | 80
PGURFSWE | Arneg Canada | ARNEG | 34311775 | Indoor Luminaires | Case Lighting | Horizontal Refrigerated Case Luminaires | Standard | TRUE | 1525.96 | 81.32 | 19.01 | 18.3 | 0.97 | 2995 | 81.4 | 5 | 50000 | 7/13/2016 12:00:00 AM | Not Dimmable | Not Dimmable | No |  | 4 | 1600 | 80 | 20 | 20 | 0.95 | 3000 | 80
PWW5V6GV | Arneg Canada | ARNEG | 34311795 | Indoor Luminaires | Case Lighting | Horizontal Refrigerated Case Luminaires | Standard | FALSE | [9 empty] | 7/13/2016 12:00:00 AM | Not Dimmable | Not Dimmable | No |  |  | 1600 | 80 | 20 | 20 | 0.95 | 4000 | 80
PHRRMY9V | Arneg Canada | ARNEG | 34311885 | Indoor Luminaires | Case Lighting | Horizontal Refrigerated Case Luminaires | Standard | FALSE | [9 empty] | 7/13/2016 12:00:00 AM | Not Dimmable | Not Dimmable | No |  |  | 1600 | 80 | 20 | 20 | 0.95 | 3500 | 80
PBDVGZ63 | Arneg Canada | ARNEG | 34311905 | Indoor Luminaires | Case Lighting | Horizontal Refrigerated Case Luminaires | Standard | FALSE | [9 empty] | 7/13/2016 12:00:00 AM | Not Dimmable | Not Dimmable | No |  |  | 1600 | 80 | 20 | 20 | 0.95 | 5000 | 80
PDYMCU8V | Arneg Canada | ARNEG | 34311774 | Indoor Luminaires | Case Lighting | Horizontal Refrigerated Case Luminaires | Standard | TRUE | 1305.1 | 79.29 | 16.46 | 24.9 | 0.961 | 2999 | 81.6 | 5 | 50000 | 7/13/2016 12:00:00 AM | Not Dimmable | Not Dimmable | No |  | 4 | 1360 | 80 | 17 | 20 | 0.95 | 3000 | 80
P9ZCNHUE | Arneg Canada | ARNEG | 34311794 | Indoor Luminaires | Case Lighting | Horizontal Refrigerated Case Luminaires | Standard | FALSE | [9 empty] | 7/13/2016 12:00:00 AM | Not Dimmable | Not Dimmable | No |  |  | 1360 | 80 | 17 | 20 | 0.95 | 4000 | 80
PR583ZNK | Arneg Canada | ARNEG | 34311904 | Indoor Luminaires | Case Lighting | Horizontal Refrigerated Case Luminaires | Standard | FALSE | [9 empty] | 7/13/2016 12:00:00 AM | Not Dimmable | Not Dimmable | No |  |  | 1360 | 80 | 17 | 20 | 0.95 | 5000 | 80
PWAGJXG8 | Arneg Canada | ARNEG | 34311884 | Indoor Luminaires | Case Lighting | Horizontal Refrigerated Case Luminaires | Standard | FALSE | [9 empty] | 7/13/2016 12:00:00 AM | Not Dimmable | Not Dimmable | No |  |  | 1360 | 80 | 17 | 20 | 0.95 | 3500 | 80
PYMHWGJZ | ATG Electronics Corp. | ATG Electronics Corp. | FZL-5K-5FT-HL | Indoor Luminaires | Case Lighting | Horizontal Refrigerated Case Luminaires | Standard | TRUE | 3266.8 | 127.2 | 25.68 | 17.78 | 0.8899 | 5098 | 82.9 | 5 | 50000 | 7/26/2016 12:00:00 AM | Not Dimmable | Not Dimmable | No |  | 3.1 | 3200 | 127 | 26 | 17.78 | 0.9 | 5000 | 83
P491HZH2 | ATG Electronics Corp. | ATG Electronics | FZL-4K-5FT | Indoor Luminaires | Case Lighting | Horizontal Refrigerated Case Luminaires | Standard | TRUE | 1914.7 | 129.96 | 14.73 | 7.98 | 0.9803 | 4119 | 84.5 | 5 |  | 4/25/2016 12:00:00 AM | Not Dimmable | Not Dimmable | No |  | 3.1 | 1900 | 130 | 15 | 10 | 0.95 | 4000 | 85
PH3H3T32 | ATG Electronics Corp. | ATG Electronics | FZL-5K-5FT | Indoor Luminaires | Case Lighting | Horizontal Refrigerated Case Luminaires | Standard | FALSE | [9 empty] | 4/25/2016 12:00:00 AM | Not Dimmable | Not Dimmable | No |  |  | 2000 | 137 | 15 | 10 | 0.95 | 5000 | 85
P8SF1864 | ATG Electronics Corp. | ATG Electronics Corp. | FZL-4K-6FT | Indoor Luminaires | Case Lighting | Horizontal Refrigerated Case Luminaires | Standard | TRUE | 2048.5 | 114.79 | 17.85 | 15.05 | 0.9817 | 4102 | 84.3 | 5 | 50000 | 5/17/2016 12:00:00 AM | Not Dimmable | Not Dimmable | No |  | 3 | 2050 | 115 | 18 | 10 | 0.95 | 4000 | 85
PDDB8B39 | ATG Electronics Corp. | ATG Electronics Corp. | FZL-5K-6FT | Indoor Luminaires | Case Lighting | Horizontal Refrigerated Case Luminaires | Standard | FALSE | [9 empty] | 5/17/2016 12:00:00 AM | Not Dimmable | Not Dimmable | No |  |  | 2100 | 118 | 18 | 10 | 0.95 | 5000 | 85
PBM19HEE | ATG Electronics Corp. | ATG Electronics Corp. | FZL-5K-6FT-HL | Indoor Luminaires | Case Lighting | Horizontal Refrigerated Case Luminaires | Standard | TRUE | 3624.9 | 112.85 | 32.12 | 12.97 | 0.9287 | 4942 | 82.9 | 5 | 94000 | 9/15/2016 12:00:00 AM | Not Dimmable | Not Dimmable | No |  | 4 | 3600 | 112 | 32 | 13 | 0.93 | 5000 | 83
P0000053O | Atlas Lighting Products | Atlas Lighting Products | ILW25LED2XXX | Indoor Luminaires | Case Lighting | Horizontal Refrigerated Case Luminaires | Standard | TRUE | 2207 | 90.5 | 24.36 | 11.7 | 0.894 | 4148 | 86.7 | 5 | 100000 | 10/21/2013 12:00:00 AM | Not Yet Verified | Not Yet Verified | Not Yet Verified |  | 2.1 | 2252 | 92 | 24.39 |  |  | 4100
P0000053P | Atlas Lighting Products | Atlas Lighting Products | ILW48LED4XXX | Indoor Luminaires | Case Lighting | Horizontal Refrigerated Case Luminaires | Standard | TRUE | 4528 | 94.5 | 47.88 | 6.52 | 0.976 | 4155 | 86.6 | 5 | 100000 | 10/21/2013 12:00:00 AM | Not Yet Verified | Not Yet Verified | Not Yet Verified |  | 2.1 | 4640 | 97 | 47.81 |  |  | 4100 | 87
PKW62U8K | Beyond LED Technology | Beyond | 102301 | Indoor Luminaires | Case Lighting | Vertical Refrigerated Case Luminaires | Standard | TRUE | 3990.165 | 127.69 | 31.25 | 17.73 | 0.981 | 5290 | 83 | 5 | 50000 | 9/1/2015 12:00:00 AM | Not Dimmable | Not Dimmable | Not Yet Verified |  | 2.1 | 3990.165 | 127.69 | 31.25 | 17.73 | 0.981 | 5290 | 83
PR3ZM9KN | Beyond LED Technology | Beyond | 101782 | Indoor Luminaires | Case Lighting | Vertical Refrigerated Case Luminaires | Standard | TRUE | 3130.52 | 133.95 | 23.37 | 17.43 | 0.957 | 5100 | 83.2 | 5 | 50000 | 9/1/2015 12:00:00 AM | Not Dimmable | Not Dimmable | Not Yet Verified |  | 2.1 | 3130.52 | 133.95 | 23.37 | 17.43 | 0.957 | 5100 | 83.2
P00001I80 | Choice Lightech USA | Choice Lightech USA | CLT-1200W15 | Indoor Luminaires | Case Lighting | Display Case Luminaires | Standard | TRUE | 747 | 49.5 | 15.06 | 14.3 | 0.92 | 5209 | 84.2 | 5 | 50000 | 1/22/2014 12:00:00 AM | Not Yet Verified | Not Yet Verified | Not Yet Verified |  | 2.1 | 1350 | 85 | 15.5 |  | 0.9 | 5000 | 80
P00001I82 | Choice Lightech USA | Choice Lightech USA | CLT-1800W23 | Indoor Luminaires | Case Lighting | Display Case Luminaires | Standard | FALSE | [9 empty] | 1/22/2014 12:00:00 AM | Not Yet Verified | Not Yet Verified | Not Yet Verified |  |  | 2100 | 85 | 23.5 |  | 0.9 | 5000 | 80
P00001I81 | Choice Lightech USA | Choice Lightech USA | CLT-1500W19 | Indoor Luminaires | Case Lighting | Display Case Luminaires | Standard | FALSE | [9 empty] | 1/22/2014 12:00:00 AM | Not Yet Verified | Not Yet Verified | Not Yet Verified |  |  | 1750 | 85 | 19.5 |  | 0.9 | 5000 | 80
P00001KII | Digilite LED | DigiLite LED | HILS-LSW048TP-3K (L-4FT 3000K) [120V to 220V] | Indoor Luminaires | Case Lighting | Horizontal Refrigerated Case Luminaires | Standard | TRUE | 902.7 | 79 | 11.41 | 14 | 0.92 | 2965 | 83.6 | 5 | 50000 | 8/22/2014 12:00:00 AM | Not Yet Verified | Not Yet Verified | Not Yet Verified |  | 2.1 | 903 | 80 | 11.42 |  |  | 3000 | 84
P00001KIQ | Digilite LED | Digilite LED | HILS-HSW072TP-4K (H-4FT 4000K) | Indoor Luminaires | Case Lighting | Horizontal Refrigerated Case Luminaires | Standard | FALSE | [9 empty] | 8/22/2014 12:00:00 AM | Not Yet Verified | Not Yet Verified | Not Yet Verified |  |  | 1371 | 80 | 18.07 |  |  | 4057 | 85
P00001KIK | Digilite LED | Digilite LED | HILS-HSW090TP-4K (H-5FT 4000K) | Indoor Luminaires | Case Lighting | Horizontal Refrigerated Case Luminaires | Standard | FALSE | [9 empty] | 8/22/2014 12:00:00 AM | Not Yet Verified | Not Yet Verified | Not Yet Verified |  |  | 1750 | 82 | 22.7 |  |  | 4000 | 85
P00001KIT | Digilite LED | Digilite LED | HILS-LSW048TP-5K (L-4FT 5000K) | Indoor Luminaires | Case Lighting | Horizontal Refrigerated Case Luminaires | Standard | FALSE | [9 empty] | 8/22/2014 12:00:00 AM | Not Yet Verified | Not Yet Verified | Not Yet Verified |  |  | 994 | 87 | 11.42 |  |  | 5000 | 86
P00001KIO | Digilite LED | Digilite LED | HILS-LSW060TP-5K (L-5FT 5000K) | Indoor Luminaires | Case Lighting | Horizontal Refrigerated Case Luminaires | Standard | FALSE | [9 empty] | 8/22/2014 12:00:00 AM | Not Yet Verified | Not Yet Verified | Not Yet Verified |  |  | 1242 | 87 | 14.28 |  |  | 5000 | 86
P00001KIL | Digilite LED | Digilite LED | HILS-HSW090TP-5K (H-5FT 5000K) | Indoor Luminaires | Case Lighting | Horizontal Refrigerated Case Luminaires | Standard | FALSE | [9 empty] | 8/22/2014 12:00:00 AM | Not Yet Verified | Not Yet Verified | Not Yet Verified |  |  | 1878 | 88 | 22.7 |  |  | 5000 | 86
P00001KIN | Digilite LED | Digilite LED | HILS-LSW060TP-4K (L-5FT 4000K) | Indoor Luminaires | Case Lighting | Horizontal Refrigerated Case Luminaires | Standard | FALSE | [9 empty] | 8/22/2014 12:00:00 AM | Not Yet Verified | Not Yet Verified | Not Yet Verified |  |  | 1171 | 82 | 14.28 |  |  | 4000 | 85
P00001KIR | Digilite LED | Digilite LED | HILS-HSW072TP-5K (H-4FT 5000K) | Indoor Luminaires | Case Lighting | Horizontal Refrigerated Case Luminaires | Standard | FALSE | [9 empty] | 8/22/2014 12:00:00 AM | Not Yet Verified | Not Yet Verified | Not Yet Verified |  |  | 1506 | 88 | 18.07 |  |  | 5178 | 86
P00001KIM | Digilite LED | Digilite LED | HILS-LSW060TP-3K (L-5FT 3000K) | Indoor Luminaires | Case Lighting | Horizontal Refrigerated Case Luminaires | Standard | FALSE | [9 empty] | 8/22/2014 12:00:00 AM | Not Yet Verified | Not Yet Verified | Not Yet Verified |  |  | 1142 | 80 | 14.28 |  |  | 3000 | 84
P00001KIP | Digilite LED | Digilite LED | HILS-HSW072TP-3K (H-4FT 3000K) | Indoor Luminaires | Case Lighting | Horizontal Refrigerated Case Luminaires | Standard | FALSE | [9 empty] | 8/22/2014 12:00:00 AM | Not Yet Verified | Not Yet Verified | Not Yet Verified |  |  | 1349 | 80 | 18.07 |  |  | 3000 | 84
P00001KIS | Digilite LED | Digilite LED | HILS-LSW048TP-4K (L-4FT 4000K) | Indoor Luminaires | Case Lighting | Horizontal Refrigerated Case Luminaires | Standard | FALSE | [9 empty] | 8/22/2014 12:00:00 AM | Not Yet Verified | Not Yet Verified | Not Yet Verified |  |  | 931 | 82 | 11.42 |  |  | 4065 | 85
P00001KIJ | Digilite LED | Digilite LED | HILS-HSW090TP-3K (H-5FT 3000K) | Indoor Luminaires | Case Lighting | Horizontal Refrigerated Case Luminaires | Standard | FALSE | [9 empty] | 8/22/2014 12:00:00 AM | Not Yet Verified | Not Yet Verified | Not Yet Verified |  |  | 1707 | 80 | 22.7 |  |  | 3000 | 84
PHDXDXE5 | Digilite LED | Digilite | ZY-22W1800 LED VERTICAL REFRIGERATOR LIGHT (FROSTED COVER)(3000K) | Indoor Luminaires | Case Lighting | Vertical Refrigerated Case Luminaires | Standard | TRUE | 1938.4 | 87.16 | 22.24 | 14.98 | 0.9283 | 2913 | 81.4 | 5 | 50000 | 6/10/2016 12:00:00 AM | Not Dimmable | Not Dimmable | Not Yet Verified |  | 2.1 | 1938 | 87 | 22 |  | 0.9 | 3000 | 80
P2TNBXHJ | Digilite LED | Digilite | ZY-22W1800 LED VERTICAL REFRIGERATOR LIGHT (FROSTED COVER)(3500K) | Indoor Luminaires | Case Lighting | Vertical Refrigerated Case Luminaires | Standard | FALSE | [9 empty] | 6/10/2016 12:00:00 AM | Not Dimmable | Not Dimmable | Not Yet Verified |  |  | 1938 | 87 | 22 |  | 0.9 | 3500 | 80
P3FWQ2DF | Digilite LED | Digilite | ZY-22W1800 LED VERTICAL REFRIGERATOR LIGHT (FROSTED COVER)(5000K) | Indoor Luminaires | Case Lighting | Vertical Refrigerated Case Luminaires | Standard | FALSE | [9 empty] | 6/10/2016 12:00:00 AM | Not Dimmable | Not Dimmable | Not Yet Verified |  |  | 1938 | 87 | 22 |  | 0.9 | 5000 | 80
PXBXB8J3 | Digilite LED | Digilite | ZY-22W1800 LED VERTICAL REFRIGERATOR LIGHT (FROSTED COVER)(4000K) | Indoor Luminaires | Case Lighting | Vertical Refrigerated Case Luminaires | Standard | FALSE | [9 empty] | 6/10/2016 12:00:00 AM | Not Dimmable | Not Dimmable | Not Yet Verified |  |  | 1938 | 87 | 22 |  | 0.9 | 4000 | 80
PK2D2JUJ | Digilite LED | Digilite | ZY-22W1800 LED VERTICAL REFRIGERATOR LIGHT (FROSTED COVER)(4500K) | Indoor Luminaires | Case Lighting | Vertical Refrigerated Case Luminaires | Standard | FALSE | [9 empty] | 6/10/2016 12:00:00 AM | Not Dimmable | Not Dimmable | Not Yet Verified |  |  | 1938 | 87 | 22 |  | 0.9 | 4500 | 80
PB4WRTFH | Digilite LED | Digilite | ZY-22W1800 LED VERTICAL REFRIGERATOR LIGHT (CLEAR COVER)(3000K) | Indoor Luminaires | Case Lighting | Vertical Refrigerated Case Luminaires | Standard | TRUE | 2652.2 | 116.17 | 22.83 | 13.85 | 0.9144 | 2857 | 80.9 | 5 | 50000 | 6/10/2016 12:00:00 AM | Not Dimmable | Not Dimmable | Not Yet Verified |  | 2.1 | 2552 | 116 | 22 |  | 0.9 | 3000 | 80
PR7ZE6VV | Digilite LED | Digilite | ZY-22W1800 LED VERTICAL REFRIGERATOR LIGHT (CLEAR COVER)(5000K) | Indoor Luminaires | Case Lighting | Vertical Refrigerated Case Luminaires | Standard | FALSE | [9 empty] | 6/10/2016 12:00:00 AM | Not Dimmable | Not Dimmable | Not Yet Verified |  |  | 2552 | 116 | 22 |  | 0.9 | 5000 | 80
P63EAYU3 | Digilite LED | Digilite | ZY-22W1800 LED VERTICAL REFRIGERATOR LIGHT (CLEAR COVER)(3500K) | Indoor Luminaires | Case Lighting | Vertical Refrigerated Case Luminaires | Standard | FALSE | [9 empty] | 6/10/2016 12:00:00 AM | Not Dimmable | Not Dimmable | Not Yet Verified |  |  | 2552 | 116 | 22 |  | 0.9 | 3500 | 80
PBABY5BT | Digilite LED | Digilite | ZY-22W1800 LED VERTICAL REFRIGERATOR LIGHT (CLEAR COVER)(4500K) | Indoor Luminaires | Case Lighting | Vertical Refrigerated Case Luminaires | Standard | FALSE | [9 empty] | 6/10/2016 12:00:00 AM | Not Dimmable | Not Dimmable | Not Yet Verified |  |  | 2552 | 116 | 22 |  | 0.9 | 4500 | 80
PQTXSU61 | Digilite LED | Digilite | ZY-22W1800 LED VERTICAL REFRIGERATOR LIGHT (CLEAR COVER)(4000K) | Indoor Luminaires | Case Lighting | Vertical Refrigerated Case Luminaires | Standard | FALSE | [9 empty] | 6/10/2016 12:00:00 AM | Not Dimmable | Not Dimmable | Not Yet Verified |  |  | 2552 | 116 | 22 |  | 0.9 | 4000 | 80
P9YRSD1Z | DongGuan Pan American Electronics Co.,Ltd | PAN AMERICAN | ZY-18W1200 LED HORIZONTAL REFRIGERATOR LIGHT (3000K clear lens) | Indoor Luminaires | Case Lighting | Horizontal Refrigerated Case Luminaires | Standard | TRUE | 2087.8 | 123.13 | 16.96 | 10.6 | 0.9097 | 2997 | 82.3 | 5 | 50000 | 9/2/2015 12:00:00 AM | Not Dimmable | Not Dimmable | Not Yet Verified |  | 2.1 | 2087.8 | 123.13 | 17 |  |  | 3000
PKSMJB86 | DongGuan Pan American Electronics Co.,Ltd | PAN AMERICAN | ZY-18W1200 LED HORIZONTAL REFRIGERATOR LIGHT (4000K clear lens) | Indoor Luminaires | Case Lighting | Horizontal Refrigerated Case Luminaires | Standard | FALSE | [9 empty] | 9/2/2015 12:00:00 AM | Not Dimmable | Not Dimmable | Not Yet Verified |  |  | 2087.8 | 123.13 | 17 |  |  | 4000
PK92X2WP | DongGuan Pan American Electronics Co.,Ltd | PAN AMERICAN | ZY-18W1200 LED HORIZONTAL REFRIGERATOR LIGHT (4500K clear lens) | Indoor Luminaires | Case Lighting | Horizontal Refrigerated Case Luminaires | Standard | FALSE | [9 empty] | 9/2/2015 12:00:00 AM | Not Dimmable | Not Dimmable | Not Yet Verified |  |  | 2087.8 | 123.13 | 17 |  |  | 4500
P3BAZM6K | DongGuan Pan American Electronics Co.,Ltd | PAN AMERICAN | ZY-18W1200 LED HORIZONTAL REFRIGERATOR LIGHT (3500K clear lens) | Indoor Luminaires | Case Lighting | Horizontal Refrigerated Case Luminaires | Standard | FALSE | [9 empty] | 9/2/2015 12:00:00 AM | Not Dimmable | Not Dimmable | Not Yet Verified |  |  | 2087.8 | 123.13 | 17 |  |  | 3500
PJEZEVMQ | DongGuan Pan American Electronics Co.,Ltd | PAN AMERICAN | ZY-18W1200 LED HORIZONTAL REFRIGERATOR LIGHT (5000K clear lens) | Indoor Luminaires | Case Lighting | Horizontal Refrigerated Case Luminaires | Standard | FALSE | [9 empty] | 9/2/2015 12:00:00 AM | Not Dimmable | Not Dimmable | Not Yet Verified |  |  | 2087.8 | 123.13 | 17 |  |  | 5000
PPSSD99J | DongGuan Pan American Electronics Co.,Ltd | PAN AMERICAN | ZY-20W1500 LED HORIZONTAL REFRIGERATOR LIGHT (3000K clear lens) | Indoor Luminaires | Case Lighting | Horizontal Refrigerated Case Luminaires | Standard | TRUE | 2228.1 | 126.18 | 17.66 | 16.98 | 0.9056 | 2907 | 81.4 | 5 | 50000 | 9/2/2015 12:00:00 AM | Not Dimmable | Not Dimmable | Not Yet Verified |  | 2.1 | 2228.1 | 126.18 | 18 |  |  | 3000
PCPZX17P | DongGuan Pan American Electronics Co.,Ltd | PAN AMERICAN | ZY-20W1500 LED HORIZONTAL REFRIGERATOR LIGHT (4000K clear lens) | Indoor Luminaires | Case Lighting | Horizontal Refrigerated Case Luminaires | Standard | FALSE | [9 empty] | 9/2/2015 12:00:00 AM | Not Dimmable | Not Dimmable | Not Yet Verified |  |  | 2228.1 | 126.18 | 18 |  |  | 4000
PWR225QB | DongGuan Pan American Electronics Co.,Ltd | PAN AMERICAN | ZY-20W1500 LED HORIZONTAL REFRIGERATOR LIGHT (4500K clear lens) | Indoor Luminaires | Case Lighting | Horizontal Refrigerated Case Luminaires | Standard | FALSE | [9 empty] | 9/2/2015 12:00:00 AM | Not Dimmable | Not Dimmable | Not Yet Verified |  |  | 2228.1 | 126.18 | 18 |  |  | 4500
PEBF3NFG | DongGuan Pan American Electronics Co.,Ltd | PAN AMERICAN | ZY-20W1500 LED HORIZONTAL REFRIGERATOR LIGHT (5000K clear lens) | Indoor Luminaires | Case Lighting | Horizontal Refrigerated Case Luminaires | Standard | FALSE | [9 empty] | 9/2/2015 12:00:00 AM | Not Dimmable | Not Dimmable | Not Yet Verified |  |  | 2228.1 | 126.18 | 18 |  |  | 5000
P4CTFJ97 | DongGuan Pan American Electronics Co.,Ltd | PAN AMERICAN | ZY-20W1500 LED HORIZONTAL REFRIGERATOR LIGHT (3500K clear lens) | Indoor Luminaires | Case Lighting | Horizontal Refrigerated Case Luminaires | Standard | FALSE | [9 empty] | 9/2/2015 12:00:00 AM | Not Dimmable | Not Dimmable | Not Yet Verified |  |  | 2228.1 | 126.18 | 18 |  |  | 3500
PA5EC8XZ | DongGuan Pan American Electronics Co.,Ltd | PAN AMERICAN | ZY-22W1800 LED HORIZONTAL REFRIGERATOR LIGHT (3000K clear lens) | Indoor Luminaires | Case Lighting | Horizontal Refrigerated Case Luminaires | Standard | TRUE | 2776.1 | 120.96 | 22.95 | 14.24 | 0.9147 | 2915 | 81.3 | 5 | 50000 | 9/2/2015 12:00:00 AM | Not Dimmable | Not Dimmable | Not Yet Verified |  | 2.1 | 2776.1 | 120.96 | 23 |  |  | 3000
PYKCW86D | DongGuan Pan American Electronics Co.,Ltd | PAN AMERICAN | ZY-22W1800 LED HORIZONTAL REFRIGERATOR LIGHT (3500K clear lens) | Indoor Luminaires | Case Lighting | Horizontal Refrigerated Case Luminaires | Standard | FALSE | [9 empty] | 9/2/2015 12:00:00 AM | Not Dimmable | Not Dimmable | Not Yet Verified |  |  | 2776.1 | 120.96 | 23 |  |  | 3500
PBZMEVHJ | DongGuan Pan American Electronics Co.,Ltd | PAN AMERICAN | ZY-22W1800 LED HORIZONTAL REFRIGERATOR LIGHT (4500K clear lens) | Indoor Luminaires | Case Lighting | Horizontal Refrigerated Case Luminaires | Standard | FALSE | [9 empty] | 9/2/2015 12:00:00 AM | Not Dimmable | Not Dimmable | Not Yet Verified |  |  | 2776.1 | 120.96 | 23 |  |  | 4500
PDTNHEG2 | DongGuan Pan American Electronics Co.,Ltd | PAN AMERICAN | ZY-22W1800 LED HORIZONTAL REFRIGERATOR LIGHT (4000K clear lens) | Indoor Luminaires | Case Lighting | Horizontal Refrigerated Case Luminaires | Standard | FALSE | [9 empty] | 9/2/2015 12:00:00 AM | Not Dimmable | Not Dimmable | Not Yet Verified |  |  | 2776.1 | 120.96 | 23 |  |  | 4000
PKGRR7SE | DongGuan Pan American Electronics Co.,Ltd | PAN AMERICAN | ZY-22W1800 LED HORIZONTAL REFRIGERATOR LIGHT (5000K clear lens) | Indoor Luminaires | Case Lighting | Horizontal Refrigerated Case Luminaires | Standard | FALSE | [9 empty] | 9/2/2015 12:00:00 AM | Not Dimmable | Not Dimmable | Not Yet Verified |  |  | 2776.1 | 120.96 | 23 |  |  | 5000
P0000093G | Eaton (formerly Cooper Lighting) | Metalux | VT-LD2-58DR-[blank]-UNV-L835-CD2-WL-U | Indoor Luminaires | Case Lighting | Horizontal Refrigerated Case Luminaires | Standard | TRUE | 5774 | 75.5 | 76.5 | 15 | 0.9971 | 3495 | 84.5 | 5 | 50000 | 10/23/2012 12:00:00 AM | Not Yet Verified | Not Yet Verified | Not Yet Verified |  | 1.7 | 5800 | 72.5 | 80 |  | 0.9 | 3500 | 85
P0000093I | Eaton (formerly Cooper Lighting) | Metalux | VT-LD2-58DR-[blank]-[All Voltage]-L840-CD2-WL-[All Options]-U | Indoor Luminaires | Case Lighting | Horizontal Refrigerated Case Luminaires | Standard | FALSE | [9 empty] | 10/23/2012 12:00:00 AM | Not Yet Verified | Not Yet Verified | Not Yet Verified |  |  | 5800 | 72.5 | 80 |  | 0.9 | 4000 | 85
P0000093J | Eaton (formerly Cooper Lighting) | Metalux | VT-LD2-58DR-100%-[blank]-[All Voltage]-L835-CD2-WL-[All Options]-U | Indoor Luminaires | Case Lighting | Horizontal Refrigerated Case Luminaires | Standard | FALSE | [9 empty] | 10/23/2012 12:00:00 AM | Not Yet Verified | Not Yet Verified | Not Yet Verified |  |  | 5800 | 72.5 | 80 |  | 0.9 | 3500 | 85
P0000093H | Eaton (formerly Cooper Lighting) | Metalux | VT-LD2-58DR-[blank]-[All Voltage]-L835-CD2-WL-[All Options]-U | Indoor Luminaires | Case Lighting | Horizontal Refrigerated Case Luminaires | Standard | FALSE | [9 empty] | 10/23/2012 12:00:00 AM | Not Yet Verified | Not Yet Verified | Not Yet Verified |  |  | 5800 | 72.5 | 80 |  | 0.9 | 3500 | 85
P0000093K | Eaton (formerly Cooper Lighting) | Metalux | VT-LD2-58DR-100%-[blank]-[All Voltage]-L840-CD2-WL-[All Options]-U | Indoor Luminaires | Case Lighting | Horizontal Refrigerated Case Luminaires | Standard | FALSE | [9 empty] | 10/23/2012 12:00:00 AM | Not Yet Verified | Not Yet Verified | Not Yet Verified |  |  | 5800 | 72.5 | 80 |  | 0.9 | 4000 | 85
P00000CWZ | Eaton (formerly Cooper Lighting) | Metalux | VT4LED-LD3-15-W-DRF-UNV-L827-ED2-WL-U | Indoor Luminaires | Case Lighting | Horizontal Refrigerated Case Luminaires | Standard | TRUE | 12333.13 | 93.41 | 132.03 | 15.8 | 0.961 | 2751 | 83.3 | 5 | 60000 | 9/26/2013 12:00:00 AM | Not Yet Verified | Not Yet Verified | Not Yet Verified |  | 2 | 15000 |  |  |  |  | 2700 | 80
P00000CX0 | Eaton (formerly Cooper Lighting) | Metalux | VT4LED-LD3-23-W-DRF-UNC-L827-ED3-WL-U | Indoor Luminaires | Case Lighting | Horizontal Refrigerated Case Luminaires | Standard | TRUE | 20016.61 | 83.69 | 239.17 | 7.4 | 0.996 | 2752 | 83.1 | 5 | 60000 | 9/26/2013 12:00:00 AM | Not Yet Verified | Not Yet Verified | Not Yet Verified |  | 2 | 23000 |  |  |  |  | 2700 | 80
P00000CX1 | Eaton (formerly Cooper Lighting) | Metalux | VT4LED-LD3-15-W-DR-UNV-L850-CD2-WL-U | Indoor Luminaires | Case Lighting | Horizontal Refrigerated Case Luminaires | Standard | TRUE | 14633.19 | 103.7 | 141.97 | 6.75 | 0.997 | 5005 | 86.2 | 5 | 60000 | 9/26/2013 12:00:00 AM | Not Yet Verified | Not Yet Verified | Not Yet Verified |  | 2 | 15000 |  |  |  |  | 5000 | 80
P00000CX8 | Eaton (formerly Cooper Lighting) | Metalux | VT4LED-LD3-20-W-DR-[All Voltage]-L827-[All Driver Types]2-WL-[All Options]-[All Packaging] | Indoor Luminaires | Case Lighting | Horizontal Refrigerated Case Luminaires | Standard | FALSE | [9 empty] | 9/26/2013 12:00:00 AM | Not Yet Verified | Not Yet Verified | Not Yet Verified |  |  | 17848.92 | 106.04 | 168.33 |  | 1 | 2725 | 84
P00000CXA | Eaton (formerly Cooper Lighting) | Metalux | VT4LED-LD3-20-W-DRF-[All Voltage]-L827-[All Driver Types]2-WL-[All Options]-[All Packaging] | Indoor Luminaires | Case Lighting | Horizontal Refrigerated Case Luminaires | Standard | FALSE | [9 empty] | 9/26/2013 12:00:00 AM | Not Yet Verified | Not Yet Verified | Not Yet Verified |  |  | 17542.25 | 104.17 | 168.4 |  | 1 | 2725 | 84
P00000CXH | Eaton (formerly Cooper Lighting) | Metalux | VT4LED-LD3-23-W-DRF-[All Voltage]-L830-[All Driver Types]3-WL-[All Options]-[All Packaging] | Indoor Luminaires | Case Lighting | Horizontal Refrigerated Case Luminaires | Standard | FALSE | [9 empty] | 9/26/2013 12:00:00 AM | Not Yet Verified | Not Yet Verified | Not Yet Verified |  |  | 20678.2 | 99.17 | 208.51 |  | 1 | 3045 | 84
P00000CXN | Eaton (formerly Cooper Lighting) | Metalux | VT4LED-LD3-20-W-DR-[All Voltage]-L835-[All Driver Types]2-WL-[All Options]-[All Packaging] | Indoor Luminaires | Case Lighting | Horizontal Refrigerated Case Luminaires | Standard | FALSE | [9 empty] | 9/26/2013 12:00:00 AM | Not Yet Verified | Not Yet Verified | Not Yet Verified |  |  | 19962.07 | 106.04 | 188.26 |  | 1 | 3465 | 84
P00000CXX | Eaton (formerly Cooper Lighting) | Metalux | VT4LED-LD3-15-W-PC-[All Voltage]-L840-[All Driver Types]2-WL-[All Options]-[All Packaging] | Indoor Luminaires | Case Lighting | Horizontal Refrigerated Case Luminaires | Standard | FALSE | [9 empty] | 9/26/2013 12:00:00 AM | Not Yet Verified | Not Yet Verified | Not Yet Verified |  |  | 14715.5 | 108.07 | 136.21 |  | 1 | 3985 | 84
P00000CY9 | Eaton (formerly Cooper Lighting) | Metalux | VT4LED-LD3-23-W-PC-[All Voltage]-L840-[All Driver Types]3-WL-[All Options]-[All Packaging] | Indoor Luminaires | Case Lighting | Horizontal Refrigerated Case Luminaires | Standard | FALSE | [9 empty] | 9/26/2013 12:00:00 AM | Not Yet Verified | Not Yet Verified | Not Yet Verified |  |  | 22810.5 | 105.64 | 215.99 |  | 1 | 3985 | 84
P00000CXC | Eaton (formerly Cooper Lighting) | Metalux | VT4LED-LD3-20-W-PC-[All Voltage]-L827-[All Driver Types]2-WL-[All Options]-[All Packaging] | Indoor Luminaires | Case Lighting | Horizontal Refrigerated Case Luminaires | Standard | FALSE | [9 empty] | 9/26/2013 12:00:00 AM | Not Yet Verified | Not Yet Verified | Not Yet Verified |  |  | 17609.24 | 104.62 | 168.31 |  | 1 | 2725 | 84
P00000CY2 | Eaton (formerly Cooper Lighting) | Metalux | VT4LED-LD3-20-W-DRF-[All Voltage]-L850-[All Driver Types]2-WL-[All Options]-[All Packaging] | Indoor Luminaires | Case Lighting | Horizontal Refrigerated Case Luminaires | Standard | FALSE | [9 empty] | 9/26/2013 12:00:00 AM | Not Yet Verified | Not Yet Verified | Not Yet Verified |  |  | 20163.5 | 104.18 | 193.56 |  | 1 | 5028 | 84
P00000CY7 | Eaton (formerly Cooper Lighting) | Metalux | VT4LED-LD3-23-W-DRF-[All Voltage]-L840-[All Driver Types]3-WL-[All Options]-[All Packaging] | Indoor Luminaires | Case Lighting | Horizontal Refrigerated Case Luminaires | Standard | FALSE | [9 empty] | 9/26/2013 12:00:00 AM | Not Yet Verified | Not Yet Verified | Not Yet Verified |  |  | 22680.5 | 104.98 | 216.09 |  | 1 | 3985 | 84
P00000CX7 | Eaton (formerly Cooper Lighting) | Metalux | VT4LED-LD3-15-W-PC-[All Voltage]-L830-[All Driver Types]2-WL-[All Options]-[All Packaging] | Indoor Luminaires | Case Lighting | Horizontal Refrigerated Case Luminaires | Standard | FALSE | [9 empty] | 9/26/2013 12:00:00 AM | Not Yet Verified | Not Yet Verified | Not Yet Verified |  |  | 13427.57 | 102.55 | 130.94 |  | 1 | 3045 | 84
P00000CX9 | Eaton (formerly Cooper Lighting) | Metalux | VT4LED-LD3-20-W-DR-[All Voltage]-L830-[All Driver Types]2-WL-[All Options]-[All Packaging] | Indoor Luminaires | Case Lighting | Horizontal Refrigerated Case Luminaires | Standard | FALSE | [9 empty] | 9/26/2013 12:00:00 AM | Not Yet Verified | Not Yet Verified | Not Yet Verified |  |  | 18956.78 | 106.04 | 178.78 |  | 1 | 3045 | 84
P00000CXB | Eaton (formerly Cooper Lighting) | Metalux | VT4LED-LD3-20-W-DRF-[All Voltage]-L830-[All Driver Types]2-WL-[All Options]-[All Packaging] | Indoor Luminaires | Case Lighting | Horizontal Refrigerated Case Luminaires | Standard | FALSE | [9 empty] | 9/26/2013 12:00:00 AM | Not Yet Verified | Not Yet Verified | Not Yet Verified |  |  | 18631.07 | 104.17 | 178.85 |  | 1 | 3045 | 84
P00000CXE | Eaton (formerly Cooper Lighting) | Metalux | VT4LED-LD3-23-W-DR-[All Voltage]-L827-[All Driver Types]3-WL-[All Options]-[All Packaging] | Indoor Luminaires | Case Lighting | Horizontal Refrigerated Case Luminaires | Standard | FALSE | [9 empty] | 9/26/2013 12:00:00 AM | Not Yet Verified | Not Yet Verified | Not Yet Verified |  |  | 19842.09 | 101.09 | 196.28 |  | 1 | 2725 | 84
P00000CXG | Eaton (formerly Cooper Lighting) | Metalux | VT4LED-LD3-23-W-DRF-[All Voltage]-L827-[All Driver Types]3-WL-[All Options]-[All Packaging] | Indoor Luminaires | Case Lighting | Horizontal Refrigerated Case Luminaires | Standard | FALSE | [9 empty] | 9/26/2013 12:00:00 AM | Not Yet Verified | Not Yet Verified | Not Yet Verified |  |  | 19469.73 | 99.17 | 196.33 |  | 1 | 2725 | 84
P00000CXI | Eaton (formerly Cooper Lighting) | Metalux | VT4LED-LD3-23-W-PC-[All Voltage]-L827-[All Driver Types]3-WL-[All Options]-[All Packaging] | Indoor Luminaires | Case Lighting | Horizontal Refrigerated Case Luminaires | Standard | FALSE | [9 empty] | 9/26/2013 12:00:00 AM | Not Yet Verified | Not Yet Verified | Not Yet Verified |  |  | 19608.5 | 99.88 | 196.31 |  | 1 | 2725 | 84
P00000CXR | Eaton (formerly Cooper Lighting) | Metalux | VT4LED-LD3-23-W-DRF-[All Voltage]-L835-[All Driver Types]3-WL-[All Options]-[All Packaging] | Indoor Luminaires | Case Lighting | Horizontal Refrigerated Case Luminaires | Standard | FALSE | [9 empty] | 9/26/2013 12:00:00 AM | Not Yet Verified | Not Yet Verified | Not Yet Verified |  |  | 21774.77 | 103.57 | 210.25 |  | 1 | 3465 | 84
P00000CXS | Eaton (formerly Cooper Lighting) | Metalux | VT4LED-LD3-23-W-PC-[All Voltage]-L835-[All Driver Types]3-WL-[All Options]-[All Packaging] | Indoor Luminaires | Case Lighting | Horizontal Refrigerated Case Luminaires | Standard | FALSE | [9 empty] | 9/26/2013 12:00:00 AM | Not Yet Verified | Not Yet Verified | Not Yet Verified |  |  | 21929.96 | 99.88 | 219.55 |  | 1 | 3465 | 84
P00000CXT | Eaton (formerly Cooper Lighting) | Metalux | VT4LED-LD3-15-W-DR-[All Voltage]-L840-[All Driver Types]2-WL-[All Options]-[All Packaging] | Indoor Luminaires | Case Lighting | Horizontal Refrigerated Case Luminaires | Standard | FALSE | [9 empty] | 9/26/2013 12:00:00 AM | Not Yet Verified | Not Yet Verified | Not Yet Verified |  |  | 14894 | 109.35 | 136.25 |  | 1 | 3985 | 84
P00000CXV | Eaton (formerly Cooper Lighting) | Metalux | VT4LED-LD3-15-W-DRF-[All Voltage]-L840-[All Driver Types]2-WL-[All Options]-[All Packaging] | Indoor Luminaires | Case Lighting | Horizontal Refrigerated Case Luminaires | Standard | FALSE | [9 empty] | 9/26/2013 12:00:00 AM | Not Yet Verified | Not Yet Verified | Not Yet Verified |  |  | 14666.5 | 107.57 | 136.39 |  | 1 | 3985 | 84
P00000CXY | Eaton (formerly Cooper Lighting) | Metalux | VT4LED-LD3-15-W-PC-[All Voltage]-L850-[All Driver Types]2-WL-[All Options]-[All Packaging] | Indoor Luminaires | Case Lighting | Horizontal Refrigerated Case Luminaires | Standard | FALSE | [9 empty] | 9/26/2013 12:00:00 AM | Not Yet Verified | Not Yet Verified | Not Yet Verified |  |  | 14532 | 102.57 | 141.71 |  | 1 | 5028 | 84
P00000CY1 | Eaton (formerly Cooper Lighting) | Metalux | VT4LED-LD3-20-W-DRF-[All Voltage]-L840-[All Driver Types]2-WL-[All Options]-[All Packaging] | Indoor Luminaires | Case Lighting | Horizontal Refrigerated Case Luminaires | Standard | FALSE | [9 empty] | 9/26/2013 12:00:00 AM | Not Yet Verified | Not Yet Verified | Not Yet Verified |  |  | 20351 | 105.24 | 193.38 |  | 1 | 3985 | 84
P00000CY4 | Eaton (formerly Cooper Lighting) | Metalux | VT4LED-LD3-20-W-PC-[All Voltage]-L850-[All Driver Types]2-WL-[All Options]-[All Packaging] | Indoor Luminaires | Case Lighting | Horizontal Refrigerated Case Luminaires | Standard | FALSE | [9 empty] | 9/26/2013 12:00:00 AM | Not Yet Verified | Not Yet Verified | Not Yet Verified |  |  | 20240.5 | 104.63 | 193.46 |  | 1 | 5028 | 84
P00000CY5 | Eaton (formerly Cooper Lighting) | Metalux | VT4LED-LD3-23-W-DR-[All Voltage]-L840-[All Driver Types]3-WL-[All Options]-[All Packaging] | Indoor Luminaires | Case Lighting | Horizontal Refrigerated Case Luminaires | Standard | FALSE | [9 empty] | 9/26/2013 12:00:00 AM | Not Yet Verified | Not Yet Verified | Not Yet Verified |  |  | 23081 | 106.85 | 216.06 |  | 1 | 3985 | 84
P00000CX6 | Eaton (formerly Cooper Lighting) | Metalux | VT4LED-LD3-15-W-PC-[All Voltage]-L827-[All Driver Types]2-WL-[All Options]-[All Packaging] | Indoor Luminaires | Case Lighting | Horizontal Refrigerated Case Luminaires | Standard | FALSE | [9 empty] | 9/26/2013 12:00:00 AM | Not Yet Verified | Not Yet Verified | Not Yet Verified |  |  | 12642.84 | 102.55 | 123.29 |  | 1 | 2725 | 84
P00000CXD | Eaton (formerly Cooper Lighting) | Metalux | VT4LED-LD3-20-W-PC-[All Voltage]-L830-[All Driver Types]2-WL-[All Options]-[All Packaging] | Indoor Luminaires | Case Lighting | Horizontal Refrigerated Case Luminaires | Standard | FALSE | [9 empty] | 9/26/2013 12:00:00 AM | Not Yet Verified | Not Yet Verified | Not Yet Verified |  |  | 18702.22 | 104.62 | 178.76 |  | 1 | 3045 | 84
P00000CXU | Eaton (formerly Cooper Lighting) | Metalux | VT4LED-LD3-15-W-DR-[All Voltage]-L850-[All Driver Types]2-WL-[All Options]-[All Packaging] | Indoor Luminaires | Case Lighting | Horizontal Refrigerated Case Luminaires | Standard | FALSE | [9 empty] | 9/26/2013 12:00:00 AM | Not Yet Verified | Not Yet Verified | Not Yet Verified |  |  | 14746 | 104.05 | 141.75 |  | 1 | 5028 | 84
P00000CY6 | Eaton (formerly Cooper Lighting) | Metalux | VT4LED-LD3-23-W-DR-[All Voltage]-L850-[All Driver Types]3-WL-[All Options]-[All Packaging] | Indoor Luminaires | Case Lighting | Horizontal Refrigerated Case Luminaires | Standard | FALSE | [9 empty] | 9/26/2013 12:00:00 AM | Not Yet Verified | Not Yet Verified | Not Yet Verified |  |  | 22807 | 101.11 | 225.61 |  | 1 | 5028 | 84
P00000CX3 | Eaton (formerly Cooper Lighting) | Metalux | VT4LED-LD3-15-W-DR-[All Voltage]-L830-[All Driver Types]2-WL-[All Options]-[All Packaging] | Indoor Luminaires | Case Lighting | Horizontal Refrigerated Case Luminaires | Standard | FALSE | [9 empty] | 9/26/2013 12:00:00 AM | Not Yet Verified | Not Yet Verified | Not Yet Verified |  |  | 13625.3 | 104.03 | 130.98 |  | 1 | 3045 | 84
P00000CX4 | Eaton (formerly Cooper Lighting) | Metalux | VT4LED-LD3-15-W-DRF-[All Voltage]-L827-[All Driver Types]2-WL-[All Options]-[All Packaging] | Indoor Luminaires | Case Lighting | Horizontal Refrigerated Case Luminaires | Standard | FALSE | [9 empty] | 9/26/2013 12:00:00 AM | Not Yet Verified | Not Yet Verified | Not Yet Verified |  |  | 12580.2 | 102.01 | 123.33 |  | 1 | 2725 | 84
P00000CXQ | Eaton (formerly Cooper Lighting) | Metalux | VT4LED-LD3-23-W-DR-[All Voltage]-L835-[All Driver Types]3-WL-[All Options]-[All Packaging] | Indoor Luminaires | Case Lighting | Horizontal Refrigerated Case Luminaires | Standard | FALSE | [9 empty] | 9/26/2013 12:00:00 AM | Not Yet Verified | Not Yet Verified | Not Yet Verified |  |  | 22191.21 | 101.09 | 219.51 |  | 1 | 3465 | 84
P00000CYA | Eaton (formerly Cooper Lighting) | Metalux | VT4LED-LD3-23-W-PC-[All Voltage]-L850-[All Driver Types]3-WL-[All Options]-[All Packaging] | Indoor Luminaires | Case Lighting | Horizontal Refrigerated Case Luminaires | Standard | FALSE | [9 empty] | 9/26/2013 12:00:00 AM | Not Yet Verified | Not Yet Verified | Not Yet Verified |  |  | 22538.5 | 99.9 | 225.65 |  | 1 | 5028 | 84
P00000CX2 | Eaton (formerly Cooper Lighting) | Metalux | VT4LED-LD3-15-W-DR-[All Voltage]-L827-[All Driver Types]2-WL-[All Options]-[All Packaging] | Indoor Luminaires | Case Lighting | Horizontal Refrigerated Case Luminaires | Standard | FALSE | [9 empty] | 9/26/2013 12:00:00 AM | Not Yet Verified | Not Yet Verified | Not Yet Verified |  |  | 12829.02 | 104.03 | 123.32 |  | 1 | 2725 | 84
P00000CX5 | Eaton (formerly Cooper Lighting) | Metalux | VT4LED-LD3-15-W-DRF-[All Voltage]-L830-[All Driver Types]2-WL-[All Options]-[All Packaging] | Indoor Luminaires | Case Lighting | Horizontal Refrigerated Case Luminaires | Standard | FALSE | [9 empty] | 9/26/2013 12:00:00 AM | Not Yet Verified | Not Yet Verified | Not Yet Verified |  |  | 13361.04 | 102.01 | 130.98 |  | 1 | 3045 | 84
P00000CXF | Eaton (formerly Cooper Lighting) | Metalux | VT4LED-LD3-23-W-DR-[All Voltage]-L830-[All Driver Types]3-WL-[All Options]-[All Packaging] | Indoor Luminaires | Case Lighting | Horizontal Refrigerated Case Luminaires | Standard | FALSE | [9 empty] | 9/26/2013 12:00:00 AM | Not Yet Verified | Not Yet Verified | Not Yet Verified |  |  | 21073.67 | 101.09 | 208.46 |  | 1 | 3045 | 84
P00000CXJ | Eaton (formerly Cooper Lighting) | Metalux | VT4LED-LD3-23-W-PC-[All Voltage]-L830-[All Driver Types]3-WL-[All Options]-[All Packaging] | Indoor Luminaires | Case Lighting | Horizontal Refrigerated Case Luminaires | Standard | FALSE | [9 empty] | 9/26/2013 12:00:00 AM | Not Yet Verified | Not Yet Verified | Not Yet Verified |  |  | 20825.57 | 99.88 | 208.5 |  | 1 | 3045 | 84
P00000CXK | Eaton (formerly Cooper Lighting) | Metalux | VT4LED-LD3-15-W-DR-[All Voltage]-L835-[All Driver Types]2-WL-[All Options]-[All Packaging] | Indoor Luminaires | Case Lighting | Horizontal Refrigerated Case Luminaires | Standard | FALSE | [9 empty] | 9/26/2013 12:00:00 AM | Not Yet Verified | Not Yet Verified | Not Yet Verified |  |  | 14347.86 | 104.03 | 137.92 |  | 1 | 3465 | 84
P00000CXL | Eaton (formerly Cooper Lighting) | Metalux | VT4LED-LD3-15-W-DRF-[All Voltage]-L835-[All Driver Types]2-WL-[All Options]-[All Packaging] | Indoor Luminaires | Case Lighting | Horizontal Refrigerated Case Luminaires | Standard | FALSE | [9 empty] | 9/26/2013 12:00:00 AM | Not Yet Verified | Not Yet Verified | Not Yet Verified |  |  | 14069.58 | 102.01 | 137.93 |  | 1 | 3465 | 84
P00000CXM | Eaton (formerly Cooper Lighting) | Metalux | VT4LED-LD3-15-W-PC-[All Voltage]-L835-[All Driver Types]2-WL-[All Options]-[All Packaging] | Indoor Luminaires | Case Lighting | Horizontal Refrigerated Case Luminaires | Standard | FALSE | [9 empty] | 9/26/2013 12:00:00 AM | Not Yet Verified | Not Yet Verified | Not Yet Verified |  |  | 14139.64 | 102.55 | 137.88 |  | 1 | 3465 | 84
P00000CXP | Eaton (formerly Cooper Lighting) | Metalux | VT4LED-LD3-20-W-PC-[All Voltage]-L835-[All Driver Types]2-WL-[All Options]-[All Packaging] | Indoor Luminaires | Case Lighting | Horizontal Refrigerated Case Luminaires | Standard | FALSE | [9 empty] | 9/26/2013 12:00:00 AM | Not Yet Verified | Not Yet Verified | Not Yet Verified |  |  | 19694.01 | 104.62 | 188.24 |  | 1 | 3465 | 84
P00000CXW | Eaton (formerly Cooper Lighting) | Metalux | VT4LED-LD3-15-W-DRF-[All Voltage]-L850-[All Driver Types]2-WL-[All Options]-[All Packaging] | Indoor Luminaires | Case Lighting | Horizontal Refrigerated Case Luminaires | Standard | FALSE | [9 empty] | 9/26/2013 12:00:00 AM | Not Yet Verified | Not Yet Verified | Not Yet Verified |  |  | 14460 | 102.03 | 141.76 |  | 1 | 5028 | 84
P00000CXZ | Eaton (formerly Cooper Lighting) | Metalux | VT4LED-LD3-20-W-DR-[All Voltage]-L840-[All Driver Types]2-WL-[All Options]-[All Packaging] | Indoor Luminaires | Case Lighting | Horizontal Refrigerated Case Luminaires | Standard | FALSE | [9 empty] | 9/26/2013 12:00:00 AM | Not Yet Verified | Not Yet Verified | Not Yet Verified |  |  | 20717.5 | 107.14 | 193.38 |  | 1 | 3985 | 84
P00000CY0 | Eaton (formerly Cooper Lighting) | Metalux | VT4LED-LD3-20-W-DR-[All Voltage]-L850-[All Driver Types]2-WL-[All Options]-[All Packaging] | Indoor Luminaires | Case Lighting | Horizontal Refrigerated Case Luminaires | Standard | FALSE | [9 empty] | 9/26/2013 12:00:00 AM | Not Yet Verified | Not Yet Verified | Not Yet Verified |  |  | 20516 | 106.04 | 193.48 |  | 1 | 5028 | 84
P00000CY3 | Eaton (formerly Cooper Lighting) | Metalux | VT4LED-LD3-20-W-PC-[All Voltage]-L840-[All Driver Types]2-WL-[All Options]-[All Packaging] | Indoor Luminaires | Case Lighting | Horizontal Refrigerated Case Luminaires | Standard | FALSE | [9 empty] | 9/26/2013 12:00:00 AM | Not Yet Verified | Not Yet Verified | Not Yet Verified |  |  | 20468.5 | 105.82 | 193.43 |  | 1 | 3985 | 84
P00000CXO | Eaton (formerly Cooper Lighting) | Metalux | VT4LED-LD3-20-W-DRF-[All Voltage]-L835-[All Driver Types]2-WL-[All Options]-[All Packaging] | Indoor Luminaires | Case Lighting | Horizontal Refrigerated Case Luminaires | Standard | FALSE | [9 empty] | 9/26/2013 12:00:00 AM | Not Yet Verified | Not Yet Verified | Not Yet Verified |  |  | 19619.09 | 104.17 | 188.33 |  | 1 | 3465 | 84
P00000CY8 | Eaton (formerly Cooper Lighting) | Metalux | VT4LED-LD3-23-W-DRF-[All Voltage]-L850-[All Driver Types]3-WL-[All Options]-[All Packaging] | Indoor Luminaires | Case Lighting | Horizontal Refrigerated Case Luminaires | Standard | FALSE | [9 empty] | 9/26/2013 12:00:00 AM | Not Yet Verified | Not Yet Verified | Not Yet Verified |  |  | 22379 | 99.18 | 225.67 |  | 1 | 5028 | 84
P9QEFXW2 | Eaton (formerly Cooper Lighting) | Metalux | 2VT2-LD4-3-DR-[Blank]-UNV-[All Remote Emergency Enclosures]-L835-CD1-WL-[All Options]-[All Packaging] | Indoor Luminaires | Case Lighting | Horizontal Refrigerated Case Luminaires | Standard | FALSE | [9 empty] | 10/20/2015 12:00:00 AM | Dimmable | Continuous Below 10 | Yes |  |  | 3634.12 | 136.79 | 26.57 | 5 | 0.996 | 3500 | 85
PR1WPFR6 | Eaton (formerly Cooper Lighting) | Metalux | 8VT2-LD4-9-DR-[Blank]-UNV-[All Remote Emergency Enclosures]-L835-CD1-WL-[All Options]-[All Packaging] | Indoor Luminaires | Case Lighting | Horizontal Refrigerated Case Luminaires | Standard | FALSE | [9 empty] | 10/20/2015 12:00:00 AM | Dimmable | Continuous Below 10 | Yes |  |  | 11405.16 | 118.07 | 96.6 | 4.92 | 0.999 | 3500 | 85
PY2TVQMD | Eaton (formerly Cooper Lighting) | Metalux | 8VT2-LD4-16-DR-[Blank]-UNV-[All Remote Emergency Enclosures]-L835-CD2-WL-[All Options]-[All Packaging] | Indoor Luminaires | Case Lighting | Horizontal Refrigerated Case Luminaires | Standard | FALSE | [9 empty] | 10/20/2015 12:00:00 AM | Dimmable | Continuous Below 10 | Yes |  |  | 19198.65 | 118.36 | 162.2 | 3.2 | 0.999 | 3500 | 85
PS3D9G44 | Eaton (formerly Cooper Lighting) | Metalux | 2VT2-LD4-2-DR100-[Blank]-[Voltages include 120 only]-[All Remote Emergency Enclosures]-L835-CD1-WL-[All Options]-[All Packaging] | Indoor Luminaires | Case Lighting | Horizontal Refrigerated Case Luminaires | Standard | FALSE | [9 empty] | 10/20/2015 12:00:00 AM | Dimmable | Continuous Below 10 | Yes |  |  | 2541.66 | 126.81 | 20.04 | 5.933 | 0.991 | 3500 | 85
PK3RU9V8 | Eaton (formerly Cooper Lighting) | Metalux | 2VT2-LD4-3-DR100-[Blank]-UNV-[All Remote Emergency Enclosures]-L835-CD1-WL-[All Options]-[All Packaging] | Indoor Luminaires | Case Lighting | Horizontal Refrigerated Case Luminaires | Standard | FALSE | [9 empty] | 10/20/2015 12:00:00 AM | Dimmable | Continuous Below 10 | Yes |  |  | 3615.95 | 136.1 | 26.57 | 5 | 0.996 | 3500 | 85
PN5EYKC9 | Eaton (formerly Cooper Lighting) | Metalux | 4VT2-LD4-8-DR100-[Blank]-UNV-[All Remote Emergency Enclosures]-L835-CD1-WL-[All Options]-[All Packaging] | Indoor Luminaires | Case Lighting | Horizontal Refrigerated Case Luminaires | Standard | FALSE | [9 empty] | 10/20/2015 12:00:00 AM | Dimmable | Continuous Below 10 | Yes |  |  | 9551.33 | 118.24 | 80.78 | 5.8 | 0.997 | 3500 | 85
P7SHEW3Y | Eaton (formerly Cooper Lighting) | Metalux | 8VT2-LD4-12-DR100-[Blank]-UNV-[All Remote Emergency Enclosures]-L835-CD2-WL-[All Options]-[All Packaging] | Indoor Luminaires | Case Lighting | Horizontal Refrigerated Case Luminaires | Standard | FALSE | [9 empty] | 10/20/2015 12:00:00 AM | Dimmable | Continuous Below 10 | Yes |  |  | 13020.99 | 113.89 | 114.33 | 9.25 | 0.995 | 3500 | 85
PPCYATK2 | Eaton (formerly Cooper Lighting) | Metalux | 4VT2-LD4-4-FR50-[Blank]-UNV-[All Remote Emergency Enclosures]-L835-CD1-WL-[All Options]-[All Packaging] | Indoor Luminaires | Case Lighting | Horizontal Refrigerated Case Luminaires | Standard | FALSE | [9 empty] | 10/20/2015 12:00:00 AM | Dimmable | Continuous Below 10 | Yes |  |  | 4358 | 115.62 | 37.69 | 9.533 | 0.992 | 3500 | 85
P3H6T9GR | Eaton (formerly Cooper Lighting) | Metalux | 4VT2-LD4-8-FR50-[Blank]-UNV-[All Remote Emergency Enclosures]-L835-CD1-WL-[All Options]-[All Packaging] | Indoor Luminaires | Case Lighting | Horizontal Refrigerated Case Luminaires | Standard | FALSE | [9 empty] | 10/20/2015 12:00:00 AM | Dimmable | Continuous Below 10 | Yes |  |  | 8553 | 105.88 | 80.78 | 5.8 | 0.997 | 3500 | 85
PC8FU1VH | Eaton (formerly Cooper Lighting) | Metalux | 2VT2-LD4-3-DR-[Blank]-UNV-[All Remote Emergency Enclosures]-L840-CD1-WL-[All Options]-[All Packaging] | Indoor Luminaires | Case Lighting | Horizontal Refrigerated Case Luminaires | Standard | FALSE | [9 empty] | 10/20/2015 12:00:00 AM | Dimmable | Continuous Below 10 | Yes |  |  | 3732.24 | 140.48 | 26.57 | 5 | 0.996 | 4000 | 85
P3Z6E57X | Eaton (formerly Cooper Lighting) | Metalux | 4VT2-LD4-6-DR100-[Blank]-UNV-[All Remote Emergency Enclosures]-L840-CD1-WL-[All Options]-[All Packaging] | Indoor Luminaires | Case Lighting | Horizontal Refrigerated Case Luminaires | Standard | FALSE | [9 empty] | 10/20/2015 12:00:00 AM | Dimmable | Continuous Below 10 | Yes |  |  | 6686.28 | 117.86 | 56.73 | 9.967 | 0.994 | 4000 | 85
P437A6VR | Eaton (formerly Cooper Lighting) | Metalux | 4VT2-LD4-8-DR100-[Blank]-UNV-[All Remote Emergency Enclosures]-L840-CD1-WL-[All Options]-[All Packaging] | Indoor Luminaires | Case Lighting | Horizontal Refrigerated Case Luminaires | Standard | FALSE | [9 empty] | 10/20/2015 12:00:00 AM | Dimmable | Continuous Below 10 | Yes |  |  | 9809.22 | 121.44 | 80.78 | 5.8 | 0.997 | 4000 | 85
P965CV9V | Eaton (formerly Cooper Lighting) | Metalux | 8VT2-LD4-9-DR100-[Blank]-UNV-[All Remote Emergency Enclosures]-L840-CD1-WL-[All Options]-[All Packaging] | Indoor Luminaires | Case Lighting | Horizontal Refrigerated Case Luminaires | Standard | FALSE | [9 empty] | 10/20/2015 12:00:00 AM | Dimmable | Continuous Below 10 | Yes |  |  | 11654.54 | 120.65 | 96.6 | 4.92 | 0.999 | 4000 | 85
PEPS4PNH | Eaton (formerly Cooper Lighting) | Metalux | 2VT2-LD4-3-FR50-[Blank]-UNV-[All Remote Emergency Enclosures]-L840-CD1-WL-[All Options]-[All Packaging] | Indoor Luminaires | Case Lighting | Horizontal Refrigerated Case Luminaires | Standard | FALSE | [9 empty] | 10/20/2015 12:00:00 AM | Dimmable | Continuous Below 10 | Yes |  |  | 3325.43 | 125.17 | 26.57 | 5 | 0.996 | 4000 | 85
PRYWHTUG | Eaton (formerly Cooper Lighting) | Metalux | 8VT2-LD4-9-FR50-[Blank]-UNV-[All Remote Emergency Enclosures]-L840-CD1-WL-[All Options]-[All Packaging] | Indoor Luminaires | Case Lighting | Horizontal Refrigerated Case Luminaires | Standard | FALSE | [9 empty] | 10/20/2015 12:00:00 AM | Dimmable | Continuous Below 10 | Yes |  |  | 10436.37 | 108.04 | 96.6 | 4.92 | 0.999 | 4000 | 85
PBNFAVJX | Eaton (formerly Cooper Lighting) | Metalux | 4VT2-LD4-4-DR-[Blank]-UNV-[All Remote Emergency Enclosures]-L850-CD1-WL-[All Options]-[All Packaging] | Indoor Luminaires | Case Lighting | Horizontal Refrigerated Case Luminaires | Standard | FALSE | [9 empty] | 10/20/2015 12:00:00 AM | Dimmable | Continuous Below 10 | Yes |  |  | 5248.19 | 139.24 | 37.69 | 9.533 | 0.992 | 5000 | 85
PK2ZWR8E | Eaton (formerly Cooper Lighting) | Metalux | 8VT2-LD4-9-DR-[Blank]-UNV-[All Remote Emergency Enclosures]-L850-CD1-WL-[All Options]-[All Packaging] | Indoor Luminaires | Case Lighting | Horizontal Refrigerated Case Luminaires | Standard | FALSE | [9 empty] | 10/20/2015 12:00:00 AM | Dimmable | Continuous Below 10 | Yes |  |  | 12237.74 | 126.68 | 96.6 | 4.92 | 0.999 | 5000 | 85
PQDB7URD | Eaton (formerly Cooper Lighting) | Metalux | 8VT2-LD4-12-DR-[Blank]-UNV-[All Remote Emergency Enclosures]-L850-CD2-WL-[All Options]-[All Packaging] | Indoor Luminaires | Case Lighting | Horizontal Refrigerated Case Luminaires | Standard | FALSE | [9 empty] | 10/20/2015 12:00:00 AM | Dimmable | Continuous Below 10 | Yes |  |  | 14041.73 | 122.82 | 114.33 | 9.25 | 0.995 | 5000 | 85
P6Y4KH68 | Eaton (formerly Cooper Lighting) | Metalux | 8VT2-LD4-16-DR-[Blank]-UNV-[All Remote Emergency Enclosures]-L850-CD2-WL-[All Options]-[All Packaging] | Indoor Luminaires | Case Lighting | Horizontal Refrigerated Case Luminaires | Standard | FALSE | [9 empty] | 10/20/2015 12:00:00 AM | Dimmable | Continuous Below 10 | Yes |  |  | 20600.15 | 127 | 162.2 | 3.2 | 0.999 | 5000 | 85
PJ2P1TNM | Eaton (formerly Cooper Lighting) | Metalux | 4VT2-LD4-8-DR100-[Blank]-UNV-[All Remote Emergency Enclosures]-L850-CD1-WL-[All Options]-[All Packaging] | Indoor Luminaires | Case Lighting | Horizontal Refrigerated Case Luminaires | Standard | FALSE | [9 empty] | 10/20/2015 12:00:00 AM | Dimmable | Continuous Below 10 | Yes |  |  | 10248.58 | 126.87 | 80.78 | 5.8 | 0.997 | 5000 | 85
P82DMMQ6 | Eaton (formerly Cooper Lighting) | Metalux | 2VT2-LD4-3-FR50-[Blank]-UNV-[All Remote Emergency Enclosures]-L850-CD1-WL-[All Options]-[All Packaging] | Indoor Luminaires | Case Lighting | Horizontal Refrigerated Case Luminaires | Standard | FALSE | [9 empty] | 10/20/2015 12:00:00 AM | Dimmable | Continuous Below 10 | Yes |  |  | 3474.37 | 130.77 | 26.57 | 5 | 0.996 | 5000 | 85
P3BSHJKC | Eaton (formerly Cooper Lighting) | Metalux | 4VT2-LD4-6-FR50-[Blank]-UNV-[All Remote Emergency Enclosures]-L850-CD1-WL-[All Options]-[All Packaging] | Indoor Luminaires | Case Lighting | Horizontal Refrigerated Case Luminaires | Standard | FALSE | [9 empty] | 10/20/2015 12:00:00 AM | Dimmable | Continuous Below 10 | Yes |  |  | 6255.59 | 110.27 | 56.73 | 9.967 | 0.994 | 5000 | 85
PNH3DEWK | Eaton (formerly Cooper Lighting) | Metalux | 4VT2-LD4-8-FR50-[Blank]-UNV-[All Remote Emergency Enclosures]-L850-CD1-WL-[All Options]-[All Packaging] | Indoor Luminaires | Case Lighting | Horizontal Refrigerated Case Luminaires | Standard | FALSE | [9 empty] | 10/20/2015 12:00:00 AM | Dimmable | Continuous Below 10 | Yes |  |  | 9177.37 | 113.61 | 80.78 | 5.8 | 0.997 | 5000 | 85
P4TFUMGP | Eaton (formerly Cooper Lighting) | Metalux | 8VT2-LD4-9-FR50-[Blank]-UNV-[All Remote Emergency Enclosures]-L850-CD1-WL-[All Options]-[All Packaging] | Indoor Luminaires | Case Lighting | Horizontal Refrigerated Case Luminaires | Standard | FALSE | [9 empty] | 10/20/2015 12:00:00 AM | Dimmable | Continuous Below 10 | Yes |  |  | 10903.83 | 112.88 | 96.6 | 4.92 | 0.999 | 5000 | 85
PQEKH5SX | Eaton (formerly Cooper Lighting) | Metalux | 4VT2-LD4-8-DR-[Blank]-UNV-[All Remote Emergency Enclosures]-L835-5LTD1-WL-[All Options]-[All Packaging] | Indoor Luminaires | Case Lighting | Horizontal Refrigerated Case Luminaires | Standard | FALSE | [9 empty] | 10/20/2015 12:00:00 AM | Dimmable | Continuous Below 10 | Yes |  |  | 9599.33 | 119.31 | 80.45 | 8.4 | 0.995 | 3500 | 85
PCC3N7E5 | Eaton (formerly Cooper Lighting) | Metalux | 4VT2-LD4-4-DR100-[Blank]-UNV-[All Remote Emergency Enclosures]-L835-5LTD1-WL-[All Options]-[All Packaging] | Indoor Luminaires | Case Lighting | Horizontal Refrigerated Case Luminaires | Standard | FALSE | [9 empty] | 10/20/2015 12:00:00 AM | Dimmable | Continuous Below 10 | Yes |  |  | 4866.68 | 129.58 | 37.56 | 14.6 | 0.987 | 3500 | 85
PYGHC2SC | Eaton (formerly Cooper Lighting) | Metalux | 4VT2-LD4-4-FR50-[Blank]-UNV-[All Remote Emergency Enclosures]-L835-5LTD1-WL-[All Options]-[All Packaging] | Indoor Luminaires | Case Lighting | Horizontal Refrigerated Case Luminaires | Standard | FALSE | [9 empty] | 10/20/2015 12:00:00 AM | Dimmable | Continuous Below 10 | Yes |  |  | 4358 | 116.03 | 37.56 | 14.6 | 0.987 | 3500 | 85
PZ2WKM8H | Eaton (formerly Cooper Lighting) | Metalux | 4VT2-LD4-6-FR50-[Blank]-UNV-[All Remote Emergency Enclosures]-L835-5LTD1-WL-[All Options]-[All Packaging] | Indoor Luminaires | Case Lighting | Horizontal Refrigerated Case Luminaires | Standard | FALSE | [9 empty] | 10/20/2015 12:00:00 AM | Dimmable | Continuous Below 10 | Yes |  |  | 5830 | 104.38 | 55.86 | 11.4 | 0.992 | 3500 | 85
PNNHCZAQ | Eaton (formerly Cooper Lighting) | Metalux | 4VT2-LD4-6-DR-[Blank]-UNV-[All Remote Emergency Enclosures]-L840-5LTD1-WL-[All Options]-[All Packaging] | Indoor Luminaires | Case Lighting | Horizontal Refrigerated Case Luminaires | Standard | FALSE | [9 empty] | 10/20/2015 12:00:00 AM | Dimmable | Continuous Below 10 | Yes |  |  | 6719.88 | 120.31 | 55.86 | 11.4 | 0.992 | 4000 | 85
P8YZQ2KW | Eaton (formerly Cooper Lighting) | Metalux | 4VT2-LD4-4-DR100-[Blank]-UNV-[All Remote Emergency Enclosures]-L840-5LTD1-WL-[All Options]-[All Packaging] | Indoor Luminaires | Case Lighting | Horizontal Refrigerated Case Luminaires | Standard | FALSE | [9 empty] | 10/20/2015 12:00:00 AM | Dimmable | Continuous Below 10 | Yes |  |  | 4998.08 | 133.07 | 37.56 | 14.6 | 0.987 | 4000 | 85
PHYVTBRC | Eaton (formerly Cooper Lighting) | Metalux | 4VT2-LD4-6-DR100-[Blank]-UNV-[All Remote Emergency Enclosures]-L840-5LTD1-WL-[All Options]-[All Packaging] | Indoor Luminaires | Case Lighting | Horizontal Refrigerated Case Luminaires | Standard | FALSE | [9 empty] | 10/20/2015 12:00:00 AM | Dimmable | Continuous Below 10 | Yes |  |  | 6686.28 | 119.71 | 55.86 | 11.4 | 0.992 | 4000 | 85
PUHJCDNU | Eaton (formerly Cooper Lighting) | Metalux | 4VT2-LD4-6-DR-[Blank]-UNV-[All Remote Emergency Enclosures]-L850-5LTD1-WL-[All Options]-[All Packaging] | Indoor Luminaires | Case Lighting | Horizontal Refrigerated Case Luminaires | Standard | FALSE | [9 empty] | 10/20/2015 12:00:00 AM | Dimmable | Continuous Below 10 | Yes |  |  | 7020.86 | 125.7 | 55.86 | 11.4 | 0.992 | 5000 | 85
P1AT5DC8 | Eaton (formerly Cooper Lighting) | Metalux | 4VT2-LD4-4-FR50-[Blank]-UNV-[All Remote Emergency Enclosures]-L850-5LTD1-WL-[All Options]-[All Packaging] | Indoor Luminaires | Case Lighting | Horizontal Refrigerated Case Luminaires | Standard | FALSE | [9 empty] | 10/20/2015 12:00:00 AM | Dimmable | Continuous Below 10 | Yes |  |  | 4676.13 | 124.5 | 37.56 | 14.6 | 0.987 | 5000 | 85
PMXVU6WB | Eaton (formerly Cooper Lighting) | Metalux | 4VT2-LD4-8-FR50-[Blank]-UNV-[All Remote Emergency Enclosures]-L850-5LTD1-WL-[All Options]-[All Packaging] | Indoor Luminaires | Case Lighting | Horizontal Refrigerated Case Luminaires | Standard | FALSE | [9 empty] | 10/20/2015 12:00:00 AM | Dimmable | Continuous Below 10 | Yes |  |  | 9177.37 | 114.07 | 80.45 | 8.4 | 0.995 | 5000 | 85
P4TDGE4W | Eaton (formerly Cooper Lighting) | Metalux | 8VT2-LD4-9-DR-[Blank]-UNV-[All Remote Emergency Enclosures]-L835-5LTD2-WL-[All Options]-[All Packaging] | Indoor Luminaires | Case Lighting | Horizontal Refrigerated Case Luminaires | Standard | FALSE | [9 empty] | 10/20/2015 12:00:00 AM | Dimmable | Continuous Below 10 | Yes |  |  | 11405.16 | 110.05 | 103.63 | 12.4 | 0.991 | 3500 | 85
PKPG7NBR | Eaton (formerly Cooper Lighting) | Metalux | 8VT2-LD4-16-DR-[Blank]-UNV-[All Remote Emergency Enclosures]-L835-5LTD2-WL-[All Options]-[All Packaging] | Indoor Luminaires | Case Lighting | Horizontal Refrigerated Case Luminaires | Standard | FALSE | [9 empty] | 10/20/2015 12:00:00 AM | Dimmable | Continuous Below 10 | Yes |  |  | 19198.65 | 119.31 | 160.91 | 8.4 | 0.995 | 3500 | 85
PVQ5GM1P | Eaton (formerly Cooper Lighting) | Metalux | 8VT2-LD4-9-DR100-[Blank]-UNV-[All Remote Emergency Enclosures]-L835-5LTD2-WL-[All Options]-[All Packaging] | Indoor Luminaires | Case Lighting | Horizontal Refrigerated Case Luminaires | Standard | FALSE | [9 empty] | 10/20/2015 12:00:00 AM | Dimmable | Continuous Below 10 | Yes |  |  | 11348.14 | 109.5 | 103.63 | 12.4 | 0.991 | 3500 | 85
PSQX8JNG | Eaton (formerly Cooper Lighting) | Metalux | 8VT2-LD4-16-DR100-[Blank]-UNV-[All Remote Emergency Enclosures]-L835-5LTD2-WL-[All Options]-[All Packaging] | Indoor Luminaires | Case Lighting | Horizontal Refrigerated Case Luminaires | Standard | FALSE | [9 empty] | 10/20/2015 12:00:00 AM | Dimmable | Continuous Below 10 | Yes |  |  | 19102.66 | 118.72 | 160.91 | 8.4 | 0.995 | 3500 | 85
PFXV39GJ | Eaton (formerly Cooper Lighting) | Metalux | 8VT2-LD4-16-DR100-[Blank]-UNV-[All Remote Emergency Enclosures]-L840-5LTD2-WL-[All Options]-[All Packaging] | Indoor Luminaires | Case Lighting | Horizontal Refrigerated Case Luminaires | Standard | FALSE | [9 empty] | 10/20/2015 12:00:00 AM | Dimmable | Continuous Below 10 | Yes |  |  | 19618.43 | 121.92 | 160.91 | 8.4 | 0.995 | 4000 | 85
PTW4T761 | Eaton (formerly Cooper Lighting) | Metalux | 8VT2-LD4-16-DR-[Blank]-UNV-[All Remote Emergency Enclosures]-L850-5LTD2-WL-[All Options]-[All Packaging] | Indoor Luminaires | Case Lighting | Horizontal Refrigerated Case Luminaires | Standard | FALSE | [9 empty] | 10/20/2015 12:00:00 AM | Dimmable | Continuous Below 10 | Yes |  |  | 20600.15 | 128.02 | 160.91 | 8.4 | 0.995 | 5000 | 85
PHNKV3R4 | Eaton (formerly Cooper Lighting) | Metalux | 8VT2-LD4-12-DR100-[Blank]-UNV-[All Remote Emergency Enclosures]-L850-5LTD2-WL-[All Options]-[All Packaging] | Indoor Luminaires | Case Lighting | Horizontal Refrigerated Case Luminaires | Standard | FALSE | [9 empty] | 10/20/2015 12:00:00 AM | Dimmable | Continuous Below 10 | Yes |  |  | 13971.52 | 125.07 | 111.71 | 11.4 | 0.992 | 5000 | 85
PEFMY416 | Eaton (formerly Cooper Lighting) | Metalux | 8VT2-LD4-16-FR50-[Blank]-UNV-[All Remote Emergency Enclosures]-L850-5LTD2-WL-[All Options]-[All Packaging] | Indoor Luminaires | Case Lighting | Horizontal Refrigerated Case Luminaires | Standard | FALSE | [9 empty] | 10/20/2015 12:00:00 AM | Dimmable | Continuous Below 10 | Yes |  |  | 18354.74 | 114.07 | 160.91 | 8.4 | 0.995 | 5000 | 85
PHNXUVVJ | Eaton (formerly Cooper Lighting) | Metalux | 8VT2-LD4-12-FR50-[Blank]-UNV-[All Remote Emergency Enclosures]-L835-5LTD2-WL-[All Options]-[All Packaging] | Indoor Luminaires | Case Lighting | Horizontal Refrigerated Case Luminaires | Standard | FALSE | [9 empty] | 10/20/2015 12:00:00 AM | Dimmable | Continuous Below 10 | Yes |  |  | 11660 | 104.38 | 111.71 | 11.4 | 0.992 | 3500 | 85
P548KTPE | Eaton (formerly Cooper Lighting) | Metalux | 2VT2-LD4-2-DR-[Blank]-[Voltages include 120 only]-[All Remote Emergency Enclosures]-L840-CD1-WL-[All Options]-[All Packaging] | Indoor Luminaires | Case Lighting | Horizontal Refrigerated Case Luminaires | Standard | FALSE | [9 empty] | 10/20/2015 12:00:00 AM | Dimmable | Continuous Below 10 | Yes |  |  | 2623.4 | 130.89 | 20.04 | 5.933 | 0.991 | 4000 | 85
PA8T3S3Y | Eaton (formerly Cooper Lighting) | Metalux | 4VT2-LD4-4-DR-[Blank]-UNV-[All Remote Emergency Enclosures]-L840-CD1-WL-[All Options]-[All Packaging] | Indoor Luminaires | Case Lighting | Horizontal Refrigerated Case Luminaires | Standard | FALSE | [9 empty] | 10/20/2015 12:00:00 AM | Dimmable | Continuous Below 10 | Yes |  |  | 5023.19 | 133.27 | 37.69 | 9.533 | 0.992 | 4000 | 85
PH1FGQ5D | Eaton (formerly Cooper Lighting) | Metalux | 8VT2-LD4-9-DR-[Blank]-UNV-[All Remote Emergency Enclosures]-L840-CD1-WL-[All Options]-[All Packaging] | Indoor Luminaires | Case Lighting | Horizontal Refrigerated Case Luminaires | Standard | FALSE | [9 empty] | 10/20/2015 12:00:00 AM | Dimmable | Continuous Below 10 | Yes |  |  | 11713.1 | 121.25 | 96.6 | 4.92 | 0.999 | 4000 | 85
PSK4W4V7 | Eaton (formerly Cooper Lighting) | Metalux | 4VT2-LD4-6-FR50-[Blank]-UNV-[All Remote Emergency Enclosures]-L840-CD1-WL-[All Options]-[All Packaging] | Indoor Luminaires | Case Lighting | Horizontal Refrigerated Case Luminaires | Standard | FALSE | [9 empty] | 10/20/2015 12:00:00 AM | Dimmable | Continuous Below 10 | Yes |  |  | 5987.41 | 105.54 | 56.73 | 9.967 | 0.994 | 4000 | 85
P6Z3SUT9 | Eaton (formerly Cooper Lighting) | Metalux | 4VT2-LD4-8-FR50-[Blank]-UNV-[All Remote Emergency Enclosures]-L840-CD1-WL-[All Options]-[All Packaging] | Indoor Luminaires | Case Lighting | Horizontal Refrigerated Case Luminaires | Standard | FALSE | [9 empty] | 10/20/2015 12:00:00 AM | Dimmable | Continuous Below 10 | Yes |  |  | 8783.93 | 108.74 | 80.78 | 5.8 | 0.997 | 4000 | 85
PKSPWMQW | Eaton (formerly Cooper Lighting) | Metalux | 4VT2-LD4-4-DR-[Blank]-UNV-[All Remote Emergency Enclosures]-L835-5LTD1-WL-[All Options]-[All Packaging] | Indoor Luminaires | Case Lighting | Horizontal Refrigerated Case Luminaires | Standard | FALSE | [9 empty] | 10/20/2015 12:00:00 AM | Dimmable | Continuous Below 10 | Yes |  |  | 4891.13 | 130.23 | 37.56 | 14.6 | 0.987 | 3500 | 85
PV7HB66P | Eaton (formerly Cooper Lighting) | Metalux | 4VT2-LD4-4-DR-[Blank]-UNV-[All Remote Emergency Enclosures]-L840-5LTD1-WL-[All Options]-[All Packaging] | Indoor Luminaires | Case Lighting | Horizontal Refrigerated Case Luminaires | Standard | FALSE | [9 empty] | 10/20/2015 12:00:00 AM | Dimmable | Continuous Below 10 | Yes |  |  | 5023.19 | 133.74 | 37.56 | 14.6 | 0.987 | 4000 | 85
PKS34SCH | Eaton (formerly Cooper Lighting) | Metalux | 4VT2-LD4-8-DR-[Blank]-UNV-[All Remote Emergency Enclosures]-L850-5LTD1-WL-[All Options]-[All Packaging] | Indoor Luminaires | Case Lighting | Horizontal Refrigerated Case Luminaires | Standard | FALSE | [9 empty] | 10/20/2015 12:00:00 AM | Dimmable | Continuous Below 10 | Yes |  |  | 10300.08 | 128.02 | 80.45 | 8.4 | 0.995 | 5000 | 85
PN7CZ2NK | Eaton (formerly Cooper Lighting) | Metalux | 8VT2-LD4-12-DR100-[Blank]-UNV-[All Remote Emergency Enclosures]-L850-CD2-WL-[All Options]-[All Packaging] | Indoor Luminaires | Case Lighting | Horizontal Refrigerated Case Luminaires | Standard | FALSE | [9 empty] | 10/20/2015 12:00:00 AM | Dimmable | Continuous Below 10 | Yes |  |  | 13971.52 | 122.2 | 114.33 | 9.25 | 0.995 | 5000 | 85
PA38933W | Eaton (formerly Cooper Lighting) | Metalux | 4VT2-LD4-8-DR100-[Blank]-UNV-[All Remote Emergency Enclosures]-L835-5LTD1-WL-[All Options]-[All Packaging] | Indoor Luminaires | Case Lighting | Horizontal Refrigerated Case Luminaires | Standard | FALSE | [9 empty] | 10/20/2015 12:00:00 AM | Dimmable | Continuous Below 10 | Yes |  |  | 9551.33 | 118.72 | 80.45 | 8.4 | 0.995 | 3500 | 85
PZX9NS6R | Eaton (formerly Cooper Lighting) | Metalux | 4VT2-LD4-8-DR100-[Blank]-UNV-[All Remote Emergency Enclosures]-L850-5LTD1-WL-[All Options]-[All Packaging] | Indoor Luminaires | Case Lighting | Horizontal Refrigerated Case Luminaires | Standard | FALSE | [9 empty] | 10/20/2015 12:00:00 AM | Dimmable | Continuous Below 10 | Yes |  |  | 10248.58 | 127.38 | 80.45 | 8.4 | 0.995 | 5000 | 85
P7SKP1CM | Eaton (formerly Cooper Lighting) | Metalux | 8VT2-LD4-16-DR100-[Blank]-UNV-[All Remote Emergency Enclosures]-L850-5LTD2-WL-[All Options]-[All Packaging] | Indoor Luminaires | Case Lighting | Horizontal Refrigerated Case Luminaires | Standard | FALSE | [9 empty] | 10/20/2015 12:00:00 AM | Dimmable | Continuous Below 10 | Yes |  |  | 20497.15 | 127.38 | 160.91 | 8.4 | 0.995 | 5000 | 85
P3P9STBX | Eaton (formerly Cooper Lighting) | Metalux | 8VT2-LD4-12-FR50-[Blank]-UNV-[All Remote Emergency Enclosures]-L850-5LTD2-WL-[All Options]-[All Packaging] | Indoor Luminaires | Case Lighting | Horizontal Refrigerated Case Luminaires | Standard | FALSE | [9 empty] | 10/20/2015 12:00:00 AM | Dimmable | Continuous Below 10 | Yes |  |  | 12511.18 | 111.99 | 111.71 | 11.4 | 0.992 | 5000 | 85
P9V8DZJU | Eaton (formerly Cooper Lighting) | Metalux | 8VT2-LD4-12-DR-[Blank]-UNV-[All Remote Emergency Enclosures]-L840-5LTD2-WL-[All Options]-[All Packaging] | Indoor Luminaires | Case Lighting | Horizontal Refrigerated Case Luminaires | Standard | FALSE | [9 empty] | 10/20/2015 12:00:00 AM | Dimmable | Continuous Below 10 | Yes |  |  | 13439.75 | 120.31 | 111.71 | 11.4 | 0.992 | 4000 | 85
PGWFFEMV | Eaton (formerly Cooper Lighting) | Metalux | 8VT2-LD4-12-DR100-[Blank]-UNV-[All Remote Emergency Enclosures]-L840-5LTD2-WL-[All Options]-[All Packaging] | Indoor Luminaires | Case Lighting | Horizontal Refrigerated Case Luminaires | Standard | FALSE | [9 empty] | 10/20/2015 12:00:00 AM | Dimmable | Continuous Below 10 | Yes |  |  | 13372.55 | 119.71 | 111.71 | 11.4 | 0.992 | 4000 | 85
P5TTM54T | Eaton (formerly Cooper Lighting) | Metalux | 4VT2-LD4-6-FR50-[Blank]-UNV-[All Remote Emergency Enclosures]-L835-CD1-WL-[All Options]-[All Packaging] | Indoor Luminaires | Case Lighting | Horizontal Refrigerated Case Luminaires | Standard | FALSE | [9 empty] | 10/20/2015 12:00:00 AM | Dimmable | Continuous Below 10 | Yes |  |  | 5830 | 102.77 | 56.73 | 9.967 | 0.994 | 3500 | 85
PEBZS149 | Eaton (formerly Cooper Lighting) | Metalux | 8VT2-LD4-9-FR50-[Blank]-UNV-[All Remote Emergency Enclosures]-L835-CD1-WL-[All Options]-[All Packaging] | Indoor Luminaires | Case Lighting | Horizontal Refrigerated Case Luminaires | Standard | FALSE | [9 empty] | 10/20/2015 12:00:00 AM | Dimmable | Continuous Below 10 | Yes |  |  | 10162 | 105.2 | 96.6 | 4.92 | 0.999 | 3500 | 85
PGQF8PH1 | Eaton (formerly Cooper Lighting) | Metalux | 8VT2-LD4-16-DR100-[Blank]-UNV-[All Remote Emergency Enclosures]-L850-CD2-WL-[All Options]-[All Packaging] | Indoor Luminaires | Case Lighting | Horizontal Refrigerated Case Luminaires | Standard | FALSE | [9 empty] | 10/20/2015 12:00:00 AM | Dimmable | Continuous Below 10 | Yes |  |  | 20497.15 | 126.37 | 162.2 | 3.2 | 0.999 | 5000 | 85
PPNGX73T | Eaton (formerly Cooper Lighting) | Metalux | 4VT2-LD4-4-FR50-[Blank]-UNV-[All Remote Emergency Enclosures]-L840-5LTD1-WL-[All Options]-[All Packaging] | Indoor Luminaires | Case Lighting | Horizontal Refrigerated Case Luminaires | Standard | FALSE | [9 empty] | 10/20/2015 12:00:00 AM | Dimmable | Continuous Below 10 | Yes |  |  | 4475.67 | 119.16 | 37.56 | 14.6 | 0.987 | 4000 | 85
PJTXEW2D | Eaton (formerly Cooper Lighting) | Metalux | 4VT2-LD4-8-FR50-[Blank]-UNV-[All Remote Emergency Enclosures]-L840-5LTD1-WL-[All Options]-[All Packaging] | Indoor Luminaires | Case Lighting | Horizontal Refrigerated Case Luminaires | Standard | FALSE | [9 empty] | 10/20/2015 12:00:00 AM | Dimmable | Continuous Below 10 | Yes |  |  | 8783.93 | 109.18 | 80.45 | 8.4 | 0.995 | 4000 | 85
P54SAG28 | Eaton (formerly Cooper Lighting) | Metalux | 8VT2-LD4-12-DR-[Blank]-UNV-[All Remote Emergency Enclosures]-L835-5LTD2-WL-[All Options]-[All Packaging] | Indoor Luminaires | Case Lighting | Horizontal Refrigerated Case Luminaires | Standard | FALSE | [9 empty] | 10/20/2015 12:00:00 AM | Dimmable | Continuous Below 10 | Yes |  |  | 13086.42 | 117.14 | 111.71 | 11.4 | 0.992 | 3500 | 85
PAFBZ4XP | Eaton (formerly Cooper Lighting) | Metalux | 8VT2-LD4-9-DR100-[Blank]-UNV-[All Remote Emergency Enclosures]-L840-5LTD2-WL-[All Options]-[All Packaging] | Indoor Luminaires | Case Lighting | Horizontal Refrigerated Case Luminaires | Standard | FALSE | [9 empty] | 10/20/2015 12:00:00 AM | Dimmable | Continuous Below 10 | Yes |  |  | 11654.54 | 112.46 | 103.63 | 12.4 | 0.991 | 4000 | 85
PSPGSPQ3 | Eaton (formerly Cooper Lighting) | Metalux | 8VT2-LD4-16-FR50-[Blank]-UNV-[All Remote Emergency Enclosures]-L840-5LTD2-WL-[All Options]-[All Packaging] | Indoor Luminaires | Case Lighting | Horizontal Refrigerated Case Luminaires | Standard | FALSE | [9 empty] | 10/20/2015 12:00:00 AM | Dimmable | Continuous Below 10 | Yes |  |  | 17567.86 | 109.18 | 160.91 | 8.4 | 0.995 | 4000 | 85
PG6CW2MH | Eaton (formerly Cooper Lighting) | Metalux | 2VT2-LD4-2-DR-[Blank]-[Voltages include 120 only]-[All Remote Emergency Enclosures]-L835-CD1-WL-[All Options]-[All Packaging] | Indoor Luminaires | Case Lighting | Horizontal Refrigerated Case Luminaires | Standard | FALSE | [9 empty] | 10/20/2015 12:00:00 AM | Dimmable | Continuous Below 10 | Yes |  |  | 2554.43 | 127.45 | 20.04 | 5.933 | 0.991 | 3500 | 85
PPZT54CR | Eaton (formerly Cooper Lighting) | Metalux | 4VT2-LD4-4-DR-[Blank]-UNV-[All Remote Emergency Enclosures]-L835-CD1-WL-[All Options]-[All Packaging] | Indoor Luminaires | Case Lighting | Horizontal Refrigerated Case Luminaires | Standard | FALSE | [9 empty] | 10/20/2015 12:00:00 AM | Dimmable | Continuous Below 10 | Yes |  |  | 4891.13 | 129.77 | 37.69 | 9.533 | 0.992 | 3500 | 85
PCQJS2DQ | Eaton (formerly Cooper Lighting) | Metalux | 4VT2-LD4-6-DR-[Blank]-UNV-[All Remote Emergency Enclosures]-L835-CD1-WL-[All Options]-[All Packaging] | Indoor Luminaires | Case Lighting | Horizontal Refrigerated Case Luminaires | Standard | FALSE | [9 empty] | 10/20/2015 12:00:00 AM | Dimmable | Continuous Below 10 | Yes |  |  | 6543.21 | 115.34 | 56.73 | 9.967 | 0.994 | 3500 | 85
PFEN1DWF | Eaton (formerly Cooper Lighting) | Metalux | 4VT2-LD4-8-DR-[Blank]-UNV-[All Remote Emergency Enclosures]-L835-CD1-WL-[All Options]-[All Packaging] | Indoor Luminaires | Case Lighting | Horizontal Refrigerated Case Luminaires | Standard | FALSE | [9 empty] | 10/20/2015 12:00:00 AM | Dimmable | Continuous Below 10 | Yes |  |  | 9599.33 | 118.84 | 80.78 | 5.8 | 0.997 | 3500 | 85
PB182DG1 | Eaton (formerly Cooper Lighting) | Metalux | 8VT2-LD4-12-DR-[Blank]-UNV-[All Remote Emergency Enclosures]-L835-CD2-WL-[All Options]-[All Packaging] | Indoor Luminaires | Case Lighting | Horizontal Refrigerated Case Luminaires | Standard | FALSE | [9 empty] | 10/20/2015 12:00:00 AM | Dimmable | Continuous Below 10 | Yes |  |  | 13086.42 | 114.46 | 114.33 | 9.25 | 0.995 | 3500 | 85
P97SXXVB | Eaton (formerly Cooper Lighting) | Metalux | 4VT2-LD4-4-DR100-[Blank]-UNV-[All Remote Emergency Enclosures]-L835-CD1-WL-[All Options]-[All Packaging] | Indoor Luminaires | Case Lighting | Horizontal Refrigerated Case Luminaires | Standard | FALSE | [9 empty] | 10/20/2015 12:00:00 AM | Dimmable | Continuous Below 10 | Yes |  |  | 4866.68 | 129.12 | 37.69 | 9.533 | 0.992 | 3500 | 85
PGPRC5XR | Eaton (formerly Cooper Lighting) | Metalux | 8VT2-LD4-12-FR50-[Blank]-UNV-[All Remote Emergency Enclosures]-L835-CD2-WL-[All Options]-[All Packaging] | Indoor Luminaires | Case Lighting | Horizontal Refrigerated Case Luminaires | Standard | FALSE | [9 empty] | 10/20/2015 12:00:00 AM | Dimmable | Continuous Below 10 | Yes |  |  | 11660 | 101.98 | 114.33 | 9.25 | 0.995 | 3500 | 85
P8J3J29W | Eaton (formerly Cooper Lighting) | Metalux | 8VT2-LD4-16-FR50-[Blank]-UNV-[All Remote Emergency Enclosures]-L835-CD2-WL-[All Options]-[All Packaging] | Indoor Luminaires | Case Lighting | Horizontal Refrigerated Case Luminaires | Standard | FALSE | [9 empty] | 10/20/2015 12:00:00 AM | Dimmable | Continuous Below 10 | Yes |  |  | 17106 | 105.46 | 162.2 | 3.2 | 0.999 | 3500 | 85
PKJSKG81 | Eaton (formerly Cooper Lighting) | Metalux | 8VT2-LD4-16-DR-[Blank]-UNV-[All Remote Emergency Enclosures]-L840-CD2-WL-[All Options]-[All Packaging] | Indoor Luminaires | Case Lighting | Horizontal Refrigerated Case Luminaires | Standard | FALSE | [9 empty] | 10/20/2015 12:00:00 AM | Dimmable | Continuous Below 10 | Yes |  |  | 19717.02 | 121.56 | 162.2 | 3.2 | 0.999 | 4000 | 85
P21KMMJD | Eaton (formerly Cooper Lighting) | Metalux | 2VT2-LD4-2-DR100-[Blank]-[Voltages include 120 only]-[All Remote Emergency Enclosures]-L840-CD1-WL-[All Options]-[All Packaging] | Indoor Luminaires | Case Lighting | Horizontal Refrigerated Case Luminaires | Standard | FALSE | [9 empty] | 10/20/2015 12:00:00 AM | Dimmable | Continuous Below 10 | Yes |  |  | 2610.29 | 130.23 | 20.04 | 5.933 | 0.991 | 4000 | 85
PMHWKHDC | Eaton (formerly Cooper Lighting) | Metalux | 8VT2-LD4-12-DR100-[Blank]-UNV-[All Remote Emergency Enclosures]-L840-CD2-WL-[All Options]-[All Packaging] | Indoor Luminaires | Case Lighting | Horizontal Refrigerated Case Luminaires | Standard | FALSE | [9 empty] | 10/20/2015 12:00:00 AM | Dimmable | Continuous Below 10 | Yes |  |  | 13372.55 | 116.96 | 114.33 | 9.25 | 0.995 | 4000 | 85
P76HHQA8 | Eaton (formerly Cooper Lighting) | Metalux | 8VT2-LD4-16-DR100-[Blank]-UNV-[All Remote Emergency Enclosures]-L840-CD2-WL-[All Options]-[All Packaging] | Indoor Luminaires | Case Lighting | Horizontal Refrigerated Case Luminaires | Standard | FALSE | [9 empty] | 10/20/2015 12:00:00 AM | Dimmable | Continuous Below 10 | Yes |  |  | 19618.43 | 120.95 | 162.2 | 3.2 | 0.999 | 4000 | 85
PFH556TU | Eaton (formerly Cooper Lighting) | Metalux | 8VT2-LD4-16-FR50-[Blank]-UNV-[All Remote Emergency Enclosures]-L840-CD2-WL-[All Options]-[All Packaging] | Indoor Luminaires | Case Lighting | Horizontal Refrigerated Case Luminaires | Standard | FALSE | [9 empty] | 10/20/2015 12:00:00 AM | Dimmable | Continuous Below 10 | Yes |  |  | 17567.86 | 108.31 | 162.2 | 3.2 | 0.999 | 4000 | 85
PEN4T6DH | Eaton (formerly Cooper Lighting) | Metalux | 2VT2-LD4-2-DR-[Blank]-[Voltages include 120 only]-[All Remote Emergency Enclosures]-L850-CD1-WL-[All Options]-[All Packaging] | Indoor Luminaires | Case Lighting | Horizontal Refrigerated Case Luminaires | Standard | FALSE | [9 empty] | 10/20/2015 12:00:00 AM | Dimmable | Continuous Below 10 | Yes |  |  | 2740.91 | 136.75 | 20.04 | 5.933 | 0.991 | 5000 | 85
PYZN45JA | Eaton (formerly Cooper Lighting) | Metalux | 2VT2-LD4-3-DR-[Blank]-UNV-[All Remote Emergency Enclosures]-L850-CD1-WL-[All Options]-[All Packaging] | Indoor Luminaires | Case Lighting | Horizontal Refrigerated Case Luminaires | Standard | FALSE | [9 empty] | 10/20/2015 12:00:00 AM | Dimmable | Continuous Below 10 | Yes |  |  | 3899.41 | 146.77 | 26.57 | 5 | 0.996 | 5000 | 85
PFN2B1R1 | Eaton (formerly Cooper Lighting) | Metalux | 4VT2-LD4-6-DR-[Blank]-UNV-[All Remote Emergency Enclosures]-L850-CD1-WL-[All Options]-[All Packaging] | Indoor Luminaires | Case Lighting | Horizontal Refrigerated Case Luminaires | Standard | FALSE | [9 empty] | 10/20/2015 12:00:00 AM | Dimmable | Continuous Below 10 | Yes |  |  | 7020.86 | 123.76 | 56.73 | 9.967 | 0.994 | 5000 | 85
P11E55Y2 | Eaton (formerly Cooper Lighting) | Metalux | 2VT2-LD4-3-DR100-[Blank]-UNV-[All Remote Emergency Enclosures]-L850-CD1-WL-[All Options]-[All Packaging] | Indoor Luminaires | Case Lighting | Horizontal Refrigerated Case Luminaires | Standard | FALSE | [9 empty] | 10/20/2015 12:00:00 AM | Dimmable | Continuous Below 10 | Yes |  |  | 3879.91 | 146.04 | 26.57 | 5 | 0.996 | 5000 | 85
PVSQEKS1 | Eaton (formerly Cooper Lighting) | Metalux | 4VT2-LD4-4-DR100-[Blank]-UNV-[All Remote Emergency Enclosures]-L850-CD1-WL-[All Options]-[All Packaging] | Indoor Luminaires | Case Lighting | Horizontal Refrigerated Case Luminaires | Standard | FALSE | [9 empty] | 10/20/2015 12:00:00 AM | Dimmable | Continuous Below 10 | Yes |  |  | 5221.95 | 138.55 | 37.69 | 9.533 | 0.992 | 5000 | 85
PJZDGAXV | Eaton (formerly Cooper Lighting) | Metalux | 4VT2-LD4-6-DR100-[Blank]-UNV-[All Remote Emergency Enclosures]-L850-CD1-WL-[All Options]-[All Packaging] | Indoor Luminaires | Case Lighting | Horizontal Refrigerated Case Luminaires | Standard | FALSE | [9 empty] | 10/20/2015 12:00:00 AM | Dimmable | Continuous Below 10 | Yes |  |  | 6985.76 | 123.14 | 56.73 | 9.967 | 0.994 | 5000 | 85
PYGS3R8Y | Eaton (formerly Cooper Lighting) | Metalux | 8VT2-LD4-9-DR100-[Blank]-UNV-[All Remote Emergency Enclosures]-L850-CD1-WL-[All Options]-[All Packaging] | Indoor Luminaires | Case Lighting | Horizontal Refrigerated Case Luminaires | Standard | FALSE | [9 empty] | 10/20/2015 12:00:00 AM | Dimmable | Continuous Below 10 | Yes |  |  | 12176.55 | 126.05 | 96.6 | 4.92 | 0.999 | 5000 | 85
PPN8X6WS | Eaton (formerly Cooper Lighting) | Metalux | 2VT2-LD4-2-FR50-[Blank]-[Voltages include 120 only]-[All Remote Emergency Enclosures]-L850-CD1-WL-[All Options]-[All Packaging] | Indoor Luminaires | Case Lighting | Horizontal Refrigerated Case Luminaires | Standard | FALSE | [9 empty] | 10/20/2015 12:00:00 AM | Dimmable | Continuous Below 10 | Yes |  |  | 2442.15 | 121.84 | 20.04 | 5.933 | 0.991 | 5000 | 85
PE8PR7P7 | Eaton (formerly Cooper Lighting) | Metalux | 8VT2-LD4-12-FR50-[Blank]-UNV-[All Remote Emergency Enclosures]-L850-CD2-WL-[All Options]-[All Packaging] | Indoor Luminaires | Case Lighting | Horizontal Refrigerated Case Luminaires | Standard | FALSE | [9 empty] | 10/20/2015 12:00:00 AM | Dimmable | Continuous Below 10 | Yes |  |  | 12511.18 | 109.43 | 114.33 | 9.25 | 0.995 | 5000 | 85
PUKGG4WQ | Eaton (formerly Cooper Lighting) | Metalux | 4VT2-LD4-6-DR-[Blank]-UNV-[All Remote Emergency Enclosures]-L835-5LTD1-WL-[All Options]-[All Packaging] | Indoor Luminaires | Case Lighting | Horizontal Refrigerated Case Luminaires | Standard | FALSE | [9 empty] | 10/20/2015 12:00:00 AM | Dimmable | Continuous Below 10 | Yes |  |  | 6543.21 | 117.14 | 55.86 | 11.4 | 0.992 | 3500 | 85
PQVJPJ2E | Eaton (formerly Cooper Lighting) | Metalux | 4VT2-LD4-8-FR50-[Blank]-UNV-[All Remote Emergency Enclosures]-L835-5LTD1-WL-[All Options]-[All Packaging] | Indoor Luminaires | Case Lighting | Horizontal Refrigerated Case Luminaires | Standard | FALSE | [9 empty] | 10/20/2015 12:00:00 AM | Dimmable | Continuous Below 10 | Yes |  |  | 8553 | 106.31 | 80.45 | 8.4 | 0.995 | 3500 | 85
PJAA6VYM | Eaton (formerly Cooper Lighting) | Metalux | 4VT2-LD4-8-DR100-[Blank]-UNV-[All Remote Emergency Enclosures]-L840-5LTD1-WL-[All Options]-[All Packaging] | Indoor Luminaires | Case Lighting | Horizontal Refrigerated Case Luminaires | Standard | FALSE | [9 empty] | 10/20/2015 12:00:00 AM | Dimmable | Continuous Below 10 | Yes |  |  | 9809.22 | 121.92 | 80.45 | 8.4 | 0.995 | 4000 | 85
PZM7CARA | Eaton (formerly Cooper Lighting) | Metalux | 4VT2-LD4-4-DR100-[Blank]-UNV-[All Remote Emergency Enclosures]-L850-5LTD1-WL-[All Options]-[All Packaging] | Indoor Luminaires | Case Lighting | Horizontal Refrigerated Case Luminaires | Standard | FALSE | [9 empty] | 10/20/2015 12:00:00 AM | Dimmable | Continuous Below 10 | Yes |  |  | 5221.95 | 139.03 | 37.56 | 14.6 | 0.987 | 5000 | 85
PSP196H1 | Eaton (formerly Cooper Lighting) | Metalux | 4VT2-LD4-6-DR100-[Blank]-UNV-[All Remote Emergency Enclosures]-L850-5LTD1-WL-[All Options]-[All Packaging] | Indoor Luminaires | Case Lighting | Horizontal Refrigerated Case Luminaires | Standard | FALSE | [9 empty] | 10/20/2015 12:00:00 AM | Dimmable | Continuous Below 10 | Yes |  |  | 6985.76 | 125.07 | 55.86 | 11.4 | 0.992 | 5000 | 85
PAP3VJQ7 | Eaton (formerly Cooper Lighting) | Metalux | 8VT2-LD4-12-DR100-[Blank]-UNV-[All Remote Emergency Enclosures]-L835-5LTD2-WL-[All Options]-[All Packaging] | Indoor Luminaires | Case Lighting | Horizontal Refrigerated Case Luminaires | Standard | FALSE | [9 empty] | 10/20/2015 12:00:00 AM | Dimmable | Continuous Below 10 | Yes |  |  | 13020.99 | 116.56 | 111.71 | 11.4 | 0.992 | 3500 | 85
PA4CSEBA | Eaton (formerly Cooper Lighting) | Metalux | 8VT2-LD4-9-FR50-[Blank]-UNV-[All Remote Emergency Enclosures]-L835-5LTD2-WL-[All Options]-[All Packaging] | Indoor Luminaires | Case Lighting | Horizontal Refrigerated Case Luminaires | Standard | FALSE | [9 empty] | 10/20/2015 12:00:00 AM | Dimmable | Continuous Below 10 | Yes |  |  | 10162 | 98.06 | 103.63 | 12.4 | 0.991 | 3500 | 85
PCHA3DH5 | Eaton (formerly Cooper Lighting) | Metalux | 8VT2-LD4-16-FR50-[Blank]-UNV-[All Remote Emergency Enclosures]-L835-5LTD2-WL-[All Options]-[All Packaging] | Indoor Luminaires | Case Lighting | Horizontal Refrigerated Case Luminaires | Standard | FALSE | [9 empty] | 10/20/2015 12:00:00 AM | Dimmable | Continuous Below 10 | Yes |  |  | 17106 | 106.31 | 160.91 | 8.4 | 0.995 | 3500 | 85
PQYR7MB4 | Eaton (formerly Cooper Lighting) | Metalux | 8VT2-LD4-9-DR-[Blank]-UNV-[All Remote Emergency Enclosures]-L840-5LTD2-WL-[All Options]-[All Packaging] | Indoor Luminaires | Case Lighting | Horizontal Refrigerated Case Luminaires | Standard | FALSE | [9 empty] | 10/20/2015 12:00:00 AM | Dimmable | Continuous Below 10 | Yes |  |  | 11713.1 | 113.02 | 103.63 | 12.4 | 0.991 | 4000 | 85
PFEZZVG9 | Eaton (formerly Cooper Lighting) | Metalux | 8VT2-LD4-9-FR50-[Blank]-UNV-[All Remote Emergency Enclosures]-L850-5LTD2-WL-[All Options]-[All Packaging] | Indoor Luminaires | Case Lighting | Horizontal Refrigerated Case Luminaires | Standard | FALSE | [9 empty] | 10/20/2015 12:00:00 AM | Dimmable | Continuous Below 10 | Yes |  |  | 10903.83 | 105.22 | 103.63 | 12.4 | 0.991 | 5000 | 85
PV2ZGZN2 | Eaton (formerly Cooper Lighting) | Metalux | 8VT2-LD4-16-DR-[Blank]-UNV-[All Remote Emergency Enclosures]-L840-5LTD2-WL-[All Options]-[All Packaging] | Indoor Luminaires | Case Lighting | Horizontal Refrigerated Case Luminaires | Standard | FALSE | [9 empty] | 10/20/2015 12:00:00 AM | Dimmable | Continuous Below 10 | Yes |  |  | 19717.02 | 122.54 | 160.91 | 8.4 | 0.995 | 4000 | 85
P3YQ5MZS | Eaton (formerly Cooper Lighting) | Metalux | 8VT2-LD4-9-FR50-[Blank]-UNV-[All Remote Emergency Enclosures]-L840-5LTD2-WL-[All Options]-[All Packaging] | Indoor Luminaires | Case Lighting | Horizontal Refrigerated Case Luminaires | Standard | FALSE | [9 empty] | 10/20/2015 12:00:00 AM | Dimmable | Continuous Below 10 | Yes |  |  | 10436.37 | 100.71 | 103.63 | 12.4 | 0.991 | 4000 | 85
PEDQZETG | Eaton (formerly Cooper Lighting) | Metalux | 8VT2-LD4-12-DR-[Blank]-UNV-[All Remote Emergency Enclosures]-L850-5LTD2-WL-[All Options]-[All Packaging] | Indoor Luminaires | Case Lighting | Horizontal Refrigerated Case Luminaires | Standard | FALSE | [9 empty] | 10/20/2015 12:00:00 AM | Dimmable | Continuous Below 10 | Yes |  |  | 14041.73 | 125.7 | 111.71 | 11.4 | 0.992 | 5000 | 85
P8K5ZT8B | Eaton (formerly Cooper Lighting) | Metalux | 2VT2-LD4-3-FR50-[Blank]-UNV-[All Remote Emergency Enclosures]-L835-CD1-WL-[All Options]-[All Packaging] | Indoor Luminaires | Case Lighting | Horizontal Refrigerated Case Luminaires | Standard | FALSE | [9 empty] | 10/20/2015 12:00:00 AM | Dimmable | Continuous Below 10 | Yes |  |  | 3238 | 121.88 | 26.57 | 5 | 0.996 | 3500 | 85
P8DJHH5K | Eaton (formerly Cooper Lighting) | Metalux | 4VT2-LD4-8-DR-[Blank]-UNV-[All Remote Emergency Enclosures]-L840-CD1-WL-[All Options]-[All Packaging] | Indoor Luminaires | Case Lighting | Horizontal Refrigerated Case Luminaires | Standard | FALSE | [9 empty] | 10/20/2015 12:00:00 AM | Dimmable | Continuous Below 10 | Yes |  |  | 9858.51 | 122.05 | 80.78 | 5.8 | 0.997 | 4000 | 85
PQJUDBG7 | Eaton (formerly Cooper Lighting) | Metalux | 8VT2-LD4-12-DR-[Blank]-UNV-[All Remote Emergency Enclosures]-L840-CD2-WL-[All Options]-[All Packaging] | Indoor Luminaires | Case Lighting | Horizontal Refrigerated Case Luminaires | Standard | FALSE | [9 empty] | 10/20/2015 12:00:00 AM | Dimmable | Continuous Below 10 | Yes |  |  | 13439.75 | 117.55 | 114.33 | 9.25 | 0.995 | 4000 | 85
PR19PUER | Eaton (formerly Cooper Lighting) | Metalux | 4VT2-LD4-4-FR50-[Blank]-UNV-[All Remote Emergency Enclosures]-L840-CD1-WL-[All Options]-[All Packaging] | Indoor Luminaires | Case Lighting | Horizontal Refrigerated Case Luminaires | Standard | FALSE | [9 empty] | 10/20/2015 12:00:00 AM | Dimmable | Continuous Below 10 | Yes |  |  | 4475.67 | 118.75 | 37.69 | 9.533 | 0.992 | 4000 | 85
P4DR524R | Eaton (formerly Cooper Lighting) | Metalux | 8VT2-LD4-12-FR50-[Blank]-UNV-[All Remote Emergency Enclosures]-L840-CD2-WL-[All Options]-[All Packaging] | Indoor Luminaires | Case Lighting | Horizontal Refrigerated Case Luminaires | Standard | FALSE | [9 empty] | 10/20/2015 12:00:00 AM | Dimmable | Continuous Below 10 | Yes |  |  | 11974.82 | 104.74 | 114.33 | 9.25 | 0.995 | 4000 | 85
PS4C5F4V | Eaton (formerly Cooper Lighting) | Metalux | 8VT2-LD4-16-FR50-[Blank]-UNV-[All Remote Emergency Enclosures]-L850-CD2-WL-[All Options]-[All Packaging] | Indoor Luminaires | Case Lighting | Horizontal Refrigerated Case Luminaires | Standard | FALSE | [9 empty] | 10/20/2015 12:00:00 AM | Dimmable | Continuous Below 10 | Yes |  |  | 18354.74 | 113.16 | 162.2 | 3.2 | 0.999 | 5000 | 85
PYXUYVMX | Eaton (formerly Cooper Lighting) | Metalux | 4VT2-LD4-4-DR-[Blank]-UNV-[All Remote Emergency Enclosures]-L850-5LTD1-WL-[All Options]-[All Packaging] | Indoor Luminaires | Case Lighting | Horizontal Refrigerated Case Luminaires | Standard | FALSE | [9 empty] | 10/20/2015 12:00:00 AM | Dimmable | Continuous Below 10 | Yes |  |  | 5248.19 | 139.73 | 37.56 | 14.6 | 0.987 | 5000 | 85
PB4KDZ69 | Eaton (formerly Cooper Lighting) | Metalux | 4VT2-LD4-6-FR50-[Blank]-UNV-[All Remote Emergency Enclosures]-L850-5LTD1-WL-[All Options]-[All Packaging] | Indoor Luminaires | Case Lighting | Horizontal Refrigerated Case Luminaires | Standard | FALSE | [9 empty] | 10/20/2015 12:00:00 AM | Dimmable | Continuous Below 10 | Yes |  |  | 6255.59 | 111.99 | 55.86 | 11.4 | 0.992 | 5000 | 85
PMW2JJEZ | Eaton (formerly Cooper Lighting) | Metalux | 8VT2-LD4-9-DR100-[Blank]-UNV-[All Remote Emergency Enclosures]-L850-5LTD2-WL-[All Options]-[All Packaging] | Indoor Luminaires | Case Lighting | Horizontal Refrigerated Case Luminaires | Standard | FALSE | [9 empty] | 10/20/2015 12:00:00 AM | Dimmable | Continuous Below 10 | Yes |  |  | 12176.55 | 117.5 | 103.63 | 12.4 | 0.991 | 5000 | 85
PZM1X7YS | Eaton (formerly Cooper Lighting) | Metalux | 4VT2-LD4-6-DR100-[Blank]-UNV-[All Remote Emergency Enclosures]-L835-CD1-WL-[All Options]-[All Packaging] | Indoor Luminaires | Case Lighting | Horizontal Refrigerated Case Luminaires | Standard | FALSE | [9 empty] | 10/20/2015 12:00:00 AM | Dimmable | Continuous Below 10 | Yes |  |  | 6510.49 | 114.76 | 56.73 | 9.967 | 0.994 | 3500 | 85
P5B732C2 | Eaton (formerly Cooper Lighting) | Metalux | 8VT2-LD4-16-DR100-[Blank]-UNV-[All Remote Emergency Enclosures]-L835-CD2-WL-[All Options]-[All Packaging] | Indoor Luminaires | Case Lighting | Horizontal Refrigerated Case Luminaires | Standard | FALSE | [9 empty] | 10/20/2015 12:00:00 AM | Dimmable | Continuous Below 10 | Yes |  |  | 19102.66 | 117.77 | 162.2 | 3.2 | 0.999 | 3500 | 85
PRNMKEM7 | Eaton (formerly Cooper Lighting) | Metalux | 2VT2-LD4-2-FR50-[Blank]-[Voltages include 120 only]-[All Remote Emergency Enclosures]-L835-CD1-WL-[All Options]-[All Packaging] | Indoor Luminaires | Case Lighting | Horizontal Refrigerated Case Luminaires | Standard | FALSE | [9 empty] | 10/20/2015 12:00:00 AM | Dimmable | Continuous Below 10 | Yes |  |  | 2276 | 113.55 | 20.04 | 5.933 | 0.991 | 3500 | 85
PHNVC8UZ | Eaton (formerly Cooper Lighting) | Metalux | 4VT2-LD4-4-DR100-[Blank]-UNV-[All Remote Emergency Enclosures]-L840-CD1-WL-[All Options]-[All Packaging] | Indoor Luminaires | Case Lighting | Horizontal Refrigerated Case Luminaires | Standard | FALSE | [9 empty] | 10/20/2015 12:00:00 AM | Dimmable | Continuous Below 10 | Yes |  |  | 4998.08 | 132.61 | 37.69 | 9.533 | 0.992 | 4000 | 85
PAQGRNSA | Eaton (formerly Cooper Lighting) | Metalux | 2VT2-LD4-2-FR50-[Blank]-[Voltages include 120 only]-[All Remote Emergency Enclosures]-L840-CD1-WL-[All Options]-[All Packaging] | Indoor Luminaires | Case Lighting | Horizontal Refrigerated Case Luminaires | Standard | FALSE | [9 empty] | 10/20/2015 12:00:00 AM | Dimmable | Continuous Below 10 | Yes |  |  | 2337.45 | 116.62 | 20.04 | 5.933 | 0.991 | 4000 | 85
P6VJEY3Z | Eaton (formerly Cooper Lighting) | Metalux | 4VT2-LD4-8-DR-[Blank]-UNV-[All Remote Emergency Enclosures]-L840-5LTD1-WL-[All Options]-[All Packaging] | Indoor Luminaires | Case Lighting | Horizontal Refrigerated Case Luminaires | Standard | FALSE | [9 empty] | 10/20/2015 12:00:00 AM | Dimmable | Continuous Below 10 | Yes |  |  | 9858.51 | 122.54 | 80.45 | 8.4 | 0.995 | 4000 | 85
PA9JW8RX | Eaton (formerly Cooper Lighting) | Metalux | 4VT2-LD4-6-FR50-[Blank]-UNV-[All Remote Emergency Enclosures]-L840-5LTD1-WL-[All Options]-[All Packaging] | Indoor Luminaires | Case Lighting | Horizontal Refrigerated Case Luminaires | Standard | FALSE | [9 empty] | 10/20/2015 12:00:00 AM | Dimmable | Continuous Below 10 | Yes |  |  | 5987.41 | 107.19 | 55.86 | 11.4 | 0.992 | 4000 | 85
PRKVP5CQ | Eaton (formerly Cooper Lighting) | Metalux | 8VT2-LD4-12-FR50-[Blank]-UNV-[All Remote Emergency Enclosures]-L840-5LTD2-WL-[All Options]-[All Packaging] | Indoor Luminaires | Case Lighting | Horizontal Refrigerated Case Luminaires | Standard | FALSE | [9 empty] | 10/20/2015 12:00:00 AM | Dimmable | Continuous Below 10 | Yes |  |  | 11974.82 | 107.19 | 111.71 | 11.4 | 0.992 | 4000 | 85
P828V79Q | Eaton (formerly Cooper Lighting) | Metalux | 8VT2-LD4-9-DR-[Blank]-UNV-[All Remote Emergency Enclosures]-L850-5LTD2-WL-[All Options]-[All Packaging] | Indoor Luminaires | Case Lighting | Horizontal Refrigerated Case Luminaires | Standard | FALSE | [9 empty] | 10/20/2015 12:00:00 AM | Dimmable | Continuous Below 10 | Yes |  |  | 12237.74 | 118.09 | 103.63 | 12.4 | 0.991 | 5000 | 85
P7TP9XB1 | Eaton (formerly Cooper Lighting) | Metalux | 8VT2-LD4-9-DR100-[Blank]-UNV-[All Remote Emergency Enclosures]-L835-CD1-WL-[All Options]-[All Packaging] | Indoor Luminaires | Case Lighting | Horizontal Refrigerated Case Luminaires | Standard | FALSE | [9 empty] | 10/20/2015 12:00:00 AM | Dimmable | Continuous Below 10 | Yes |  |  | 11348.14 | 117.48 | 96.6 | 4.92 | 0.999 | 3500 | 85
PECH9FC5 | Eaton (formerly Cooper Lighting) | Metalux | 4VT2-LD4-6-DR-[Blank]-UNV-[All Remote Emergency Enclosures]-L840-CD1-WL-[All Options]-[All Packaging] | Indoor Luminaires | Case Lighting | Horizontal Refrigerated Case Luminaires | Standard | FALSE | [9 empty] | 10/20/2015 12:00:00 AM | Dimmable | Continuous Below 10 | Yes |  |  | 6719.88 | 118.46 | 56.73 | 9.967 | 0.994 | 4000 | 85
P57MT183 | Eaton (formerly Cooper Lighting) | Metalux | 2VT2-LD4-3-DR100-[Blank]-UNV-[All Remote Emergency Enclosures]-L840-CD1-WL-[All Options]-[All Packaging] | Indoor Luminaires | Case Lighting | Horizontal Refrigerated Case Luminaires | Standard | FALSE | [9 empty] | 10/20/2015 12:00:00 AM | Dimmable | Continuous Below 10 | Yes |  |  | 3713.58 | 139.78 | 26.57 | 5 | 0.996 | 4000 | 85
PR8WY9QM | Eaton (formerly Cooper Lighting) | Metalux | 4VT2-LD4-8-DR-[Blank]-UNV-[All Remote Emergency Enclosures]-L850-CD1-WL-[All Options]-[All Packaging] | Indoor Luminaires | Case Lighting | Horizontal Refrigerated Case Luminaires | Standard | FALSE | [9 empty] | 10/20/2015 12:00:00 AM | Dimmable | Continuous Below 10 | Yes |  |  | 10300.08 | 127.51 | 80.78 | 5.8 | 0.997 | 5000 | 85
P9CSEXTG | Eaton (formerly Cooper Lighting) | Metalux | 2VT2-LD4-2-DR100-[Blank]-[Voltages include 120 only]-[All Remote Emergency Enclosures]-L850-CD1-WL-[All Options]-[All Packaging] | Indoor Luminaires | Case Lighting | Horizontal Refrigerated Case Luminaires | Standard | FALSE | [9 empty] | 10/20/2015 12:00:00 AM | Dimmable | Continuous Below 10 | Yes |  |  | 2727.2 | 136.07 | 20.04 | 5.933 | 0.991 | 5000 | 85
PJ7M5UC6 | Eaton (formerly Cooper Lighting) | Metalux | 4VT2-LD4-4-FR50-[Blank]-UNV-[All Remote Emergency Enclosures]-L850-CD1-WL-[All Options]-[All Packaging] | Indoor Luminaires | Case Lighting | Horizontal Refrigerated Case Luminaires | Standard | FALSE | [9 empty] | 10/20/2015 12:00:00 AM | Dimmable | Continuous Below 10 | Yes |  |  | 4676.13 | 124.06 | 37.69 | 9.533 | 0.992 | 5000 | 85
PP1J92ZT | Eaton (formerly Cooper Lighting) | Metalux | 4VT2-LD4-6-DR100-[Blank]-UNV-[All Remote Emergency Enclosures]-L835-5LTD1-WL-[All Options]-[All Packaging] | Indoor Luminaires | Case Lighting | Horizontal Refrigerated Case Luminaires | Standard | FALSE | [9 empty] | 10/20/2015 12:00:00 AM | Dimmable | Continuous Below 10 | Yes |  |  | 6510.49 | 116.56 | 55.86 | 11.4 | 0.992 | 3500 | 85
P00000QOQ | Efficient Lights | Efficient Lights | 472-18C-024C | Indoor Luminaires | Case Lighting | Horizontal Refrigerated Case Luminaires | Standard | TRUE | 1442 | 64.4 | 22.4 | 5.26 | 0.98 | 3068 | 82.6 |  | 50000 | 5/31/2011 12:00:00 AM | Not Yet Verified | Not Yet Verified | Not Yet Verified |  | 1.5 | 1440 | 60 | 26.5 |  |  | 3000 | 75
P00000QOT | Efficient Lights | Efficient Lights | 472-9C-024S | Indoor Luminaires | Case Lighting | Horizontal Refrigerated Case Luminaires | Standard | TRUE | 774.7 | 60 | 12.92 | 8.36 | 0.946 | 3051 | 84.2 |  | 50000 | 5/31/2011 12:00:00 AM | Not Yet Verified | Not Yet Verified | Not Yet Verified |  | 1.5 | 770 | 60 | 15.5 |  |  | 3000 | 75
P00000QOX | Efficient Lights | Efficient Lights | 585-15C-0024D | Indoor Luminaires | Case Lighting | Vertical Refrigerated Case Luminaires | Standard | TRUE | 1327 | 60.6 | 21.9 | 5.89 | 0.913 | 3980 | 80 | 5 | 50000 | 8/31/2011 12:00:00 AM | Not Yet Verified | Not Yet Verified | Not Yet Verified |  | 1.6 | 1300 |  | 21 |  |  | 4100
P00000QP0 | Efficient Lights | Efficient Lights | 699-18C-0024 | Indoor Luminaires | Case Lighting | Vertical Refrigerated Case Luminaires | Standard | TRUE | 1587 | 64.3 | 24.7 | 5.4 | 0.94 | 3991 | 79 | 5 | 50000 | 9/1/2011 12:00:00 AM | Not Yet Verified | Not Yet Verified | Not Yet Verified |  | 1.6 | 1500 |  | 25 |  |  | 4100
P00000QP2 | Efficient Lights | Efficient Lights | 699-18L-0024D | Indoor Luminaires | Case Lighting | Vertical Refrigerated Case Luminaires | Standard | TRUE | 1474 | 61.2 | 24 | 6.8 | 0.93 | 3964 | 88 | 5 | 50000 | 12/4/2011 12:00:00 AM | Not Yet Verified | Not Yet Verified | Not Yet Verified |  | 1.6 | 1500 |  | 25 |  |  | 4100
P00000QP3 | Efficient Lights | Efficient Lights | 699-18L-0024-40k-K | Indoor Luminaires | Case Lighting | Vertical Refrigerated Case Luminaires | Standard | TRUE | 1476 | 60.5 | 24.3 | 7.4 | 0.938 | 3909 | 88 | 5 | 50000 | 12/4/2011 12:00:00 AM | Not Yet Verified | Not Yet Verified | Not Yet Verified |  | 1.6 | 1500 |  | 24 |  |  | 4100
P00000QP4 | Efficient Lights | Efficient Lights | 585-15L-0024D | Indoor Luminaires | Case Lighting | Vertical Refrigerated Case Luminaires | Standard | TRUE | 1229 | 59.7 | 20.5 | 8.6 | 0.904 | 3926 | 88 | 5 | 50000 | 12/4/2011 12:00:00 AM | Not Yet Verified | Not Yet Verified | Not Yet Verified |  | 1.6 | 1300 |  | 21 |  |  | 4100
P00000QP5 | Efficient Lights | Efficient Lights | 585-15L-0024-40k-K | Indoor Luminaires | Case Lighting | Vertical Refrigerated Case Luminaires | Standard | TRUE | 1219 | 59.5 | 20.4 | 8.7 | 0.904 | 3960 | 88 | 5 | 50000 | 12/4/2011 12:00:00 AM | Not Yet Verified | Not Yet Verified | Not Yet Verified |  | 1.6 | 1300 |  | 21 |  |  | 4100
P00000QP6 | Efficient Lights | Efficient Lights | 699-18C-0024D | Indoor Luminaires | Case Lighting | Vertical Refrigerated Case Luminaires | Standard | TRUE | 1566 | 64.4 | 24.3 | 7.6 | 0.934 | 4000 | 79 | 5 | 50000 | 12/4/2011 12:00:00 AM | Not Yet Verified | Not Yet Verified | Not Yet Verified |  | 1.6 | 1500 |  | 25 |  |  | 4100
P00000QPC | Efficient Lights | Efficient Lights | 471-12L-0024-40k-K | Indoor Luminaires | Case Lighting | Vertical Refrigerated Case Luminaires | Standard | TRUE | 873.18 | 55.61 | 15.7 | 6.81 | 0.976 | 3800 | 85.4 | 5 | 50000 | 10/1/2013 12:00:00 AM | Not Yet Verified | Not Yet Verified | Not Yet Verified |  | 2 | 875 | 55 | 15.5 |  | 0.95 | 4000 | 80
P00000QPD | Efficient Lights | Efficient Lights | 471-12C-0024 | Indoor Luminaires | Case Lighting | Vertical Refrigerated Case Luminaires | Standard | TRUE | 1100.13 | 70.84 | 15.53 | 5.05 | 0.976 | 4082 | 83.4 | 5 | 50000 | 10/1/2013 12:00:00 AM | Not Yet Verified | Not Yet Verified | Not Yet Verified |  | 2 | 875 | 55 | 15.5 |  | 0.95 | 4000 | 80
P00000QPV | ElectraLED, Inc. | Eclipse | ELS-C5-3500K [120V ONLY] | Indoor Luminaires | Case Lighting | Vertical Refrigerated Case Luminaires | Standard | TRUE | 1142 | 58 | 19.7 | 11.8 | 0.997 | 3500 | 84 | 5 | 50000 | 2/7/2014 12:00:00 AM | Not Yet Verified | Not Yet Verified | Not Yet Verified |  | 1.4 |  | 60 | 20 |  | 0.99 | 3500 | 85
P00000QPW | ElectraLED, Inc. | Eclipse | ELS-C5-4000K [120V ONLY] | Indoor Luminaires | Case Lighting | Vertical Refrigerated Case Luminaires | Standard | FALSE | [9 empty] | 2/7/2014 12:00:00 AM | Not Yet Verified | Not Yet Verified | Not Yet Verified |  |  | 1213 | 61 | 19.9 |  |  | 4000 | 85
P00000QQH | ElectraLED, Inc. | Eclipse | ELS-C5-5000K [120V ONLY] | Indoor Luminaires | Case Lighting | Vertical Refrigerated Case Luminaires | Standard | FALSE | [9 empty] | 2/12/2014 12:00:00 AM | Not Yet Verified | Not Yet Verified | Not Yet Verified |  |  | 1497 | 75.2 | 19.9 |  |  | 5000 | 85
P00000QQG | ElectraLED, Inc. | Eclipse | ELS-C5-4500K [120V ONLY] | Indoor Luminaires | Case Lighting | Vertical Refrigerated Case Luminaires | Standard | FALSE | [9 empty] | 2/12/2014 12:00:00 AM | Not Yet Verified | Not Yet Verified | Not Yet Verified |  |  | 1347 | 67.7 | 19.9 |  |  | 4500 | 85
P00000QPX | ElectraLED, Inc. | Eclipse | ELS-R5-3500K [120V ONLY] | Indoor Luminaires | Case Lighting | Vertical Refrigerated Case Luminaires | Standard | TRUE | 546 | 57.2 | 9.5 | 11.8 | 0.998 | 3500 | 84 | 5 | 50000 | 2/7/2014 12:00:00 AM | Not Yet Verified | Not Yet Verified | Not Yet Verified |  | 1.4 |  | 60 | 10 |  | 0.99 | 3500 | 85
P00000QPZ | ElectraLED, Inc. | Eclipse | ELS-R5-4000K [120V ONLY] | Indoor Luminaires | Case Lighting | Vertical Refrigerated Case Luminaires | Standard | FALSE | [9 empty] | 2/7/2014 12:00:00 AM | Not Yet Verified | Not Yet Verified | Not Yet Verified |  |  | 607 | 60.7 | 10 |  |  | 4000 | 85
P00000QQ0 | ElectraLED, Inc. | Eclipse | ELS-L5-4000K [120V ONLY] | Indoor Luminaires | Case Lighting | Vertical Refrigerated Case Luminaires | Standard | FALSE | [9 empty] | 2/7/2014 12:00:00 AM | Not Yet Verified | Not Yet Verified | Not Yet Verified |  |  | 607 | 60.7 | 10 |  |  | 4000 | 85
P00000QQK | ElectraLED, Inc. | Eclipse | ELS-R5-5000K [120V ONLY] | Indoor Luminaires | Case Lighting | Vertical Refrigerated Case Luminaires | Standard | FALSE | [9 empty] | 2/12/2014 12:00:00 AM | Not Yet Verified | Not Yet Verified | Not Yet Verified |  |  | 749 | 74.9 | 10 |  |  | 5000 | 85
P00000QQL | ElectraLED, Inc. | Eclipse | ELS-L5-5000K [120V ONLY] | Indoor Luminaires | Case Lighting | Vertical Refrigerated Case Luminaires | Standard | FALSE | [9 empty] | 2/12/2014 12:00:00 AM | Not Yet Verified | Not Yet Verified | Not Yet Verified |  |  | 749 | 74.9 | 10 |  |  | 5000 | 85
P00000QQI | ElectraLED, Inc. | Eclipse | ELS-R5-4500K | Indoor Luminaires | Case Lighting | Vertical Refrigerated Case Luminaires | Standard | FALSE | [9 empty] | 2/12/2014 12:00:00 AM | Not Yet Verified | Not Yet Verified | Not Yet Verified |  |  | 674 | 67.4 | 10 |  |  | 4500 | 85
P00000QQJ | ElectraLED, Inc. | Eclipse | ELS-L5-4500K [120V ONLY] | Indoor Luminaires | Case Lighting | Vertical Refrigerated Case Luminaires | Standard | FALSE | [9 empty] | 2/12/2014 12:00:00 AM | Not Yet Verified | Not Yet Verified | Not Yet Verified |  |  | 674 | 67.4 | 10 |  |  | 4500 | 85
P00000QPY | ElectraLED, Inc. | Eclipse | ELS-L5-3500K [120V ONLY] | Indoor Luminaires | Case Lighting | Vertical Refrigerated Case Luminaires | Standard | FALSE | [9 empty] | 2/7/2014 12:00:00 AM | Not Yet Verified | Not Yet Verified | Not Yet Verified |  |  | 546 | 54.6 | 10 |  |  | 3500 | 85
P00000QUA | ElectraLED, Inc. | ElectraLED | EFDS-4-30-07-NM | Indoor Luminaires | Case Lighting | Vertical Refrigerated Case Luminaires | Standard | TRUE | 797 | 74.3 | 13.4 | 9.3 | 0.873 | 2882 | 83 | 5 | 60000 | 4/1/2013 12:00:00 AM | Not Yet Verified | Not Yet Verified | Not Yet Verified |  | 1.7 | 783 | 82 | 9.6 |  | 0.99 | 3000 | 85
P00000QUD | ElectraLED, Inc. | ElectraLED | EFDS-4-50-07-NM | Indoor Luminaires | Case Lighting | Vertical Refrigerated Case Luminaires | Standard | FALSE | [9 empty] | 4/1/2013 12:00:00 AM | Not Yet Verified | Not Yet Verified | Not Yet Verified |  |  | 867 | 90 | 9.6 |  | 0.99 | 5000 | 85
P00000QUC | ElectraLED, Inc. | ElectraLED | EFDS-4-40-07-NM | Indoor Luminaires | Case Lighting | Vertical Refrigerated Case Luminaires | Standard | FALSE | [9 empty] | 4/1/2013 12:00:00 AM | Not Yet Verified | Not Yet Verified | Not Yet Verified |  |  | 827 | 86 | 9.6 |  | 0.99 | 4000 | 85
P00000QUB | ElectraLED, Inc. | ElectraLED | EFDS-4-35-07-NM | Indoor Luminaires | Case Lighting | Vertical Refrigerated Case Luminaires | Standard | FALSE | [9 empty] | 4/1/2013 12:00:00 AM | Not Yet Verified | Not Yet Verified | Not Yet Verified |  |  | 806 | 84 | 9.6 |  | 0.99 | 3500 | 85
P00000QUE | ElectraLED, Inc. | ElectraLED | EFDS-5-30-07-NM | Indoor Luminaires | Case Lighting | Vertical Refrigerated Case Luminaires | Standard | TRUE | 994 | 74.7 | 15.8 | 7.2 | 0.913 | 2879 | 83 | 5 | 60000 | 4/1/2013 12:00:00 AM | Not Yet Verified | Not Yet Verified | Not Yet Verified |  | 1.7 | 979 | 82 | 12 |  | 0.99 | 3000 | 85
P00000QUG | ElectraLED, Inc. | ElectraLED | EFDS-5-40-07-NM | Indoor Luminaires | Case Lighting | Vertical Refrigerated Case Luminaires | Standard | FALSE | [9 empty] | 5/7/2013 12:00:00 AM | Not Yet Verified | Not Yet Verified | Not Yet Verified |  |  | 1033 | 86 | 12 |  | 0.99 | 4000 | 85
P00000QUF | ElectraLED, Inc. | ElectraLED | EFDS-5-35-07-NM | Indoor Luminaires | Case Lighting | Vertical Refrigerated Case Luminaires | Standard | FALSE | [9 empty] | 5/7/2013 12:00:00 AM | Not Yet Verified | Not Yet Verified | Not Yet Verified |  |  | 1008 | 84 | 12 |  | 0.99 | 3500 | 85
P00000QUH | ElectraLED, Inc. | ElectraLED | EFDS-5-50-07-NM | Indoor Luminaires | Case Lighting | Vertical Refrigerated Case Luminaires | Standard | FALSE | [9 empty] | 5/7/2013 12:00:00 AM | Not Yet Verified | Not Yet Verified | Not Yet Verified |  |  | 1084 | 90 | 12 |  | 0.99 | 5000 | 85
P00000QUI | ElectraLED, Inc. | ElectraLED | EFDS-6-30-07-NM | Indoor Luminaires | Case Lighting | Vertical Refrigerated Case Luminaires | Standard | TRUE | 1186 | 73.2 | 18.4 | 8.6 | 0.891 | 2884 | 83 | 5 | 60000 | 4/1/2013 12:00:00 AM | Not Yet Verified | Not Yet Verified | Not Yet Verified |  | 1.7 | 1174 | 82 | 14.4 |  | 0.99 | 3000 | 85
P00000QUK | ElectraLED, Inc. | ElectraLED | EFDS-6-40-07-NM | Indoor Luminaires | Case Lighting | Vertical Refrigerated Case Luminaires | Standard | FALSE | [9 empty] | 4/1/2013 12:00:00 AM | Not Yet Verified | Not Yet Verified | Not Yet Verified |  |  | 1240 | 86 | 14.4 |  | 0.99 | 4000 | 85
P00000QUJ | ElectraLED, Inc. | ElectraLED | EFDS-6-35-07-NM | Indoor Luminaires | Case Lighting | Vertical Refrigerated Case Luminaires | Standard | FALSE | [9 empty] | 4/1/2013 12:00:00 AM | Not Yet Verified | Not Yet Verified | Not Yet Verified |  |  | 1210 | 84 | 14.4 |  | 0.99 | 3500 | 85
P00000QUL | ElectraLED, Inc. | ElectraLED | EFDS-6-50-07-NM | Indoor Luminaires | Case Lighting | Vertical Refrigerated Case Luminaires | Standard | FALSE | [9 empty] | 4/1/2013 12:00:00 AM | Not Yet Verified | Not Yet Verified | Not Yet Verified |  |  | 1300 | 90 | 14.4 |  | 0.99 | 5000 | 85
P00000QUR | ElectraLED, Inc. | ElectraLED | SELS-4C35-EM07A | Indoor Luminaires | Case Lighting | Vertical Refrigerated Case Luminaires | Standard | TRUE | 1204 | 74.2 | 16.47 | 10.8 | 0.925 | 3305 | 82.9 | 5 | 64000 | 6/25/2014 12:00:00 AM | Not Yet Verified | Not Yet Verified | Not Yet Verified |  | 2.1 | 1230 |  | 14.4 | 20 | 0.9 | 3000 | 80
P00000QUS | ElectraLED, Inc. | ElectraLED | SELS-4C40-EM07A | Indoor Luminaires | Case Lighting | Vertical Refrigerated Case Luminaires | Standard | FALSE | [9 empty] | 6/25/2014 12:00:00 AM | Not Yet Verified | Not Yet Verified | Not Yet Verified |  |  | 1230 | 85.4166666666667 | 14.4 | 20 | 0.9 | 4000 | 80
P00000QUT | ElectraLED, Inc. | ElectraLED | SELS-4C50-EM07A | Indoor Luminaires | Case Lighting | Vertical Refrigerated Case Luminaires | Standard | FALSE | [9 empty] | 6/25/2014 12:00:00 AM | Not Yet Verified | Not Yet Verified | Not Yet Verified |  |  | 1230 | 85.4166666666667 | 14.4 | 20 | 0.9 | 5000 | 80
P00000QUU | ElectraLED, Inc. | ElectraLED | SELS-4L35-EM07A | Indoor Luminaires | Case Lighting | Vertical Refrigerated Case Luminaires | Standard | TRUE | 610 | 74.2 | 8.24 | 10.8 | 0.925 | 3305 | 82.9 | 5 | 64000 | 6/25/2014 12:00:00 AM | Not Yet Verified | Not Yet Verified | Not Yet Verified |  | 2.1 | 620 |  | 7.2 | 20 | 0.9 | 3000 | 80
P00000QUW | ElectraLED, Inc. | ElectraLED | SELS-4L50-EM07A | Indoor Luminaires | Case Lighting | Vertical Refrigerated Case Luminaires | Standard | FALSE | [9 empty] | 6/25/2014 12:00:00 AM | Not Yet Verified | Not Yet Verified | Not Yet Verified |  |  | 620 | 86.1111111111111 | 7.2 | 20 | 0.9 | 5000 | 80
P00000QUY | ElectraLED, Inc. | ElectraLED | SELS-4R40-EM07A | Indoor Luminaires | Case Lighting | Vertical Refrigerated Case Luminaires | Standard | FALSE | [9 empty] | 6/25/2014 12:00:00 AM | Not Yet Verified | Not Yet Verified | Not Yet Verified |  |  | 620 | 86.1111111111111 | 7.2 | 20 | 0.9 | 4000 | 80
P00000QUZ | ElectraLED, Inc. | ElectraLED | SELS-4R50-EM07A | Indoor Luminaires | Case Lighting | Vertical Refrigerated Case Luminaires | Standard | FALSE | [9 empty] | 6/25/2014 12:00:00 AM | Not Yet Verified | Not Yet Verified | Not Yet Verified |  |  | 620 | 86.1111111111111 | 7.2 | 20 | 0.9 | 5000 | 80
P00000QUV | ElectraLED, Inc. | ElectraLED | SELS-4L40-EM07A | Indoor Luminaires | Case Lighting | Vertical Refrigerated Case Luminaires | Standard | FALSE | [9 empty] | 6/25/2014 12:00:00 AM | Not Yet Verified | Not Yet Verified | Not Yet Verified |  |  | 620 | 86.1111111111111 | 7.2 | 20 | 0.9 | 4000 | 80
P00000QUX | ElectraLED, Inc. | ElectraLED | SELS-4R35-EM07A | Indoor Luminaires | Case Lighting | Vertical Refrigerated Case Luminaires | Standard | FALSE | [9 empty] | 6/25/2014 12:00:00 AM | Not Yet Verified | Not Yet Verified | Not Yet Verified |  |  | 620 | 86.1111111111111 | 7.2 | 20 | 0.9 | 3500 | 80
P00000QV0 | ElectraLED, Inc. | ElectraLED | SELS-5C35-EM07A | Indoor Luminaires | Case Lighting | Vertical Refrigerated Case Luminaires | Standard | TRUE | 1499 | 74.7 | 20.74 | 10.9 | 0.918 | 3300 | 83 | 5 | 64000 | 6/27/2014 12:00:00 AM | Not Yet Verified | Not Yet Verified | Not Yet Verified |  | 2.1 | 1540 |  | 18 | 20 | 0.9 | 3500 | 80
P00000QV1 | ElectraLED, Inc. | ElectraLED | SELS-5C40-EM07A | Indoor Luminaires | Case Lighting | Vertical Refrigerated Case Luminaires | Standard | FALSE | [9 empty] | 6/27/2014 12:00:00 AM | Not Yet Verified | Not Yet Verified | Not Yet Verified |  |  | 1540 | 85.5555555555556 | 18 | 20 | 0.9 | 4000 | 80
P00000QV2 | ElectraLED, Inc. | ElectraLED | SELS-5C50-EM07A | Indoor Luminaires | Case Lighting | Vertical Refrigerated Case Luminaires | Standard | FALSE | [9 empty] | 6/27/2014 12:00:00 AM | Not Yet Verified | Not Yet Verified | Not Yet Verified |  |  | 1540 | 85.5555555555556 | 18 | 20 | 0.9 | 5000 | 80
P00000QV3 | ElectraLED, Inc. | ElectraLED | SELS-6C35-EM07A | Indoor Luminaires | Case Lighting | Vertical Refrigerated Case Luminaires | Standard | TRUE | 1757 | 75.2 | 24.75 | 10.1 | 0.939 | 3311 | 82.9 | 5 | 64000 | 6/27/2014 12:00:00 AM | Not Yet Verified | Not Yet Verified | Not Yet Verified |  | 2.1 | 1850 |  | 21.6 | 20 | 0.9 | 3500 | 80
P00000QV5 | ElectraLED, Inc. | ElectraLED | SELS-6C50-EM07A | Indoor Luminaires | Case Lighting | Vertical Refrigerated Case Luminaires | Standard | FALSE | [9 empty] | 6/27/2014 12:00:00 AM | Not Yet Verified | Not Yet Verified | Not Yet Verified |  |  | 1850 | 85.6481481481481 | 21.6 | 20 | 0.9 | 5000 | 80
P00000QV4 | ElectraLED, Inc. | ElectraLED | SELS-6C40-EM07A | Indoor Luminaires | Case Lighting | Vertical Refrigerated Case Luminaires | Standard | FALSE | [9 empty] | 6/27/2014 12:00:00 AM | Not Yet Verified | Not Yet Verified | Not Yet Verified |  |  | 1850 | 85.6481481481481 | 21.6 | 20 | 0.9 | 4000 | 80
P00000QV6 | ElectraLED, Inc. | ElectraLED | SELS-5L35-EM07A | Indoor Luminaires | Case Lighting | Vertical Refrigerated Case Luminaires | Standard | TRUE | 745 | 74.7 | 10.37 | 10.9 | 0.918 | 3300 | 83 | 5 | 64000 | 6/27/2014 12:00:00 AM | Not Yet Verified | Not Yet Verified | Not Yet Verified |  | 2.1 | 770 |  | 9 | 20 | 0.9 | 3500 | 80
P00000QVA | ElectraLED, Inc. | ElectraLED | SELS-5R40-EM07A | Indoor Luminaires | Case Lighting | Vertical Refrigerated Case Luminaires | Standard | FALSE | [9 empty] | 6/27/2014 12:00:00 AM | Not Yet Verified | Not Yet Verified | Not Yet Verified |  |  | 770 | 85.5555555555556 | 9 | 20 | 0.9 | 4000 | 80
P00000QV8 | ElectraLED, Inc. | ElectraLED | SELS-5L50-EM07A | Indoor Luminaires | Case Lighting | Vertical Refrigerated Case Luminaires | Standard | FALSE | [9 empty] | 6/27/2014 12:00:00 AM | Not Yet Verified | Not Yet Verified | Not Yet Verified |  |  | 770 | 85.5555555555556 | 9 | 20 | 0.9 | 5000 | 80
P00000QV7 | ElectraLED, Inc. | ElectraLED | SELS-5L40-EM07A | Indoor Luminaires | Case Lighting | Vertical Refrigerated Case Luminaires | Standard | FALSE | [9 empty] | 6/27/2014 12:00:00 AM | Not Yet Verified | Not Yet Verified | Not Yet Verified |  |  | 770 | 85.5555555555556 | 9 | 20 | 0.9 | 4000 | 80
P00000QV9 | ElectraLED, Inc. | ElectraLED | SELS-5R35-EM07A | Indoor Luminaires | Case Lighting | Vertical Refrigerated Case Luminaires | Standard | FALSE | [9 empty] | 6/27/2014 12:00:00 AM | Not Yet Verified | Not Yet Verified | Not Yet Verified |  |  | 770 | 85.5555555555556 | 9 | 20 | 0.9 | 3500 | 80
P00000QVB | ElectraLED, Inc. | ElectraLED | SELS-5R50-EM07A | Indoor Luminaires | Case Lighting | Vertical Refrigerated Case Luminaires | Standard | FALSE | [9 empty] | 6/27/2014 12:00:00 AM | Not Yet Verified | Not Yet Verified | Not Yet Verified |  |  | 770 | 85.5555555555556 | 9 | 20 | 0.9 | 5000 | 80
P00000QVC | ElectraLED, Inc. | ElectraLED | SELS-6L35-EM07A | Indoor Luminaires | Case Lighting | Vertical Refrigerated Case Luminaires | Standard | TRUE | 884 | 75.2 | 12.38 | 10.1 | 0.939 | 3311 | 82.9 | 5 | 64000 | 6/27/2014 12:00:00 AM | Not Yet Verified | Not Yet Verified | Not Yet Verified |  | 2.1 | 930 |  | 10.8 | 20 | 0.9 | 3500 | 80
P00000QVE | ElectraLED, Inc. | ElectraLED | SELS-6L50-EM07A | Indoor Luminaires | Case Lighting | Vertical Refrigerated Case Luminaires | Standard | FALSE | [9 empty] | 6/27/2014 12:00:00 AM | Not Yet Verified | Not Yet Verified | Not Yet Verified |  |  | 930 | 86.1111111111111 | 10.8 | 20 | 0.9 | 5000 | 80
P00000QVH | ElectraLED, Inc. | ElectraLED | SELS-6R50-EM07A | Indoor Luminaires | Case Lighting | Vertical Refrigerated Case Luminaires | Standard | FALSE | [9 empty] | 6/27/2014 12:00:00 AM | Not Yet Verified | Not Yet Verified | Not Yet Verified |  |  | 930 | 86.1111111111111 | 10.8 | 20 | 0.9 | 5000 | 80
P00000QVG | ElectraLED, Inc. | ElectraLED | SELS-6R40-EM07A | Indoor Luminaires | Case Lighting | Vertical Refrigerated Case Luminaires | Standard | FALSE | [9 empty] | 6/27/2014 12:00:00 AM | Not Yet Verified | Not Yet Verified | Not Yet Verified |  |  | 930 | 86.1111111111111 | 10.8 | 20 | 0.9 | 4000 | 80
P00000QVF | ElectraLED, Inc. | ElectraLED | SELS-6R35-EM07A | Indoor Luminaires | Case Lighting | Vertical Refrigerated Case Luminaires | Standard | FALSE | [9 empty] | 6/27/2014 12:00:00 AM | Not Yet Verified | Not Yet Verified | Not Yet Verified |  |  | 930 | 86.1111111111111 | 10.8 | 20 | 0.9 | 3500 | 80
P00000QVD | ElectraLED, Inc. | ElectraLED | SELS-6L40-EM07A | Indoor Luminaires | Case Lighting | Vertical Refrigerated Case Luminaires | Standard | FALSE | [9 empty] | 6/27/2014 12:00:00 AM | Not Yet Verified | Not Yet Verified | Not Yet Verified |  |  | 930 | 86.1111111111111 | 10.8 | 20 | 0.9 | 4000 | 80
PTZK8GKB | ElectraLED, Inc. | ElectraLED | ECLS-4N27-EM14E | Indoor Luminaires | Case Lighting | Horizontal Refrigerated Case Luminaires | Standard | TRUE | 1842 | 65.8 | 28.01 | 10.2 | 0.94 | 2654 | 82.6 | 5 | 50000 | 9/16/2015 12:00:00 AM | Not Dimmable | Not Dimmable | Not Yet Verified |  | 2.1 | 1842 | 65.8 | 27.89 | 20 | 0.9 | 2700 | 80
PX7EZ613 | ElectraLED, Inc. | ElectraLED | ECLS-4N30-EM14E | Indoor Luminaires | Case Lighting | Horizontal Refrigerated Case Luminaires | Standard | FALSE | [9 empty] | 9/16/2015 12:00:00 AM | Not Dimmable | Not Dimmable | Not Yet Verified |  |  | 1937 | 69.2 | 27.89 | 20 | 0.9 | 3000 | 80
PB5Y3XY3 | ElectraLED, Inc. | ElectraLED | ECLS-4N40-EM14E | Indoor Luminaires | Case Lighting | Horizontal Refrigerated Case Luminaires | Standard | FALSE | [9 empty] | 9/16/2015 12:00:00 AM | Not Dimmable | Not Dimmable | Not Yet Verified |  |  | 2254 | 80.7 | 27.89 | 20 | 0.9 | 4000 | 80
PEBB7DKS | ElectraLED, Inc. | ElectraLED | ECLS-4N35-EM14E | Indoor Luminaires | Case Lighting | Horizontal Refrigerated Case Luminaires | Standard | FALSE | [9 empty] | 9/16/2015 12:00:00 AM | Not Dimmable | Not Dimmable | Not Yet Verified |  |  | 2096 | 74.9 | 27.89 | 20 | 0.9 | 3500 | 80
PWWFVE34 | ElectraLED, Inc. | ElectraLED | ECLS-4C50-EM14E | Indoor Luminaires | Case Lighting | Horizontal Refrigerated Case Luminaires | Standard | FALSE | [9 empty] | 9/16/2015 12:00:00 AM | Not Yet Verified | Not Yet Verified | Not Yet Verified |  |  | 1760 | 76.5 | 23 |  |  | 5000 | 85
PARCR47Z | ELEDLIGHTS | ELEDLIGHTS.COM | 5FREXDS022UD30F | Indoor Luminaires | Case Lighting | Vertical Refrigerated Case Luminaires | Standard | TRUE | 1636.7 | 75.01 | 21.82 | 13.9 | 0.9392 | 2898 | 83.6 | 5 | 50000 | 8/26/2016 12:00:00 AM | Not Dimmable | Not Dimmable | Not Yet Verified |  | 2.1 | 1600 | 75 | 22 |  | 0.9 | 3000 | 80
P317CXJS | ELEDLIGHTS | ELEDLIGHTS.COM | 6FREXDS026UD30C | Indoor Luminaires | Case Lighting | Vertical Refrigerated Case Luminaires | Standard | FALSE | [9 empty] | 8/26/2016 12:00:00 AM | Not Dimmable | Not Dimmable | Not Yet Verified |  |  | 3200 | 120 | 26 |  | 0.9 | 3000 | 80
PZG1UAAA | ELEDLIGHTS | ELEDLIGHTS.COM | 6FREXDS026UD50C | Indoor Luminaires | Case Lighting | Vertical Refrigerated Case Luminaires | Standard | FALSE | [9 empty] | 8/26/2016 12:00:00 AM | Not Dimmable | Not Dimmable | Not Yet Verified |  |  | 3200 | 120 | 26 |  | 0.9 | 5000 | 80
P7SS5YS7 | ELEDLIGHTS | ELEDLIGHTS.COM | 5FREXDS022UD30C | Indoor Luminaires | Case Lighting | Vertical Refrigerated Case Luminaires | Standard | FALSE | [9 empty] | 8/26/2016 12:00:00 AM | Not Dimmable | Not Dimmable | Not Yet Verified |  |  | 2400 | 100 | 22 |  | 0.9 | 3000 | 80
PX4FREJD | ELEDLIGHTS | ELEDLIGHTS.COM | 5FREXDS022UD50C | Indoor Luminaires | Case Lighting | Vertical Refrigerated Case Luminaires | Standard | FALSE | [9 empty] | 8/26/2016 12:00:00 AM | Not Dimmable | Not Dimmable | Not Yet Verified |  |  | 2400 | 100 | 22 |  | 0.9 | 5000 | 80
P5HG8DPG | Energy Progress Lighting LLC. | Energy Progress Lighting | EP-CL15W4827K/SA CLEAR LENS HORIZONTAL | Indoor Luminaires | Case Lighting | Horizontal Refrigerated Case Luminaires | Standard | TRUE | 1918.1 | 134.93 | 14.22 | 12.07 | 0.9127 | 2856 | 80.9 | 5 | 50000 | 7/15/2015 12:00:00 AM | Not Dimmable | Not Dimmable | Not Yet Verified |  | 2.1 | 1918.1 | 134.93 | 14 |  |  | 2700
PM4K81XK | Energy Progress Lighting LLC. | Energy Progress Lighting | EP-CL15W48NW/SA CLEAR LENS HORIZONTAL | Indoor Luminaires | Case Lighting | Horizontal Refrigerated Case Luminaires | Standard | FALSE | [9 empty] | 7/15/2015 12:00:00 AM | Not Dimmable | Not Dimmable | Not Yet Verified |  |  | 1918.1 | 134.93 | 14 |  |  | 4000
PU8FRR3V | Energy Progress Lighting LLC. | Energy Progress Lighting | EP-CL15W4835K/SA CLEAR LENS HORIZONTAL | Indoor Luminaires | Case Lighting | Horizontal Refrigerated Case Luminaires | Standard | FALSE | [9 empty] | 7/15/2015 12:00:00 AM | Not Dimmable | Not Dimmable | Not Yet Verified |  |  | 1918.1 | 134.93 | 14 |  |  | 3500
PETRMGW3 | Energy Progress Lighting LLC. | Energy Progress Lighting | EP-CL15W4845K/SA CLEAR LENS HORIZONTAL | Indoor Luminaires | Case Lighting | Horizontal Refrigerated Case Luminaires | Standard | FALSE | [9 empty] | 7/15/2015 12:00:00 AM | Not Dimmable | Not Dimmable | Not Yet Verified |  |  | 1918.1 | 134.93 | 14 |  |  | 4500
PZQ2MECT | Energy Progress Lighting LLC. | Energy Progress Lighting | EP-CL15W4830K/SA CLEAR LENS HORIZONTAL | Indoor Luminaires | Case Lighting | Horizontal Refrigerated Case Luminaires | Standard | FALSE | [9 empty] | 7/15/2015 12:00:00 AM | Not Dimmable | Not Dimmable | Not Yet Verified |  |  | 1918.1 | 134.93 | 14 |  |  | 3000
PD6Y782X | Energy Progress Lighting LLC. | Energy Progress Lighting | EP-CL15W48CW/SA CLEAR LENS HORIZONTAL | Indoor Luminaires | Case Lighting | Horizontal Refrigerated Case Luminaires | Standard | FALSE | [9 empty] | 7/15/2015 12:00:00 AM | Not Dimmable | Not Dimmable | Not Yet Verified |  |  | 1918.1 | 134.93 | 14 |  |  | 5000
PAAYE5YX | Energy Progress Lighting LLC. | Energy Progress Lighting | EP-CL15W4830K/SA CLEAR LENS VERTICAL | Indoor Luminaires | Case Lighting | Vertical Refrigerated Case Luminaires | Standard | TRUE | 1784.5 | 125.13 | 14.26 | 11.87 | 0.9171 | 2857 | 80.9 | 5 | 50000 | 7/15/2015 12:00:00 AM | Not Dimmable | Not Dimmable | Not Yet Verified |  | 2.1 | 1784.5 | 125 | 15 |  | 0.9 | 3000 | 80
P9UUECA6 | Energy Progress Lighting LLC. | Energy Progress Lighting | EP-CL15W48CW/SA CLEAR LENS VERTICAL | Indoor Luminaires | Case Lighting | Vertical Refrigerated Case Luminaires | Standard | FALSE | [9 empty] | 7/15/2015 12:00:00 AM | Not Dimmable | Not Dimmable | Not Yet Verified |  |  | 1784.5 | 125 | 15 |  | 0.9 | 5000 | 80
PMH6W4MR | Energy Progress Lighting LLC. | Energy Progress Lighting | EP-CL15W4845K/SA CLEAR LENS VERTICAL | Indoor Luminaires | Case Lighting | Vertical Refrigerated Case Luminaires | Standard | FALSE | [9 empty] | 7/15/2015 12:00:00 AM | Not Dimmable | Not Dimmable | Not Yet Verified |  |  | 1784.5 | 125 | 15 |  | 0.9 | 4500 | 80
P9F6JZAM | Energy Progress Lighting LLC. | Energy Progress Lighting | EP-CL15W4835K/SA CLEAR LENS VERTICAL | Indoor Luminaires | Case Lighting | Vertical Refrigerated Case Luminaires | Standard | FALSE | [9 empty] | 7/15/2015 12:00:00 AM | Not Dimmable | Not Dimmable | Not Yet Verified |  |  | 1784.5 | 125 | 15 |  | 0.9 | 3500 | 80
PWFHA6W2 | Energy Progress Lighting LLC. | Energy Progress Lighting | EP-CL15W48NW/SA CLEAR LENS VERTICAL | Indoor Luminaires | Case Lighting | Vertical Refrigerated Case Luminaires | Standard | FALSE | [9 empty] | 7/15/2015 12:00:00 AM | Not Dimmable | Not Dimmable | Not Yet Verified |  |  | 1784.5 | 125 | 15 |  | 0.9 | 4000 | 80
PTWARS8U | Energy Progress Lighting LLC. | Energy Progress Lighting | EP-CL15W4830K/SA FROST LENS VERTICAL | Indoor Luminaires | Case Lighting | Vertical Refrigerated Case Luminaires | Standard | TRUE | 822.09 | 57.66 | 14.26 | 15.38 | 0.9156 | 2849 | 80.9 | 5 | 50000 | 7/15/2015 12:00:00 AM | Not Dimmable | Not Dimmable | Not Yet Verified |  | 2.1 | 900 | 60 | 15 |  | 0.9 | 3000 | 80
P2HU82S2 | Energy Progress Lighting LLC. | Energy Progress Lighting | EP-CL15W48NW/SA FROST LENS VERTICAL | Indoor Luminaires | Case Lighting | Vertical Refrigerated Case Luminaires | Standard | FALSE | [9 empty] | 7/15/2015 12:00:00 AM | Not Dimmable | Not Dimmable | Not Yet Verified |  |  | 900 | 60 | 15 |  | 0.9 | 4000 | 80
PDAEWZVX | Energy Progress Lighting LLC. | Energy Progress Lighting | EP-CL15W4835K/SA FROST LENS VERTICAL | Indoor Luminaires | Case Lighting | Vertical Refrigerated Case Luminaires | Standard | FALSE | [9 empty] | 7/15/2015 12:00:00 AM | Not Dimmable | Not Dimmable | Not Yet Verified |  |  | 900 | 60 | 15 |  | 0.9 | 3500 | 80
PU7E7756 | Energy Progress Lighting LLC. | Energy Progress Lighting | EP-CL15W4845K/SA FROST LENS VERTICAL | Indoor Luminaires | Case Lighting | Vertical Refrigerated Case Luminaires | Standard | FALSE | [9 empty] | 7/15/2015 12:00:00 AM | Not Dimmable | Not Dimmable | Not Yet Verified |  |  | 900 | 60 | 15 |  | 0.9 | 4500 | 80
PR2QVM3H | Energy Progress Lighting LLC. | Energy Progress Lighting | EP-CL15W48CW/SA FROST LENS VERTICAL | Indoor Luminaires | Case Lighting | Vertical Refrigerated Case Luminaires | Standard | FALSE | [9 empty] | 7/15/2015 12:00:00 AM | Not Dimmable | Not Dimmable | Not Yet Verified |  |  | 900 | 60 | 15 |  | 0.9 | 5000 | 80
P89JA454 | Energy Progress Lighting LLC. | Energy Progress Lighting | EP-CL20W6030K/SA CLEAR LENS HORIZONTAL | Indoor Luminaires | Case Lighting | Horizontal Refrigerated Case Luminaires | Standard | TRUE | 2228.1 | 126.18 | 17.66 | 16.98 | 0.9056 | 2907 | 81.4 | 5 | 50000 | 7/15/2015 12:00:00 AM | Not Dimmable | Not Dimmable | Not Yet Verified |  | 2.1 | 2228.1 | 126.18 | 18 |  |  | 3000
PBTUSA7P | Energy Progress Lighting LLC. | Energy Progress Lighting | EP-CL20W60NW/SA CLEAR LENS HORIZONTAL | Indoor Luminaires | Case Lighting | Horizontal Refrigerated Case Luminaires | Standard | FALSE | [9 empty] | 7/15/2015 12:00:00 AM | Not Dimmable | Not Dimmable | Not Yet Verified |  |  | 2228.1 | 126.18 | 18 |  |  | 4000
PP69P16V | Energy Progress Lighting LLC. | Energy Progress Lighting | EP-CL20W6035K/SA CLEAR LENS HORIZONTAL | Indoor Luminaires | Case Lighting | Horizontal Refrigerated Case Luminaires | Standard | FALSE | [9 empty] | 7/15/2015 12:00:00 AM | Not Dimmable | Not Dimmable | Not Yet Verified |  |  | 2228.1 | 126.18 | 18 |  |  | 3500
PPD3EDHZ | Energy Progress Lighting LLC. | Energy Progress Lighting | EP-CL20W6045K/SA CLEAR LENS HORIZONTAL | Indoor Luminaires | Case Lighting | Horizontal Refrigerated Case Luminaires | Standard | FALSE | [9 empty] | 7/15/2015 12:00:00 AM | Not Dimmable | Not Dimmable | Not Yet Verified |  |  | 2228.1 | 126.18 | 18 |  |  | 4500
PYKDMEP6 | Energy Progress Lighting LLC. | Energy Progress Lighting | EP-CL20W60CW/SA CLEAR LENS HORIZONTAL | Indoor Luminaires | Case Lighting | Horizontal Refrigerated Case Luminaires | Standard | FALSE | [9 empty] | 7/15/2015 12:00:00 AM | Not Dimmable | Not Dimmable | Not Yet Verified |  |  | 2228.1 | 126.18 | 18 |  |  | 5000
P8ENUCSU | Energy Progress Lighting LLC. | Energy Progress Lighting | EP-CL20W6030K/SA FROSTED LENS HORIZONTAL | Indoor Luminaires | Case Lighting | Horizontal Refrigerated Case Luminaires | Standard | TRUE | 1977.4 | 112.13 | 17.63 | 14.67 | 0.9168 | 2897 | 81.5 | 5 | 50000 | 7/15/2015 12:00:00 AM | Not Dimmable | Not Dimmable | Not Yet Verified |  | 2.1 | 1977.4 | 112.13 | 18 |  |  | 3000
P7K97S1R | Energy Progress Lighting LLC. | Energy Progress Lighting | EP-CL20W6035K/SA FROSTED LENS HORIZONTAL | Indoor Luminaires | Case Lighting | Horizontal Refrigerated Case Luminaires | Standard | FALSE | [9 empty] | 7/15/2015 12:00:00 AM | Not Dimmable | Not Dimmable | Not Yet Verified |  |  | 1977.4 | 112.13 | 18 |  |  | 3500
P4B763SG | Energy Progress Lighting LLC. | Energy Progress Lighting | EP-CL20W60NW/SA FROSTED LENS HORIZONTAL | Indoor Luminaires | Case Lighting | Horizontal Refrigerated Case Luminaires | Standard | FALSE | [9 empty] | 7/15/2015 12:00:00 AM | Not Dimmable | Not Dimmable | Not Yet Verified |  |  | 1977.4 | 112.13 | 18 |  |  | 4000
P9YTG6CA | Energy Progress Lighting LLC. | Energy Progress Lighting | EP-CL20W6045K/SA FROSTED LENS HORIZONTAL | Indoor Luminaires | Case Lighting | Horizontal Refrigerated Case Luminaires | Standard | FALSE | [9 empty] | 7/15/2015 12:00:00 AM | Not Dimmable | Not Dimmable | Not Yet Verified |  |  | 1977.4 | 112.13 | 18 |  |  | 4500
PX3BBUFV | Energy Progress Lighting LLC. | Energy Progress Lighting | EP-CL20W60CW/SA FROSTED LENS HORIZONTAL | Indoor Luminaires | Case Lighting | Horizontal Refrigerated Case Luminaires | Standard | FALSE | [9 empty] | 7/15/2015 12:00:00 AM | Not Dimmable | Not Dimmable | Not Yet Verified |  |  | 1977.4 | 112.13 | 18 |  |  | 5000
P7MK8UV3 | Energy Progress Lighting LLC. | Energy Progress Lighting | EP-CL20W6030K/SA CLEAR LENS VERTICAL | Indoor Luminaires | Case Lighting | Vertical Refrigerated Case Luminaires | Standard | TRUE | 2050.1 | 115.56 | 17.74 | 16.98 | 0.9056 | 2910 | 81.5 | 5 | 50000 | 7/15/2015 12:00:00 AM | Not Dimmable | Not Dimmable | Not Yet Verified |  | 2.1 | 2050.1 | 115.56 | 17.74 |  |  | 3000 | 80
PMSJCZ7M | Energy Progress Lighting LLC. | Energy Progress Lighting | EP-CL20W60CW/SA CLEAR LENS VERTICAL | Indoor Luminaires | Case Lighting | Vertical Refrigerated Case Luminaires | Standard | FALSE | [9 empty] | 7/15/2015 12:00:00 AM | Not Dimmable | Not Dimmable | Not Yet Verified |  |  | 2050.1 | 115.56 | 17.74 |  |  | 5000 | 80
PKTJ444G | Energy Progress Lighting LLC. | Energy Progress Lighting | EP-CL20W6045K/SA CLEAR LENS VERTICAL | Indoor Luminaires | Case Lighting | Vertical Refrigerated Case Luminaires | Standard | FALSE | [9 empty] | 7/15/2015 12:00:00 AM | Not Dimmable | Not Dimmable | Not Yet Verified |  |  | 2050.1 | 115.56 | 17.74 |  |  | 4500 | 80
PRRATUHW | Energy Progress Lighting LLC. | Energy Progress Lighting | EP-CL20W60NW/SA CLEAR LENS VERTICAL | Indoor Luminaires | Case Lighting | Vertical Refrigerated Case Luminaires | Standard | FALSE | [9 empty] | 7/15/2015 12:00:00 AM | Not Dimmable | Not Dimmable | Not Yet Verified |  |  | 2050.1 | 115.56 | 17.74 |  |  | 4000 | 80
PHCC9152 | Energy Progress Lighting LLC. | Energy Progress Lighting | EP-CL20W6035K/SA CLEAR LENS VERTICAL | Indoor Luminaires | Case Lighting | Vertical Refrigerated Case Luminaires | Standard | FALSE | [9 empty] | 7/15/2015 12:00:00 AM | Not Dimmable | Not Dimmable | Not Yet Verified |  |  | 2050.1 | 115.56 | 17.74 |  |  | 3500 | 80
P2HA5HFC | Energy Progress Lighting LLC. | Energy Progress Lighting | EP-CL20W6030K/SA FROSTED LENS VERTICAL | Indoor Luminaires | Case Lighting | Vertical Refrigerated Case Luminaires | Standard | TRUE | 1698.5 | 95.85 | 17.72 | 14.67 | 0.9168 | 2900 | 81.5 | 5 | 50000 | 7/15/2015 12:00:00 AM | Not Dimmable | Not Dimmable | Not Yet Verified |  | 2.1 | 1698.5 | 95.85 | 17.72 |  |  | 3000 | 80
PV59PKDG | Energy Progress Lighting LLC. | Energy Progress Lighting | EP-CL20W60NW/SA FROSTED LENS VERTICAL | Indoor Luminaires | Case Lighting | Vertical Refrigerated Case Luminaires | Standard | FALSE | [9 empty] | 7/15/2015 12:00:00 AM | Not Dimmable | Not Dimmable | Not Yet Verified |  |  | 1698.5 | 95.85 | 17.72 |  |  | 4000 | 80
PZNWW7RH | Energy Progress Lighting LLC. | Energy Progress Lighting | EP-CL20W6045K/SA FROSTED LENS VERTICAL | Indoor Luminaires | Case Lighting | Vertical Refrigerated Case Luminaires | Standard | FALSE | [9 empty] | 7/15/2015 12:00:00 AM | Not Dimmable | Not Dimmable | Not Yet Verified |  |  | 1698.5 | 95.85 | 17.72 |  |  | 4500 | 80
P39NZ8RY | Energy Progress Lighting LLC. | Energy Progress Lighting | EP-CL20W60CW/SA FROSTED LENS VERTICAL | Indoor Luminaires | Case Lighting | Vertical Refrigerated Case Luminaires | Standard | FALSE | [9 empty] | 7/15/2015 12:00:00 AM | Not Dimmable | Not Dimmable | Not Yet Verified |  |  | 1698.5 | 95.85 | 17.72 |  |  | 5000 | 80
PZA4YR55 | Energy Progress Lighting LLC. | Energy Progress Lighting | EP-CL20W6035K/SA FROSTED LENS VERTICAL | Indoor Luminaires | Case Lighting | Vertical Refrigerated Case Luminaires | Standard | FALSE | [9 empty] | 7/15/2015 12:00:00 AM | Not Dimmable | Not Dimmable | Not Yet Verified |  |  | 1698.5 | 95.85 | 17.72 |  |  | 3500 | 80
P5CS7QPU | Energy Progress Lighting LLC. | Energy Progress Lighting | EP-CL22W7230K/SA CLEAR LENS HORIZONTAL | Indoor Luminaires | Case Lighting | Horizontal Refrigerated Case Luminaires | Standard | TRUE | 2776.1 | 120.96 | 22.95 | 14.24 | 0.9147 | 2915 | 81.3 | 5 | 50000 | 7/15/2015 12:00:00 AM | Not Dimmable | Not Dimmable | Not Yet Verified |  | 2.1 | 2776.1 | 120.96 | 23 |  |  | 3000
PJ7JMC26 | Energy Progress Lighting LLC. | Energy Progress Lighting | EP-CL22W72CW/SA CLEAR LENS HORIZONTAL | Indoor Luminaires | Case Lighting | Horizontal Refrigerated Case Luminaires | Standard | FALSE | [9 empty] | 7/15/2015 12:00:00 AM | Not Dimmable | Not Dimmable | Not Yet Verified |  |  | 2776.1 | 120.96 | 23 |  |  | 5000
PCM8XX44 | Energy Progress Lighting LLC. | Energy Progress Lighting | EP-CL22W7245K/SA CLEAR LENS HORIZONTAL | Indoor Luminaires | Case Lighting | Horizontal Refrigerated Case Luminaires | Standard | FALSE | [9 empty] | 7/15/2015 12:00:00 AM | Not Dimmable | Not Dimmable | Not Yet Verified |  |  | 2776.1 | 120.96 | 23 |  |  | 4500
P4BKE5NE | Energy Progress Lighting LLC. | Energy Progress Lighting | EP-CL22W7235K/SA CLEAR LENS HORIZONTAL | Indoor Luminaires | Case Lighting | Horizontal Refrigerated Case Luminaires | Standard | FALSE | [9 empty] | 7/15/2015 12:00:00 AM | Not Dimmable | Not Dimmable | Not Yet Verified |  |  | 2776.1 | 120.96 | 23 |  |  | 3500
PK1CVCDE | Energy Progress Lighting LLC. | Energy Progress Lighting | EP-CL22W72NW/SA CLEAR LENS HORIZONTAL | Indoor Luminaires | Case Lighting | Horizontal Refrigerated Case Luminaires | Standard | FALSE | [9 empty] | 7/15/2015 12:00:00 AM | Not Dimmable | Not Dimmable | Not Yet Verified |  |  | 2776.1 | 120.96 | 23 |  |  | 4000
PGG3PS1B | Energy Progress Lighting LLC. | Energy Progress Lighting | EP-CL22W7230K/SA FROSTED LENS HORIZONTAL | Indoor Luminaires | Case Lighting | Horizontal Refrigerated Case Luminaires | Standard | TRUE | 2490.5 | 108.94 | 22.86 | 14.57 | 0.9132 | 2912 | 81.4 | 5 | 50000 | 7/15/2015 12:00:00 AM | Not Dimmable | Not Dimmable | Not Yet Verified |  | 2.1 | 2490.5 | 108.94 | 23 |  |  | 3000
PWBJRZSS | Energy Progress Lighting LLC. | Energy Progress Lighting | EP-CL22W72NW/SA FROSTED LENS HORIZONTAL | Indoor Luminaires | Case Lighting | Horizontal Refrigerated Case Luminaires | Standard | FALSE | [9 empty] | 7/15/2015 12:00:00 AM | Not Dimmable | Not Dimmable | Not Yet Verified |  |  | 2490.5 | 108.94 | 23 |  |  | 4000
PRZ3PW7G | Energy Progress Lighting LLC. | Energy Progress Lighting | EP-CL22W72CW/SA FROSTED LENS HORIZONTAL | Indoor Luminaires | Case Lighting | Horizontal Refrigerated Case Luminaires | Standard | FALSE | [9 empty] | 7/15/2015 12:00:00 AM | Not Dimmable | Not Dimmable | Not Yet Verified |  |  | 2490.5 | 108.94 | 23 |  |  | 5000
P227Z4QD | Energy Progress Lighting LLC. | Energy Progress Lighting | EP-CL22W7245K/SA FROSTED LENS HORIZONTAL | Indoor Luminaires | Case Lighting | Horizontal Refrigerated Case Luminaires | Standard | FALSE | [9 empty] | 7/15/2015 12:00:00 AM | Not Dimmable | Not Dimmable | Not Yet Verified |  |  | 2490.5 | 108.94 | 23 |  |  | 4500
P14UYCK2 | Energy Progress Lighting LLC. | Energy Progress Lighting | EP-CL22W7235K/SA FROSTED LENS HORIZONTAL | Indoor Luminaires | Case Lighting | Horizontal Refrigerated Case Luminaires | Standard | FALSE | [9 empty] | 7/15/2015 12:00:00 AM | Not Dimmable | Not Dimmable | Not Yet Verified |  |  | 2490.5 | 108.94 | 23 |  |  | 3500
P7RQYHUZ | Energy Progress Lighting LLC. | Energy Progress Lighting | EP-CL22W7245K/SA FROSTED LENS VERTICAL | Indoor Luminaires | Case Lighting | Vertical Refrigerated Case Luminaires | Standard | TRUE | 1938.4 | 87.16 | 22.24 | 14.98 | 0.9283 | 2913 | 81.4 | 5 | 50000 | 7/15/2015 12:00:00 AM | Not Dimmable | Not Dimmable | Not Yet Verified |  | 2.1 | 1938 | 87 | 22 |  | 0.9 | 3000 | 80
PDQ6X2PH | Energy Progress Lighting LLC. | Energy Progress Lighting | EP-CL22W7235K/SA CLEAR LENS VERTICAL | Indoor Luminaires | Case Lighting | Vertical Refrigerated Case Luminaires | Standard | TRUE | 2652.2 | 116.17 | 22.83 | 13.85 | 0.9144 | 2857 | 80.9 | 5 | 50000 | 7/15/2015 12:00:00 AM | Not Dimmable | Not Dimmable | Not Yet Verified |  | 2.1 | 2552 | 116 | 22 |  | 0.9 | 3000 | 80
PPZMVG6T | Energy Progress Lighting LLC. | Energy Progress Lighting | EP-CL22W7235K/SA CLEAR LENS VERTICAL | Indoor Luminaires | Case Lighting | Vertical Refrigerated Case Luminaires | Standard | FALSE | [9 empty] | 7/15/2015 12:00:00 AM | Not Dimmable | Not Dimmable | Not Yet Verified |  |  | 2552 | 116 | 22 |  | 0.9 | 3500 | 80
PHDVR2UP | Energy Progress Lighting LLC. | Energy Progress Lighting | EP-CL22W72CW/SA CLEAR LENS VERTICAL | Indoor Luminaires | Case Lighting | Vertical Refrigerated Case Luminaires | Standard | FALSE | [9 empty] | 7/15/2015 12:00:00 AM | Not Dimmable | Not Dimmable | Not Yet Verified |  |  | 2552 | 116 | 22 |  | 0.9 | 5000 | 80
PSU4XBY2 | Energy Progress Lighting LLC. | Energy Progress Lighting | EP-CL22W7230K/SA FROSTED LENS VERTICAL | Indoor Luminaires | Case Lighting | Vertical Refrigerated Case Luminaires | Standard | FALSE | [9 empty] | 7/15/2015 12:00:00 AM | Not Dimmable | Not Dimmable | Not Yet Verified |  |  | 1938 | 87 | 22 |  | 0.9 | 5000 | 80
PQJ5UY57 | Energy Progress Lighting LLC. | Energy Progress Lighting | EP-CL22W72CW/SA FROSTED LENS VERTICAL | Indoor Luminaires | Case Lighting | Vertical Refrigerated Case Luminaires | Standard | FALSE | [9 empty] | 7/15/2015 12:00:00 AM | Not Dimmable | Not Dimmable | Not Yet Verified |  |  | 1938 | 87 | 22 |  | 0.9 | 4000 | 80
PURBFCQ5 | Energy Progress Lighting LLC. | Energy Progress Lighting | EP-CL22W7245K/SA FROSTED LENS VERTICAL | Indoor Luminaires | Case Lighting | Vertical Refrigerated Case Luminaires | Standard | FALSE | [9 empty] | 7/15/2015 12:00:00 AM | Not Dimmable | Not Dimmable | Not Yet Verified |  |  | 1938 | 87 | 22 |  | 0.9 | 3500 | 80
PU6E5NUR | Energy Progress Lighting LLC. | Energy Progress Lighting | EP-CL22W72NW/SA CLEAR LENS VERTICAL | Indoor Luminaires | Case Lighting | Vertical Refrigerated Case Luminaires | Standard | FALSE | [9 empty] | 7/15/2015 12:00:00 AM | Not Dimmable | Not Dimmable | Not Yet Verified |  |  | 2552 | 116 | 22 |  | 0.9 | 4000 | 80
PHAEF655 | Energy Progress Lighting LLC. | Energy Progress Lighting | EP-CL22W72NW/SA CLEAR LENS VERTICAL | Indoor Luminaires | Case Lighting | Vertical Refrigerated Case Luminaires | Standard | FALSE | [9 empty] | 7/15/2015 12:00:00 AM | Not Dimmable | Not Dimmable | Not Yet Verified |  |  | 2552 | 116 | 22 |  | 0.9 | 4500 | 80
PXY3YDK5 | Energy Progress Lighting LLC. | Energy Progress Lighting | EP-CL22W72CW/SA FROSTED LENS VERTICAL | Indoor Luminaires | Case Lighting | Vertical Refrigerated Case Luminaires | Standard | FALSE | [9 empty] | 7/15/2015 12:00:00 AM | Not Dimmable | Not Dimmable | Not Yet Verified |  |  | 1938 | 87 | 22 |  | 0.9 | 4500 | 80
P67ZCWFAF | FY Lighting Co., Ltd | Fen Yong | FY-T8-1200EC(L30K288CD180) | Indoor Luminaires | Case Lighting | Vertical Refrigerated Case Luminaires | Standard | TRUE | 1973.1 | 112.62 | 17.52 | 10.12 | 0.992 | 3006 | 84 | 5 |  | 11/26/2014 12:00:00 AM | Not Dimmable | Not Dimmable | Not Yet Verified |  | 2.1 | [5 empty] | 3000
PEM836TD9 | FY Lighting Co., Ltd | Fen Yong | FY-T8-1200EC(L50K288CD180) | Indoor Luminaires | Case Lighting | Vertical Refrigerated Case Luminaires | Standard | FALSE | [9 empty] | 11/26/2014 12:00:00 AM | Not Dimmable | Not Dimmable | Not Yet Verified |  |  | 2566 | 126.41 | 17.91 | 9.89 | 0.9187 | 5000 | 85.4
PS33ZSKU6 | FY Lighting Co., Ltd | Fen Yong | FY-T8-1200EC(L45K288CD180) | Indoor Luminaires | Case Lighting | Vertical Refrigerated Case Luminaires | Standard | FALSE | [9 empty] | 11/26/2014 12:00:00 AM | Not Dimmable | Not Dimmable | Not Yet Verified |  |  | 1973.1 | 112.62 | 17.52 | 10.12 | 0.922 | 4000 | 84
P2MAVCS2Q | FY Lighting Co., Ltd | Fen Yong | FY-T8-1200EC(L35K288CD180) | Indoor Luminaires | Case Lighting | Vertical Refrigerated Case Luminaires | Standard | FALSE | [9 empty] | 11/26/2014 12:00:00 AM | Not Dimmable | Not Dimmable | Not Yet Verified |  |  | 1973.1 | 112.63 | 17.52 | 10.12 | 0.992 | 3500 | 84
PBNUSXWNN | FY Lighting Co., Ltd | Fen Yong | FY-T8-1200EC(L40K288CD180) | Indoor Luminaires | Case Lighting | Vertical Refrigerated Case Luminaires | Standard | FALSE | [9 empty] | 11/26/2014 12:00:00 AM | Not Dimmable | Not Dimmable | Not Yet Verified |  |  | 1973.1 | 112.62 | 17.52 | 10.12 | 0.922 | 4000 | 84
PEKCG91TU | FY Lighting Co., Ltd | Fen Yong | FY-T8-1200EF(L30K288CD180) | Indoor Luminaires | Case Lighting | Vertical Refrigerated Case Luminaires | Standard | TRUE | 1136.6 | 65.4 | 17.38 | 10.02 | 0.9216 | 2995 | 84.2 | 5 |  | 11/26/2014 12:00:00 AM | Not Dimmable | Not Dimmable | Not Yet Verified |  | 2.1 | [5 empty] | 3000
P9ECCTQMR | FY Lighting Co., Ltd | Fen Yong | FY-T8-1200EF(L45K288CD180) | Indoor Luminaires | Case Lighting | Vertical Refrigerated Case Luminaires | Standard | FALSE | [9 empty] | 11/26/2014 12:00:00 AM | Not Dimmable | Not Dimmable | Not Yet Verified |  |  | 1136.6 | 65.36 | 17.39 |  | 0.9216 | 4500 | 84.2
PPMJRY5BD | FY Lighting Co., Ltd | Fen Yong | FY-T8-1200EF(L35K288CD180) | Indoor Luminaires | Case Lighting | Vertical Refrigerated Case Luminaires | Standard | FALSE | [9 empty] | 11/26/2014 12:00:00 AM | Not Dimmable | Not Dimmable | Not Yet Verified |  |  | 1136.6 | 65.36 | 17.39 | 10.02 | 0.9216 | 3500 | 84.2
PZ86KJ2EA | FY Lighting Co., Ltd | Fen Yong | FY-T8-1200EF(L40K288CD180) | Indoor Luminaires | Case Lighting | Vertical Refrigerated Case Luminaires | Standard | FALSE | [9 empty] | 11/26/2014 12:00:00 AM | Not Dimmable | Not Dimmable | Not Yet Verified |  |  | 1136.6 | 65.36 | 17.39 | 10.02 | 0.9216 | 4000 | 84.2
P5VEH38MG | FY Lighting Co., Ltd | Fen Yong | FY-T8-1200EF(L50K288CD180) | Indoor Luminaires | Case Lighting | Vertical Refrigerated Case Luminaires | Standard | FALSE | [9 empty] | 11/26/2014 12:00:00 AM | Not Dimmable | Not Dimmable | Not Yet Verified |  |  | 1482 | 84.11 | 17.62 | 9.94 | 0.9204 | 5000 | 85.8
P9YJUXM5 | FY Lighting Co., Ltd | Fen Yong | FY-T8-1500EF(L30K288ND240) | Indoor Luminaires | Case Lighting | Vertical Refrigerated Case Luminaires | Standard | TRUE | 1636.7 | 75.01 | 21.82 | 13.9 | 0.9392 | 2898 | 83.6 | 5 | 50000 | 9/25/2014 12:00:00 AM | Not Dimmable | Not Dimmable | Not Yet Verified |  | 2.1 | 1600 | 75 | 22 |  | 0.9 | 3000 | 80
PH5F9QNQ | FY Lighting Co., Ltd | Fen Yong | FY-T8-1500EC(L30K288ND240) | Indoor Luminaires | Case Lighting | Vertical Refrigerated Case Luminaires | Standard | FALSE | [9 empty] | 9/25/2014 12:00:00 AM | Not Dimmable | Not Dimmable | Not Yet Verified |  |  | 2400 | 100 | 22 |  | 0.9 | 3000 | 80
P8ASXT3J | FY Lighting Co., Ltd | Fen Yong | FY-T8-1500EC(L50K288ND240) | Indoor Luminaires | Case Lighting | Vertical Refrigerated Case Luminaires | Standard | FALSE | [9 empty] | 9/25/2014 12:00:00 AM | Not Dimmable | Not Dimmable | Not Yet Verified |  |  | 2400 | 100 | 22 |  | 0.9 | 5000 | 80
PTHHAUEC | FY Lighting Co., Ltd | Fen Yong | FY-T8-1800EF(L40K288ND240) | Indoor Luminaires | Case Lighting | Vertical Refrigerated Case Luminaires | Standard | FALSE | [9 empty] | 9/25/2014 12:00:00 AM | Not Dimmable | Not Dimmable | Not Yet Verified |  |  | 3200 | 120 | 26 |  | 0.9 | 4000 | 80
PN9AZ57F | FY Lighting Co., Ltd | Fen Yong | FY-T8-1800EC(L40K288ND240) | Indoor Luminaires | Case Lighting | Vertical Refrigerated Case Luminaires | Standard | FALSE | [9 empty] | 9/25/2014 12:00:00 AM | Not Dimmable | Not Dimmable | Not Yet Verified |  |  | 3200 | 120 | 26 |  | 0.9 | 4000 | 80
PSUYA7A4 | FY Lighting Co., Ltd | Fen Yong | FY-T8-1500EF(L50K288ND240) | Indoor Luminaires | Case Lighting | Vertical Refrigerated Case Luminaires | Standard | FALSE | [9 empty] | 9/25/2014 12:00:00 AM | Not Dimmable | Not Dimmable | Not Yet Verified |  |  | 1600 | 75 | 22 |  | 0.9 | 5000 | 80
PNZN9PBS | FY Lighting Co., Ltd | Fen Yong | FY-T8-1800EF(L45K288ND240) | Indoor Luminaires | Case Lighting | Vertical Refrigerated Case Luminaires | Standard | FALSE | [9 empty] | 9/25/2014 12:00:00 AM | Not Dimmable | Not Dimmable | Not Yet Verified |  |  | 3200 | 120 | 26 |  | 0.9 | 4500 | 80
P8BR9MVR | FY Lighting Co., Ltd | Fen Yong | FY-T8-1500EF(L35K288ND240) | Indoor Luminaires | Case Lighting | Vertical Refrigerated Case Luminaires | Standard | FALSE | [9 empty] | 9/25/2014 12:00:00 AM | Not Dimmable | Not Dimmable | Not Yet Verified |  |  | 1600 | 75 | 22 |  | 0.9 | 3500 | 80
PW1WSSBM | FY Lighting Co., Ltd | Fen Yong | FY-T8-1800EF(L30K288ND240) | Indoor Luminaires | Case Lighting | Vertical Refrigerated Case Luminaires | Standard | FALSE | [9 empty] | 9/25/2014 12:00:00 AM | Not Dimmable | Not Dimmable | Not Yet Verified |  |  | 3200 | 120 | 26 |  | 0.9 | 3000 | 80
PBHSCA59 | FY Lighting Co., Ltd | Fen Yong | FY-T8-1500EC(L45K288ND240) | Indoor Luminaires | Case Lighting | Vertical Refrigerated Case Luminaires | Standard | FALSE | [9 empty] | 9/25/2014 12:00:00 AM | Not Dimmable | Not Dimmable | Not Yet Verified |  |  | 2400 | 100 | 22 |  | 0.9 | 4500 | 80
PCBUXHTG | FY Lighting Co., Ltd | Fen Yong | FY-T8-1800EC(L35K288ND240) | Indoor Luminaires | Case Lighting | Vertical Refrigerated Case Luminaires | Standard | FALSE | [9 empty] | 9/25/2014 12:00:00 AM | Not Dimmable | Not Dimmable | Not Yet Verified |  |  | 3200 | 120 | 26 |  | 0.9 | 3500 | 80
PXY7QTRW | FY Lighting Co., Ltd | Fen Yong | FY-T8-1800EC(L45K288ND240) | Indoor Luminaires | Case Lighting | Vertical Refrigerated Case Luminaires | Standard | FALSE | [9 empty] | 9/25/2014 12:00:00 AM | Not Dimmable | Not Dimmable | Not Yet Verified |  |  | 3200 | 120 | 26 |  | 0.9 | 4500 | 80
P6MVGX74 | FY Lighting Co., Ltd | Fen Yong | FY-T8-1500EF(L45K288ND240) | Indoor Luminaires | Case Lighting | Vertical Refrigerated Case Luminaires | Standard | FALSE | [9 empty] | 9/25/2014 12:00:00 AM | Not Dimmable | Not Dimmable | Not Yet Verified |  |  | 1600 | 75 | 22 |  | 0.9 | 4500 | 80
P39SXSSZ | FY Lighting Co., Ltd | Fen Yong | FY-T8-1500EF(L40K288ND240) | Indoor Luminaires | Case Lighting | Vertical Refrigerated Case Luminaires | Standard | FALSE | [9 empty] | 9/25/2014 12:00:00 AM | Not Dimmable | Not Dimmable | Not Yet Verified |  |  | 1600 | 75 | 22 |  | 0.9 | 4000 | 80
PT29PVWG | FY Lighting Co., Ltd | Fen Yong | FY-T8-1800EF(L50K288ND240) | Indoor Luminaires | Case Lighting | Vertical Refrigerated Case Luminaires | Standard | FALSE | [9 empty] | 9/25/2014 12:00:00 AM | Not Dimmable | Not Dimmable | Not Yet Verified |  |  | 3200 | 120 | 26 |  | 0.9 | 5000 | 80
PVWMQ248 | FY Lighting Co., Ltd | Fen Yong | FY-T8-1500EC(L35K288ND240) | Indoor Luminaires | Case Lighting | Vertical Refrigerated Case Luminaires | Standard | FALSE | [9 empty] | 9/25/2014 12:00:00 AM | Not Dimmable | Not Dimmable | Not Yet Verified |  |  | 2400 | 100 | 22 |  | 0.9 | 3500 | 80
PKQ9P51J | FY Lighting Co., Ltd | Fen Yong | FY-T8-1500EC(L40K288ND240) | Indoor Luminaires | Case Lighting | Vertical Refrigerated Case Luminaires | Standard | FALSE | [9 empty] | 9/25/2014 12:00:00 AM | Not Dimmable | Not Dimmable | Not Yet Verified |  |  | 2400 | 100 | 22 |  | 0.9 | 4000 | 80
PNCAE2Y2 | FY Lighting Co., Ltd | Fen Yong | FY-T8-1800EC(L30K288ND240) | Indoor Luminaires | Case Lighting | Vertical Refrigerated Case Luminaires | Standard | FALSE | [9 empty] | 9/25/2014 12:00:00 AM | Not Dimmable | Not Dimmable | Not Yet Verified |  |  | 3200 | 120 | 26 |  | 0.9 | 3000 | 80
PW53HBY8 | FY Lighting Co., Ltd | Fen Yong | FY-T8-1800EC(L50K288ND240) | Indoor Luminaires | Case Lighting | Vertical Refrigerated Case Luminaires | Standard | FALSE | [9 empty] | 9/25/2014 12:00:00 AM | Not Dimmable | Not Dimmable | Not Yet Verified |  |  | 3200 | 120 | 26 |  | 0.9 | 5000 | 80
PS195HE9 | FY Lighting Co., Ltd | Fen Yong | FY-T8-1800EF(L35K288ND240) | Indoor Luminaires | Case Lighting | Vertical Refrigerated Case Luminaires | Standard | FALSE | [9 empty] | 9/25/2014 12:00:00 AM | Not Dimmable | Not Dimmable | Not Yet Verified |  |  | 3200 | 120 | 26 |  | 0.9 | 3500 | 80
P00000S4B | GE Lighting Solutions | IMMERSION | GE-LT407040CTR-SY | Indoor Luminaires | Case Lighting | Vertical Refrigerated Case Luminaires | Standard | TRUE | 1119 | 72.4 | 15.5 | 15.38 | 0.915 | 4114 | 82.7 | 5 | 50000 | 3/7/2014 12:00:00 AM | Not Yet Verified | Not Yet Verified | Not Yet Verified |  | 2.1 | 1213 | 62.8 | 19.3 |  | 0.9 | 4000 | 80
P00000S4F | GE Lighting Solutions | IMMERSION | GE-LT407040EDL-SY | Indoor Luminaires | Case Lighting | Vertical Refrigerated Case Luminaires | Standard | TRUE | 649 | 82.7 | 7.9 | 15.04 | 0.919 | 4016 | 80.8 | 5 | 50000 | 3/7/2014 12:00:00 AM | Not Yet Verified | Not Yet Verified | Not Yet Verified |  | 2.1 | 695 | 69.5 | 10 |  | 0.9 | 4000 | 80
P00000S4H | GE Lighting Solutions | IMMERSION | GE-LT407040EDR-SY | Indoor Luminaires | Case Lighting | Vertical Refrigerated Case Luminaires | Standard | FALSE | [9 empty] | 3/7/2014 12:00:00 AM | Not Yet Verified | Not Yet Verified | Not Yet Verified |  |  | 695 | 69.5 | 10 |  |  | 4000 | 80
P00000S4I | GE Lighting Solutions | IMMERSION | GE-LT407040EDR-SB | Indoor Luminaires | Case Lighting | Vertical Refrigerated Case Luminaires | Standard | FALSE | [9 empty] | 3/7/2014 12:00:00 AM | Not Yet Verified | Not Yet Verified | Not Yet Verified |  |  | 695 | 69.5 | 10 |  |  | 4000 | 80
P00000S4J | GE Lighting Solutions | IMMERSION | GE-LT407050EDL-SY | Indoor Luminaires | Case Lighting | Vertical Refrigerated Case Luminaires | Standard | FALSE | [9 empty] | 3/7/2014 12:00:00 AM | Not Yet Verified | Not Yet Verified | Not Yet Verified |  |  | 739 | 78.9 | 10 |  |  | 5000 | 73
P00000S4C | GE Lighting Solutions | IMMERSION | GE-LT407040CTR-SB | Indoor Luminaires | Case Lighting | Vertical Refrigerated Case Luminaires | Standard | FALSE | [9 empty] | 3/7/2014 12:00:00 AM | Not Yet Verified | Not Yet Verified | Not Yet Verified |  |  | 1213 | 62.8 | 19.3 |  |  | 4000 | 80
P00000S4L | GE Lighting Solutions | IMMERSION | GE-LT407050EDR-SY | Indoor Luminaires | Case Lighting | Vertical Refrigerated Case Luminaires | Standard | FALSE | [9 empty] | 3/7/2014 12:00:00 AM | Not Yet Verified | Not Yet Verified | Not Yet Verified |  |  | 739 | 78.9 | 10 |  |  | 5000 | 73
P00000S4E | GE Lighting Solutions | IMMERSION | GE-LT407050CTR-SB | Indoor Luminaires | Case Lighting | Vertical Refrigerated Case Luminaires | Standard | FALSE | [9 empty] | 3/7/2014 12:00:00 AM | Not Yet Verified | Not Yet Verified | Not Yet Verified |  |  | 1268 | 65.7 | 19.3 |  |  | 5000 | 73
P00000S4D | GE Lighting Solutions | IMMERSION | GE-LT407050CTR-SY | Indoor Luminaires | Case Lighting | Vertical Refrigerated Case Luminaires | Standard | FALSE | [9 empty] | 3/7/2014 12:00:00 AM | Not Yet Verified | Not Yet Verified | Not Yet Verified |  |  | 1268 | 65.7 | 19.3 |  |  | 5000 | 73
P00000S4K | GE Lighting Solutions | IMMERSION | GE-LT407050EDL-SB | Indoor Luminaires | Case Lighting | Vertical Refrigerated Case Luminaires | Standard | FALSE | [9 empty] | 3/7/2014 12:00:00 AM | Not Yet Verified | Not Yet Verified | Not Yet Verified |  |  | 739 | 78.9 | 10 |  |  | 5000 | 73
P00000S4G | GE Lighting Solutions | IMMERSION | GE-LT407040EDL-SB | Indoor Luminaires | Case Lighting | Vertical Refrigerated Case Luminaires | Standard | FALSE | [9 empty] | 3/7/2014 12:00:00 AM | Not Yet Verified | Not Yet Verified | Not Yet Verified |  |  | 695 | 69.5 | 10 |  |  | 4000 | 80
P00000S4M | GE Lighting Solutions | IMMERSION | GE-LT407050EDR-SB | Indoor Luminaires | Case Lighting | Vertical Refrigerated Case Luminaires | Standard | FALSE | [9 empty] | 3/7/2014 12:00:00 AM | Not Yet Verified | Not Yet Verified | Not Yet Verified |  |  | 739 | 78.9 | 10 |  |  | 5000 | 73
P00000S5E | GE Lighting Solutions | IMMERSION | GELT404835EDR-SY (120V Only) | Indoor Luminaires | Case Lighting | Vertical Refrigerated Case Luminaires | Standard | TRUE | 390.7 | 76.3 | 5.1 | 7.63 | 0.977 | 3454 | 82.5 | 5 | 50000 | 3/14/2014 12:00:00 AM | Not Yet Verified | Not Yet Verified | Not Yet Verified |  | 2.1 | 416 | 68.2 | 6.1 |  | 0.9 | 3500 | 80
P00000S5B | GE Lighting Solutions | IMMERSION | GELT404835CTR-SY (120V Only) | Indoor Luminaires | Case Lighting | Vertical Refrigerated Case Luminaires | Standard | TRUE | 705.6 | 70.4 | 10 | 7.36 | 0.977 | 3454 | 81.8 | 5 | 50000 | 3/14/2014 12:00:00 AM | Not Yet Verified | Not Yet Verified | Not Yet Verified |  | 2.1 | 753 | 64.4 | 11.7 |  | 0.9 | 3500 | 80
P00000S5C | GE Lighting Solutions | IMMERSION | GELT404840CTR-SY (120V Only) | Indoor Luminaires | Case Lighting | Vertical Refrigerated Case Luminaires | Standard | FALSE | [9 empty] | 3/14/2014 12:00:00 AM | Not Yet Verified | Not Yet Verified | Not Yet Verified |  |  | 806 | 68.9 | 11.7 |  | 0.9 | 4000 | 80
P00000S5G | GE Lighting Solutions | IMMERSION | GELT404840EDR-SY (120V Only) | Indoor Luminaires | Case Lighting | Vertical Refrigerated Case Luminaires | Standard | FALSE | [9 empty] | 3/14/2014 12:00:00 AM | Not Yet Verified | Not Yet Verified | Not Yet Verified |  |  | 441 | 72.3 | 6.1 |  | 0.9 | 4000 | 80
P00000S5I | GE Lighting Solutions | IMMERSION | GELT404850EDR-SY (120V Only) | Indoor Luminaires | Case Lighting | Vertical Refrigerated Case Luminaires | Standard | FALSE | [9 empty] | 3/14/2014 12:00:00 AM | Not Yet Verified | Not Yet Verified | Not Yet Verified |  |  | 477 | 78.2 | 6.1 |  | 0.9 | 5000 | 80
P00000S5J | GE Lighting Solutions | IMMERSION | GELT404850EDL-SY (120V Only) | Indoor Luminaires | Case Lighting | Vertical Refrigerated Case Luminaires | Standard | FALSE | [9 empty] | 3/14/2014 12:00:00 AM | Not Yet Verified | Not Yet Verified | Not Yet Verified |  |  | 477 | 78.2 | 6.1 |  | 0.9 | 5000 | 80
P00000S5H | GE Lighting Solutions | IMMERSION | GELT404840EDL-SY (120V Only) | Indoor Luminaires | Case Lighting | Vertical Refrigerated Case Luminaires | Standard | FALSE | [9 empty] | 3/14/2014 12:00:00 AM | Not Yet Verified | Not Yet Verified | Not Yet Verified |  |  | 441 | 72.3 | 6.1 |  | 0.9 | 4000 | 80
P00000S5F | GE Lighting Solutions | IMMERSION | GELT404835EDL-SY (120V Only) | Indoor Luminaires | Case Lighting | Vertical Refrigerated Case Luminaires | Standard | FALSE | [9 empty] | 3/14/2014 12:00:00 AM | Not Yet Verified | Not Yet Verified | Not Yet Verified |  |  | 416 | 68.2 | 6.1 |  | 0.9 | 3500 | 80
P00000S5D | GE Lighting Solutions | IMMERSION | GELT404850CTR-SY (120V Only) | Indoor Luminaires | Case Lighting | Vertical Refrigerated Case Luminaires | Standard | FALSE | [9 empty] | 3/14/2014 12:00:00 AM | Not Yet Verified | Not Yet Verified | Not Yet Verified |  |  | 872 | 74.5 | 11.7 |  | 0.9 | 5000 | 80
P00000S5K | GE Lighting Solutions | IMMERSION | GELT4E7040CTR-XX | Indoor Luminaires | Case Lighting | Vertical Refrigerated Case Luminaires | Standard | TRUE | 869.9 | 73.5 | 11.8 | 12.3 | 1 | 3976 | 82.8 | 5 | 50000 | 11/2/2012 12:00:00 AM | Not Yet Verified | Not Yet Verified | Not Yet Verified |  | 1.7 | 939 | 68 | 13.8 |  | 0.9 | 4000 | 80
P00000S5Q | GE Lighting Solutions | IMMERSION | GELT4E6050EDR-XX | Indoor Luminaires | Case Lighting | Vertical Refrigerated Case Luminaires | Standard | FALSE | [9 empty] | 11/3/2012 12:00:00 AM | Not Yet Verified | Not Yet Verified | Not Yet Verified |  |  | 542 | 91.9 | 5.9 |  | 0.9 | 5000 | 75
P00000S5V | GE Lighting Solutions | IMMERSION | GELT4E7050EDR-XX | Indoor Luminaires | Case Lighting | Vertical Refrigerated Case Luminaires | Standard | FALSE | [9 empty] | 11/11/2012 12:00:00 AM | Not Yet Verified | Not Yet Verified | Not Yet Verified |  |  | 686 | 95.3 | 7.2 |  | 0.9 | 5000 | 75
P00000S5U | GE Lighting Solutions | IMMERSION | GELT4E7050EDL-XX | Indoor Luminaires | Case Lighting | Vertical Refrigerated Case Luminaires | Standard | FALSE | [9 empty] | 11/12/2012 12:00:00 AM | Not Yet Verified | Not Yet Verified | Not Yet Verified |  |  | 686 | 95.3 | 7.2 |  | 0.9 | 5000 | 75
P00000S5T | GE Lighting Solutions | IMMERSION | GELT4E7050CTR-XX | Indoor Luminaires | Case Lighting | Vertical Refrigerated Case Luminaires | Standard | FALSE | [9 empty] | 11/10/2012 12:00:00 AM | Not Yet Verified | Not Yet Verified | Not Yet Verified |  |  | 1166 | 84.5 | 13.8 |  | 0.9 | 5000 | 75
P00000S5R | GE Lighting Solutions | IMMERSION | GELT4E7040EDL-XX | Indoor Luminaires | Case Lighting | Vertical Refrigerated Case Luminaires | Standard | FALSE | [9 empty] | 11/9/2012 12:00:00 AM | Not Yet Verified | Not Yet Verified | Not Yet Verified |  |  | 599 | 83.2 | 7.2 |  | 0.9 | 4000 | 80
P00000S5S | GE Lighting Solutions | IMMERSION | GELT4E7040EDR-XX | Indoor Luminaires | Case Lighting | Vertical Refrigerated Case Luminaires | Standard | FALSE | [9 empty] | 11/8/2012 12:00:00 AM | Not Yet Verified | Not Yet Verified | Not Yet Verified |  |  | 599 | 83.2 | 7.2 |  | 0.9 | 4000 | 80
P00000S5L | GE Lighting Solutions | IMMERSION | GELT4E6040CTR-XX | Indoor Luminaires | Case Lighting | Vertical Refrigerated Case Luminaires | Standard | FALSE | [9 empty] | 11/5/2012 12:00:00 AM | Not Yet Verified | Not Yet Verified | Not Yet Verified |  |  | 840 | 73 | 11.5 |  | 0.9 | 4000 | 80
P00000S5M | GE Lighting Solutions | IMMERSION | GELT4E6040EDL-XX | Indoor Luminaires | Case Lighting | Vertical Refrigerated Case Luminaires | Standard | FALSE | [9 empty] | 11/7/2012 12:00:00 AM | Not Yet Verified | Not Yet Verified | Not Yet Verified |  |  | 488 | 82.7 | 5.9 |  | 0.9 | 4000 | 80
P00000S5N | GE Lighting Solutions | IMMERSION | GELT4E6040EDR-XX | Indoor Luminaires | Case Lighting | Vertical Refrigerated Case Luminaires | Standard | FALSE | [9 empty] | 11/6/2012 12:00:00 AM | Not Yet Verified | Not Yet Verified | Not Yet Verified |  |  | 488 | 82.7 | 5.9 |  | 0.9 | 4000 | 80
P00000S5O | GE Lighting Solutions | IMMERSION | GELT4E6050CTR-XX | Indoor Luminaires | Case Lighting | Vertical Refrigerated Case Luminaires | Standard | FALSE | [9 empty] | 11/2/2012 12:00:00 AM | Not Yet Verified | Not Yet Verified | Not Yet Verified |  |  | 935 | 81.3 | 11.5 |  | 0.9 | 5000 | 75
P00000S5P | GE Lighting Solutions | IMMERSION | GELT4E6050EDL-XX | Indoor Luminaires | Case Lighting | Vertical Refrigerated Case Luminaires | Standard | FALSE | [9 empty] | 11/4/2012 12:00:00 AM | Not Yet Verified | Not Yet Verified | Not Yet Verified |  |  | 542 | 91.9 | 5.9 |  | 0.9 | 5000 | 80
P00000S76 | GE Lighting Solutions | IMMERSION | 65490 | Indoor Luminaires | Case Lighting | Horizontal Refrigerated Case Luminaires | Standard | TRUE | 1485.9 | 54.5 | 27.3 | 12.1 | 0.995 | 5299 | 80.7 | 5 | 50000 | 5/29/2013 12:00:00 AM | Not Yet Verified | Not Yet Verified | Not Yet Verified | GE-MT204850CANSY | 1.7 | 1485.9 | 54.5 | 27.36 |  |  | 5000 | 75
P00000S77 | GE Lighting Solutions | IMMERSION | 65488 | Indoor Luminaires | Case Lighting | Horizontal Refrigerated Case Luminaires | Standard | FALSE | [9 empty] | 5/29/2013 12:00:00 AM | Not Yet Verified | Not Yet Verified | Not Yet Verified | GE-MT203650CANSY |  | 1096 | 55.2 | 19.9 |  |  | 5000 | 75
P00000SCR | GE Lighting Solutions | IMMERSION | 69695 | Indoor Luminaires | Case Lighting | Horizontal Refrigerated Case Luminaires | Standard | TRUE | 465.3 | 56.8 | 8.2 | 17 | 0.895 | 3033 | 84.5 | 5 | 50000 | 4/1/2014 12:00:00 AM | Not Yet Verified | Not Yet Verified | Not Yet Verified | Qualified with PS6500 24V 50W Power Suppluy | 2.1 | 452 | 63 | 7.2 |  |  | 3000 | 80
P00000SCQ | GE Lighting Solutions | IMMERSION | 69691 | Indoor Luminaires | Case Lighting | Horizontal Refrigerated Case Luminaires | Standard | TRUE | 337.5 | 62.8 | 5.4 | 17 | 0.895 | 3012 | 84.1 | 5 | 50000 | 7/22/2013 12:00:00 AM | Not Yet Verified | Not Yet Verified | Not Yet Verified | Qualified with PS6500 24V 50W Power Suppluy | 1.7 | 352 | 65 | 5.4 |  |  | 3000 | 80
P00000SD3 | GE Lighting Solutions | IMMERSION | 69688 | Indoor Luminaires | Case Lighting | Horizontal Refrigerated Case Luminaires | Standard | FALSE | [9 empty] | 4/1/2014 12:00:00 AM | Not Yet Verified | Not Yet Verified | Not Yet Verified | Qualified with PS6500 24V 50W Power Suppluy |  | 1352 | 63 | 21.3 |  |  | 3000 | 80
P00000SD6 | GE Lighting Solutions | IMMERSION | 69719 | Indoor Luminaires | Case Lighting | Horizontal Refrigerated Case Luminaires | Standard | FALSE | [9 empty] | 4/1/2014 12:00:00 AM | Not Yet Verified | Not Yet Verified | Not Yet Verified | Qualified with PS6500 24V 50W Power Suppluy |  | 493 | 68 | 7.2 |  |  | 3500 | 80
P00000SD8 | GE Lighting Solutions | IMMERSION | 69720 | Indoor Luminaires | Case Lighting | Horizontal Refrigerated Case Luminaires | Standard | FALSE | [9 empty] | 4/1/2014 12:00:00 AM | Not Yet Verified | Not Yet Verified | Not Yet Verified | Qualified with PS6500 24V 50W Power Suppluy |  | 493 | 68 | 7.2 |  |  | 3500 | 80
P00000SIK | GE Lighting Solutions | IMMERSION | 69644 | Indoor Luminaires | Case Lighting | Horizontal Refrigerated Case Luminaires | Standard | FALSE | [9 empty] | 4/1/2014 12:00:00 AM | Not Yet Verified | Not Yet Verified | Not Yet Verified | Qualified with PS6500 24V 50W Power Suppluy |  | 1535 | 72 | 21.3 |  |  | 5000 | 80
P00000SIM | GE Lighting Solutions | IMMERSION | 69650 | Indoor Luminaires | Case Lighting | Horizontal Refrigerated Case Luminaires | Standard | FALSE | [9 empty] | 4/1/2014 12:00:00 AM | Not Yet Verified | Not Yet Verified | Not Yet Verified | Qualified with PS6500 24V 50W Power Suppluy |  | 564 | 79 | 7.1 |  |  | 5000 | 80
P00000SD7 | GE Lighting Solutions | IMMERSION | 69714 | Indoor Luminaires | Case Lighting | Horizontal Refrigerated Case Luminaires | Standard | FALSE | [9 empty] | 4/1/2014 12:00:00 AM | Not Yet Verified | Not Yet Verified | Not Yet Verified | Qualified with PS6500 24V 50W Power Suppluy |  | 1467 | 69 | 21.3 |  |  | 3500 | 80
P00000SCU | GE Lighting Solutions | IMMERSION | 69686 | Indoor Luminaires | Case Lighting | Horizontal Refrigerated Case Luminaires | Standard | FALSE | [9 empty] | 4/1/2014 12:00:00 AM | Not Yet Verified | Not Yet Verified | Not Yet Verified | Qualified with PS6500 24V 50W Power Suppluy |  | 1013 | 65 | 15.7 |  |  | 3000 | 80
P00000SCV | GE Lighting Solutions | IMMERSION | 69711 | Indoor Luminaires | Case Lighting | Horizontal Refrigerated Case Luminaires | Standard | FALSE | [9 empty] | 4/1/2014 12:00:00 AM | Not Yet Verified | Not Yet Verified | Not Yet Verified | Qualified with PS6500 24V 50W Power Suppluy |  | 1116 | 69 | 16.1 |  |  | 3500 | 80
P00000SDB | GE Lighting Solutions | IMMERSION | 69669 | Indoor Luminaires | Case Lighting | Horizontal Refrigerated Case Luminaires | Standard | FALSE | [9 empty] | 4/1/2014 12:00:00 AM | Not Yet Verified | Not Yet Verified | Not Yet Verified | Qualified with PS6500 24V 50W Power Suppluy |  | 509 | 71 | 7.2 |  |  | 4000 | 80
P00000SDC | GE Lighting Solutions | IMMERSION | 69660 | Indoor Luminaires | Case Lighting | Horizontal Refrigerated Case Luminaires | Standard | FALSE | [9 empty] | 4/1/2014 12:00:00 AM | Not Yet Verified | Not Yet Verified | Not Yet Verified | Qualified with PS6500 24V 50W Power Suppluy |  | 1148 | 72 | 16 |  |  | 4000 | 80
P00000SD4 | GE Lighting Solutions | IMMERSION | 69696 | Indoor Luminaires | Case Lighting | Horizontal Refrigerated Case Luminaires | Standard | FALSE | [9 empty] | 4/1/2014 12:00:00 AM | Not Yet Verified | Not Yet Verified | Not Yet Verified | Qualified with PS6500 24V 50W Power Suppluy |  | 452 | 63 | 7.2 |  |  | 3000 | 80
P00000SD1 | GE Lighting Solutions | IMMERSION | 69667 | Indoor Luminaires | Case Lighting | Horizontal Refrigerated Case Luminaires | Standard | FALSE | [9 empty] | 4/1/2014 12:00:00 AM | Not Yet Verified | Not Yet Verified | Not Yet Verified | Qualified with PS6500 24V 50W Power Suppluy |  | 389 | 72 | 5.4 |  |  | 4000 | 80
P00000SIL | GE Lighting Solutions | IMMERSION | 69645 | Indoor Luminaires | Case Lighting | Horizontal Refrigerated Case Luminaires | Standard | FALSE | [9 empty] | 4/1/2014 12:00:00 AM | Not Yet Verified | Not Yet Verified | Not Yet Verified | Qualified with PS6500 24V 50W Power Suppluy |  | 1535 | 72 | 21.3 |  |  | 5000 | 80
P00000SIN | GE Lighting Solutions | IMMERSION | 69651 | Indoor Luminaires | Case Lighting | Horizontal Refrigerated Case Luminaires | Standard | FALSE | [9 empty] | 4/1/2014 12:00:00 AM | Not Yet Verified | Not Yet Verified | Not Yet Verified | Qualified with PS6500 24V 50W Power Suppluy |  | 564 | 79 | 7.1 |  |  | 5000 | 80
P00000SIO | GE Lighting Solutions | IMMERSION | 69642 | Indoor Luminaires | Case Lighting | Horizontal Refrigerated Case Luminaires | Standard | FALSE | [9 empty] | 4/1/2014 12:00:00 AM | Not Yet Verified | Not Yet Verified | Not Yet Verified | Qualified with PS6500 24V 50W Power Suppluy |  | 1151 | 72 | 16 |  |  | 5000 | 80
P00000SIP | GE Lighting Solutions | IMMERSION | 69643 | Indoor Luminaires | Case Lighting | Horizontal Refrigerated Case Luminaires | Standard | FALSE | [9 empty] | 4/1/2014 12:00:00 AM | Not Yet Verified | Not Yet Verified | Not Yet Verified | Qualified with PS6500 24V 50W Power Suppluy |  | 1151 | 72 | 16 |  |  | 5000 | 80
P00000SIQ | GE Lighting Solutions | IMMERSION | 69648 | Indoor Luminaires | Case Lighting | Horizontal Refrigerated Case Luminaires | Standard | FALSE | [9 empty] | 4/1/2014 12:00:00 AM | Not Yet Verified | Not Yet Verified | Not Yet Verified | Qualified with PS6500 24V 50W Power Suppluy |  | 423 | 78 | 5.4 |  |  | 5000 | 80
P00000SIR | GE Lighting Solutions | IMMERSION | 69649 | Indoor Luminaires | Case Lighting | Horizontal Refrigerated Case Luminaires | Standard | FALSE | [9 empty] | 4/1/2014 12:00:00 AM | Not Yet Verified | Not Yet Verified | Not Yet Verified | Qualified with PS6500 24V 50W Power Suppluy |  | 423 | 78 | 5.4 |  |  | 5000 | 80
P00000SD9 | GE Lighting Solutions | IMMERSION | 69662 | Indoor Luminaires | Case Lighting | Horizontal Refrigerated Case Luminaires | Standard | FALSE | [9 empty] | 4/1/2014 12:00:00 AM | Not Yet Verified | Not Yet Verified | Not Yet Verified | Qualified with PS6500 24V 50W Power Suppluy |  | 1511 | 71 | 21.4 |  |  | 4000 | 80
P00000SDA | GE Lighting Solutions | IMMERSION | 69663 | Indoor Luminaires | Case Lighting | Horizontal Refrigerated Case Luminaires | Standard | FALSE | [9 empty] | 4/1/2014 12:00:00 AM | Not Yet Verified | Not Yet Verified | Not Yet Verified | Qualified with PS6500 24V 50W Power Suppluy |  | 1511 | 71 | 21.4 |  |  | 4000 | 80
P00000SDD | GE Lighting Solutions | IMMERSION | 69668 | Indoor Luminaires | Case Lighting | Horizontal Refrigerated Case Luminaires | Standard | FALSE | [9 empty] | 4/1/2014 12:00:00 AM | Not Yet Verified | Not Yet Verified | Not Yet Verified | Qualified with PS6500 24V 50W Power Suppluy |  | 509 | 71 | 7.2 |  |  | 4000 | 80
P00000SCX | GE Lighting Solutions | IMMERSION | 69712 | Indoor Luminaires | Case Lighting | Horizontal Refrigerated Case Luminaires | Standard | FALSE | [9 empty] | 4/1/2014 12:00:00 AM | Not Yet Verified | Not Yet Verified | Not Yet Verified | Qualified with PS6500 24V 50W Power Suppluy |  | 1116 | 69 | 16.1 |  |  | 3500 | 80
P00000SCY | GE Lighting Solutions | IMMERSION | 69718 | Indoor Luminaires | Case Lighting | Horizontal Refrigerated Case Luminaires | Standard | FALSE | [9 empty] | 4/1/2014 12:00:00 AM | Not Yet Verified | Not Yet Verified | Not Yet Verified | Qualified with PS6500 24V 50W Power Suppluy |  | 365 | 68 | 5.4 |  |  | 3500 | 80
P00000SCZ | GE Lighting Solutions | IMMERSION | 69666 | Indoor Luminaires | Case Lighting | Horizontal Refrigerated Case Luminaires | Standard | FALSE | [9 empty] | 4/1/2014 12:00:00 AM | Not Yet Verified | Not Yet Verified | Not Yet Verified | Qualified with PS6500 24V 50W Power Suppluy |  | 389 | 72 | 5.4 |  |  | 4000 | 80
P00000SD0 | GE Lighting Solutions | IMMERSION | 69661 | Indoor Luminaires | Case Lighting | Horizontal Refrigerated Case Luminaires | Standard | FALSE | [9 empty] | 4/1/2014 12:00:00 AM | Not Yet Verified | Not Yet Verified | Not Yet Verified | Qualified with PS6500 24V 50W Power Suppluy |  | 1148 | 72 | 16 |  |  | 4000 | 80
P00000SD2 | GE Lighting Solutions | IMMERSION | 69687 | Indoor Luminaires | Case Lighting | Horizontal Refrigerated Case Luminaires | Standard | FALSE | [9 empty] | 4/1/2014 12:00:00 AM | Not Yet Verified | Not Yet Verified | Not Yet Verified | Qualified with PS6500 24V 50W Power Suppluy |  | 1352 | 63 | 21.3 |  |  | 3000 | 80
P00000SD5 | GE Lighting Solutions | IMMERSION | 69713 | Indoor Luminaires | Case Lighting | Horizontal Refrigerated Case Luminaires | Standard | FALSE | [9 empty] | 4/1/2014 12:00:00 AM | Not Yet Verified | Not Yet Verified | Not Yet Verified | Qualified with PS6500 24V 50W Power Suppluy |  | 1467 | 69 | 21.3 |  |  | 3500 | 80
P00000SCS | GE Lighting Solutions | IMMERSION | 69694 | Indoor Luminaires | Case Lighting | Horizontal Refrigerated Case Luminaires | Standard | FALSE | [9 empty] | 4/1/2014 12:00:00 AM | Not Yet Verified | Not Yet Verified | Not Yet Verified | Qualified with PS6500 24V 50W Power Suppluy |  | 352 | 65 | 5.4 |  |  | 3000 | 80
P00000SCT | GE Lighting Solutions | IMMERSION | 69685 | Indoor Luminaires | Case Lighting | Horizontal Refrigerated Case Luminaires | Standard | FALSE | [9 empty] | 4/1/2014 12:00:00 AM | Not Yet Verified | Not Yet Verified | Not Yet Verified | Qualified with PS6500 24V 50W Power Suppluy |  | 1013 | 65 | 15.7 |  |  | 3000 | 80
P00000SCW | GE Lighting Solutions | IMMERSION | 69717 | Indoor Luminaires | Case Lighting | Horizontal Refrigerated Case Luminaires | Standard | FALSE | [9 empty] | 4/1/2014 12:00:00 AM | Not Yet Verified | Not Yet Verified | Not Yet Verified | Qualified with PS6500 24V 50W Power Suppluy |  | 365 | 68 | 5.4 |  |  | 3500 | 80
P00000SYC | GE Lighting Solutions | GE Lighting | 85755 | Indoor Luminaires | Case Lighting | Vertical Refrigerated Case Luminaires | Standard | TRUE | 485.4 | 82.6 | 5.9 | 11.4 | 0.92 | 3296 | 85.9 | 5 | 50000 | 1/23/2014 12:00:00 AM | Not Yet Verified | Not Yet Verified | Not Yet Verified |  | 2.1 | 485.4 | 82.6 | 5.9 |  |  | 3000 | 85.9
P00000SYB | GE Lighting Solutions | GE Lighting | 85757 | Indoor Luminaires | Case Lighting | Vertical Refrigerated Case Luminaires | Standard | TRUE | 789.8 | 82.2 | 9.6 | 11.4 | 0.92 | 3288 | 85.5 | 5 | 50000 | 1/23/2014 12:00:00 AM | Not Yet Verified | Not Yet Verified | Not Yet Verified |  | 2.1 | 789.8 | 82.2 | 9.6 |  |  | 3000 | 85.5
P00000SYG | GE Lighting Solutions | GE Lighting | 85705 | Indoor Luminaires | Case Lighting | Vertical Refrigerated Case Luminaires | Standard | FALSE | [9 empty] | 1/23/2014 12:00:00 AM | Not Yet Verified | Not Yet Verified | Not Yet Verified |  |  | 982 | 86.9026548672566 | 11.3 | 14 | 0.9 | 3742 | 85.3
P00000SYJ | GE Lighting Solutions | GE Lighting | 85711 | Indoor Luminaires | Case Lighting | Vertical Refrigerated Case Luminaires | Standard | FALSE | [9 empty] | 1/23/2014 12:00:00 AM | Not Yet Verified | Not Yet Verified | Not Yet Verified |  |  | 871.6 | 77.1327433628319 | 11.3 | 14 | 0.9 | 3252 | 87.2
P00000SYK | GE Lighting Solutions | GE Lighting | 85712 | Indoor Luminaires | Case Lighting | Vertical Refrigerated Case Luminaires | Standard | FALSE | [9 empty] | 1/23/2014 12:00:00 AM | Not Yet Verified | Not Yet Verified | Not Yet Verified |  |  | 495.6 | 84 | 5.9 | 14 | 0.9 | 3229 | 87.3
P00000SYM | GE Lighting Solutions | GE Lighting | 85702 | Indoor Luminaires | Case Lighting | Vertical Refrigerated Case Luminaires | Standard | FALSE | [9 empty] | 1/23/2014 12:00:00 AM | Not Yet Verified | Not Yet Verified | Not Yet Verified |  |  | 979.5 | 86.6814159292035 | 11.3 | 14 | 0.9 | 5181 | 87.5
P00000SYO | GE Lighting Solutions | GE Lighting | 85704 | Indoor Luminaires | Case Lighting | Vertical Refrigerated Case Luminaires | Standard | FALSE | [9 empty] | 1/23/2014 12:00:00 AM | Not Yet Verified | Not Yet Verified | Not Yet Verified |  |  | 546.2 | 92.5762711864407 | 5.9 | 14 | 0.9 | 5105 | 86.7
P00000SYW | GE Lighting Solutions | GE Lighting | 85748 | Indoor Luminaires | Case Lighting | Vertical Refrigerated Case Luminaires | Standard | FALSE | [9 empty] | 1/23/2014 12:00:00 AM | Not Yet Verified | Not Yet Verified | Not Yet Verified |  |  | 819.6 | 85.375 | 9.6 | 14 | 0.9 | 4052 | 86.8
P00000SYY | GE Lighting Solutions | GE Lighting | 85750 | Indoor Luminaires | Case Lighting | Vertical Refrigerated Case Luminaires | Standard | FALSE | [9 empty] | 1/23/2014 12:00:00 AM | Not Yet Verified | Not Yet Verified | Not Yet Verified |  |  | 518.5 | 87.8813559322034 | 5.9 | 14 | 0.9 | 3942 | 86.1
P00000SYZ | GE Lighting Solutions | GE Lighting | 85742 | Indoor Luminaires | Case Lighting | Vertical Refrigerated Case Luminaires | Standard | FALSE | [9 empty] | 1/23/2014 12:00:00 AM | Not Yet Verified | Not Yet Verified | Not Yet Verified |  |  | 870.6 | 92.6170212765958 | 9.4 | 14 | 0.9 | 4957 | 84
P00000SZ0 | GE Lighting Solutions | GE Lighting | 85743 | Indoor Luminaires | Case Lighting | Vertical Refrigerated Case Luminaires | Standard | FALSE | [9 empty] | 1/23/2014 12:00:00 AM | Not Yet Verified | Not Yet Verified | Not Yet Verified |  |  | 542.6 | 91.9661016949153 | 5.9 | 14 | 0.9 | 4931 | 83.6
P00000SZ1 | GE Lighting Solutions | GE Lighting | 85744 | Indoor Luminaires | Case Lighting | Vertical Refrigerated Case Luminaires | Standard | FALSE | [9 empty] | 1/23/2014 12:00:00 AM | Not Yet Verified | Not Yet Verified | Not Yet Verified |  |  | 542.6 | 91.9661016949153 | 5.9 | 14 | 0.9 | 4931 | 83.6
P00000SZ2 | GE Lighting Solutions | GE Lighting | 85754 | Indoor Luminaires | Case Lighting | Vertical Refrigerated Case Luminaires | Standard | FALSE | [9 empty] | 1/23/2014 12:00:00 AM | Not Yet Verified | Not Yet Verified | Not Yet Verified |  |  | 789.8 | 82.2708333333333 | 9.6 | 14 | 0.9 | 3288 | 85.5
P00000SZ6 | GE Lighting Solutions | GE Lighting | 85752 | Indoor Luminaires | Case Lighting | Vertical Refrigerated Case Luminaires | Standard | FALSE | [9 empty] | 1/23/2014 12:00:00 AM | Not Yet Verified | Not Yet Verified | Not Yet Verified |  |  | 518.5 | 87.8813559322034 | 5.9 | 14 | 0.9 | 3942 | 86.1
P00000SZ8 | GE Lighting Solutions | GE Lighting | 85745 | Indoor Luminaires | Case Lighting | Vertical Refrigerated Case Luminaires | Standard | FALSE | [9 empty] | 1/23/2014 12:00:00 AM | Not Yet Verified | Not Yet Verified | Not Yet Verified |  |  | 870.6 | 92.6170212765958 | 9.4 | 14 | 0.9 | 4957 | 84
P00000SZF | GE Lighting Solutions | GE Lighting | 85727 | Indoor Luminaires | Case Lighting | Vertical Refrigerated Case Luminaires | Standard | FALSE | [9 empty] | 1/23/2014 12:00:00 AM | Not Yet Verified | Not Yet Verified | Not Yet Verified |  |  | 651.1 | 87.9864864864865 | 7.4 | 14 | 0.9 | 3937 | 86.2
P00000SZJ | GE Lighting Solutions | GE Lighting | 85739 | Indoor Luminaires | Case Lighting | Vertical Refrigerated Case Luminaires | Standard | FALSE | [9 empty] | 1/23/2014 12:00:00 AM | Not Yet Verified | Not Yet Verified | Not Yet Verified |  |  | 1053 | 78.5820895522388 | 13.4 | 14 | 0.9 | 3333 | 85.9
P00000SYH | GE Lighting Solutions | GE Lighting | 85706 | Indoor Luminaires | Case Lighting | Vertical Refrigerated Case Luminaires | Standard | FALSE | [9 empty] | 1/23/2014 12:00:00 AM | Not Yet Verified | Not Yet Verified | Not Yet Verified |  |  | 553.7 | 93.8474576271186 | 5.9 | 14 | 0.9 | 3723 | 85.2
P00000SYN | GE Lighting Solutions | GE Lighting | 85703 | Indoor Luminaires | Case Lighting | Vertical Refrigerated Case Luminaires | Standard | FALSE | [9 empty] | 1/23/2014 12:00:00 AM | Not Yet Verified | Not Yet Verified | Not Yet Verified |  |  | 546.2 | 92.5762711864407 | 5.9 | 14 | 0.9 | 5105 | 86.7
P00000SZG | GE Lighting Solutions | GE Lighting | 85717 | Indoor Luminaires | Case Lighting | Vertical Refrigerated Case Luminaires | Standard | FALSE | [9 empty] | 1/23/2014 12:00:00 AM | Not Yet Verified | Not Yet Verified | Not Yet Verified |  |  | 1169.1 | 88.5681818181818 | 13.2 | 14 | 0.9 | 5031 | 84.4
P00000SYQ | GE Lighting Solutions | GE Lighting | 85709 | Indoor Luminaires | Case Lighting | Vertical Refrigerated Case Luminaires | Standard | FALSE | [9 empty] | 1/23/2014 12:00:00 AM | Not Yet Verified | Not Yet Verified | Not Yet Verified |  |  | 553.7 | 93.8474576271186 | 5.9 | 14 | 0.9 | 3723 | 85.2
P00000SZ7 | GE Lighting Solutions | GE Lighting | 85753 | Indoor Luminaires | Case Lighting | Vertical Refrigerated Case Luminaires | Standard | FALSE | [9 empty] | 1/23/2014 12:00:00 AM | Not Yet Verified | Not Yet Verified | Not Yet Verified |  |  | 518.5 | 87.8813559322034 | 5.9 | 14 | 0.9 | 3942 | 86.1
P00000SYE | GE Lighting Solutions | GE Lighting | 85700 | Indoor Luminaires | Case Lighting | Vertical Refrigerated Case Luminaires | Standard | FALSE | [9 empty] | 1/23/2014 12:00:00 AM | Not Yet Verified | Not Yet Verified | Not Yet Verified |  |  | 546.2 | 92.5762711864407 | 5.9 | 14 | 0.9 | 5105 | 86.7
P00000SZ3 | GE Lighting Solutions | GE Lighting | 85758 | Indoor Luminaires | Case Lighting | Vertical Refrigerated Case Luminaires | Standard | FALSE | [9 empty] | 1/23/2014 12:00:00 AM | Not Yet Verified | Not Yet Verified | Not Yet Verified |  |  | 485.4 | 82.271186440678 | 5.9 | 14 | 0.9 | 3296 | 85.9
P00000SYF | GE Lighting Solutions | GE Lighting | 85701 | Indoor Luminaires | Case Lighting | Vertical Refrigerated Case Luminaires | Standard | FALSE | [9 empty] | 1/23/2014 12:00:00 AM | Not Yet Verified | Not Yet Verified | Not Yet Verified |  |  | 546.2 | 92.5762711864407 | 5.9 | 14 | 0.9 | 5105 | 86.7
P00000SYI | GE Lighting Solutions | GE Lighting | 85707 | Indoor Luminaires | Case Lighting | Vertical Refrigerated Case Luminaires | Standard | FALSE | [9 empty] | 1/23/2014 12:00:00 AM | Not Yet Verified | Not Yet Verified | Not Yet Verified |  |  | 553.7 | 93.8474576271186 | 5.9 | 14 | 0.9 | 3723 | 85.2
P00000SYL | GE Lighting Solutions | GE Lighting | 85713 | Indoor Luminaires | Case Lighting | Vertical Refrigerated Case Luminaires | Standard | FALSE | [9 empty] | 1/23/2014 12:00:00 AM | Not Yet Verified | Not Yet Verified | Not Yet Verified |  |  | 495.6 | 84 | 5.9 | 14 | 0.9 | 3229 | 87.3
P00000SYR | GE Lighting Solutions | GE Lighting | 85710 | Indoor Luminaires | Case Lighting | Vertical Refrigerated Case Luminaires | Standard | FALSE | [9 empty] | 1/23/2014 12:00:00 AM | Not Yet Verified | Not Yet Verified | Not Yet Verified |  |  | 553.7 | 93.8474576271186 | 5.9 | 14 | 0.9 | 3723 | 85.2
P00000SYS | GE Lighting Solutions | GE Lighting | 85714 | Indoor Luminaires | Case Lighting | Vertical Refrigerated Case Luminaires | Standard | FALSE | [9 empty] | 1/23/2014 12:00:00 AM | Not Yet Verified | Not Yet Verified | Not Yet Verified |  |  | 871.6 | 77.1327433628319 | 11.3 | 14 | 0.9 | 3252 | 87.2
P00000SYU | GE Lighting Solutions | GE Lighting | 85716 | Indoor Luminaires | Case Lighting | Vertical Refrigerated Case Luminaires | Standard | FALSE | [9 empty] | 1/23/2014 12:00:00 AM | Not Yet Verified | Not Yet Verified | Not Yet Verified |  |  | 495.6 | 84 | 5.9 | 14 | 0.9 | 3229 | 87.3
P00000SYX | GE Lighting Solutions | GE Lighting | 85749 | Indoor Luminaires | Case Lighting | Vertical Refrigerated Case Luminaires | Standard | FALSE | [9 empty] | 1/23/2014 12:00:00 AM | Not Yet Verified | Not Yet Verified | Not Yet Verified |  |  | 518.5 | 87.8813559322034 | 5.9 | 14 | 0.9 | 3942 | 86.1
P00000SZ5 | GE Lighting Solutions | GE Lighting | 85751 | Indoor Luminaires | Case Lighting | Vertical Refrigerated Case Luminaires | Standard | FALSE | [9 empty] | 1/23/2014 12:00:00 AM | Not Yet Verified | Not Yet Verified | Not Yet Verified |  |  | 819.6 | 85.375 | 9.6 | 14 | 0.9 | 4052 | 86.8
P00000SZA | GE Lighting Solutions | GE Lighting | 85747 | Indoor Luminaires | Case Lighting | Vertical Refrigerated Case Luminaires | Standard | FALSE | [9 empty] | 1/23/2014 12:00:00 AM | Not Yet Verified | Not Yet Verified | Not Yet Verified |  |  | 542.6 | 91.9661016949153 | 5.9 | 14 | 0.9 | 4931 | 83.6
P00000SZB | GE Lighting Solutions | GE Lighting | 85736 | Indoor Luminaires | Case Lighting | Vertical Refrigerated Case Luminaires | Standard | FALSE | [9 empty] | 1/23/2014 12:00:00 AM | Not Yet Verified | Not Yet Verified | Not Yet Verified |  |  | 1053 | 78.5820895522388 | 13.4 | 14 | 0.9 | 3333 | 85.9
P00000SZC | GE Lighting Solutions | GE Lighting | 85737 | Indoor Luminaires | Case Lighting | Vertical Refrigerated Case Luminaires | Standard | FALSE | [9 empty] | 1/23/2014 12:00:00 AM | Not Yet Verified | Not Yet Verified | Not Yet Verified |  |  | 635.8 | 83.6578947368421 | 7.6 | 14 | 0.9 | 3299 | 85.8
P00000SZD | GE Lighting Solutions | GE Lighting | 85725 | Indoor Luminaires | Case Lighting | Vertical Refrigerated Case Luminaires | Standard | FALSE | [9 empty] | 1/23/2014 12:00:00 AM | Not Yet Verified | Not Yet Verified | Not Yet Verified |  |  | 1088.2 | 82.439393939394 | 13.2 | 14 | 0.9 | 4026 | 86.4
P00000SZH | GE Lighting Solutions | GE Lighting | 85720 | Indoor Luminaires | Case Lighting | Vertical Refrigerated Case Luminaires | Standard | FALSE | [9 empty] | 1/23/2014 12:00:00 AM | Not Yet Verified | Not Yet Verified | Not Yet Verified |  |  | 710 | 93.4210526315789 | 7.6 | 14 | 0.9 | 4849 | 83.5
P00000SZK | GE Lighting Solutions | GE Lighting | 85738 | Indoor Luminaires | Case Lighting | Vertical Refrigerated Case Luminaires | Standard | FALSE | [9 empty] | 1/23/2014 12:00:00 AM | Not Yet Verified | Not Yet Verified | Not Yet Verified |  |  | 635.8 | 83.6578947368421 | 7.6 | 14 | 0.9 | 3299 | 85.8
P00000SZL | GE Lighting Solutions | GE Lighting | 85741 | Indoor Luminaires | Case Lighting | Vertical Refrigerated Case Luminaires | Standard | FALSE | [9 empty] | 1/23/2014 12:00:00 AM | Not Yet Verified | Not Yet Verified | Not Yet Verified |  |  | 635.8 | 83.6578947368421 | 7.6 | 14 | 0.9 | 3299 | 85.8
P00000SZN | GE Lighting Solutions | GE Lighting | 85734 | Indoor Luminaires | Case Lighting | Vertical Refrigerated Case Luminaires | Standard | FALSE | [9 empty] | 1/23/2014 12:00:00 AM | Not Yet Verified | Not Yet Verified | Not Yet Verified |  |  | 651.1 | 87.9864864864865 | 7.4 | 14 | 0.9 | 3937 | 86.2
P00000SZP | GE Lighting Solutions | GE Lighting | 85722 | Indoor Luminaires | Case Lighting | Vertical Refrigerated Case Luminaires | Standard | FALSE | [9 empty] | 1/23/2014 12:00:00 AM | Not Yet Verified | Not Yet Verified | Not Yet Verified |  |  | 1169.1 | 88.5681818181818 | 13.2 | 14 | 0.9 | 5031 | 84.4
P00000SZR | GE Lighting Solutions | GE Lighting | 85724 | Indoor Luminaires | Case Lighting | Vertical Refrigerated Case Luminaires | Standard | FALSE | [9 empty] | 1/23/2014 12:00:00 AM | Not Yet Verified | Not Yet Verified | Not Yet Verified |  |  | 710 | 93.4210526315789 | 7.6 | 14 | 0.9 | 4849 | 83.5
P00000SZQ | GE Lighting Solutions | GE Lighting | 85723 | Indoor Luminaires | Case Lighting | Vertical Refrigerated Case Luminaires | Standard | FALSE | [9 empty] | 1/23/2014 12:00:00 AM | Not Yet Verified | Not Yet Verified | Not Yet Verified |  |  | 710 | 93.4210526315789 | 7.6 | 14 | 0.9 | 4849 | 83.5
P00000SZI | GE Lighting Solutions | GE Lighting | 85721 | Indoor Luminaires | Case Lighting | Vertical Refrigerated Case Luminaires | Standard | FALSE | [9 empty] | 1/23/2014 12:00:00 AM | Not Yet Verified | Not Yet Verified | Not Yet Verified |  |  | 710 | 93.4210526315789 | 7.6 | 14 | 0.9 | 4849 | 83.5
P00000SYT | GE Lighting Solutions | GE Lighting | 85715 | Indoor Luminaires | Case Lighting | Vertical Refrigerated Case Luminaires | Standard | FALSE | [9 empty] | 1/23/2014 12:00:00 AM | Not Yet Verified | Not Yet Verified | Not Yet Verified |  |  | 495.6 | 84 | 5.9 | 14 | 0.9 | 3229 | 87.3
P00000SZ4 | GE Lighting Solutions | GE Lighting | 85759 | Indoor Luminaires | Case Lighting | Vertical Refrigerated Case Luminaires | Standard | FALSE | [9 empty] | 1/23/2014 12:00:00 AM | Not Yet Verified | Not Yet Verified | Not Yet Verified |  |  | 485.4 | 82.271186440678 | 5.9 | 14 | 0.9 | 3296 | 85.9
P00000SZM | GE Lighting Solutions | GE Lighting | 85728 | Indoor Luminaires | Case Lighting | Vertical Refrigerated Case Luminaires | Standard | FALSE | [9 empty] | 1/23/2014 12:00:00 AM | Not Yet Verified | Not Yet Verified | Not Yet Verified |  |  | 1088.2 | 82.439393939394 | 13.2 | 14 | 0.9 | 4026 | 86.4
P00000SZO | GE Lighting Solutions | GE Lighting | 85735 | Indoor Luminaires | Case Lighting | Vertical Refrigerated Case Luminaires | Standard | FALSE | [9 empty] | 1/23/2014 12:00:00 AM | Not Yet Verified | Not Yet Verified | Not Yet Verified |  |  | 651.1 | 87.9864864864865 | 7.4 | 14 | 0.9 | 3937 | 86.2
P00000SYD | GE Lighting Solutions | GE Lighting | 85699 | Indoor Luminaires | Case Lighting | Vertical Refrigerated Case Luminaires | Standard | FALSE | [9 empty] | 1/23/2014 12:00:00 AM | Not Yet Verified | Not Yet Verified | Not Yet Verified |  |  | 979.5 | 86.6814159292035 | 11.3 | 14 | 0.9 | 5181 | 87.5
P00000SYP | GE Lighting Solutions | GE Lighting | 85708 | Indoor Luminaires | Case Lighting | Vertical Refrigerated Case Luminaires | Standard | FALSE | [9 empty] | 1/23/2014 12:00:00 AM | Not Yet Verified | Not Yet Verified | Not Yet Verified |  |  | 982 | 86.9026548672566 | 11.3 | 14 | 0.9 | 3742 | 85.3
P00000SYV | GE Lighting Solutions | GE Lighting | 85756 | Indoor Luminaires | Case Lighting | Vertical Refrigerated Case Luminaires | Standard | FALSE | [9 empty] | 1/23/2014 12:00:00 AM | Not Yet Verified | Not Yet Verified | Not Yet Verified |  |  | 485.4 | 82.271186440678 | 5.9 | 14 | 0.9 | 3296 | 85.9
P00000SZ9 | GE Lighting Solutions | GE Lighting | 85746 | Indoor Luminaires | Case Lighting | Vertical Refrigerated Case Luminaires | Standard | FALSE | [9 empty] | 1/23/2014 12:00:00 AM | Not Yet Verified | Not Yet Verified | Not Yet Verified |  |  | 542.6 | 91.9661016949153 | 5.9 | 14 | 0.9 | 4931 | 83.6
P00000SZE | GE Lighting Solutions | GE Lighting | 85726 | Indoor Luminaires | Case Lighting | Vertical Refrigerated Case Luminaires | Standard | FALSE | [9 empty] | 1/23/2014 12:00:00 AM | Not Yet Verified | Not Yet Verified | Not Yet Verified |  |  | 651.1 | 87.9864864864865 | 7.4 | 14 | 0.9 | 3937 | 86.2
PU89JYD3 | GE Lighting Solutions | Immersion | ELV1E4840C-S with GEPS6500NCMUL-SY [Qualified at 120V Only] | Indoor Luminaires | Case Lighting | Vertical Refrigerated Case Luminaires | Standard | TRUE | 966 | 104 | 9.26 | 7.85 | 0.98 | 3818 | 81 | 5 | 50000 | 3/21/2016 12:00:00 AM | Not Dimmable | Not Dimmable | No |  | 3.1 | 966 | 104 | 9.26 | 7.85 | 0.98 | 3818 | 81
PWQWGDW7 | GE Lighting Solutions | Immersion | ELV1S6035C-S with GEPS6500NCMUL-SY [Qualified at 120V Only] | Indoor Luminaires | Case Lighting | Vertical Refrigerated Case Luminaires | Standard | TRUE | 1920 | 97 | 19.873 | 9.17 | 0.97 | 3527 | 90 | 5 | 50000 | 3/21/2016 12:00:00 AM | Not Dimmable | Not Dimmable | No |  | 3.1 | 1876 | 94 | 19.943 | 9.12 | 0.97 | 3524 | 90
PE6RUV1Q | GE Lighting Solutions | Immersion | ELV1S6035C-S with GEPS6100NCCON-SY | Indoor Luminaires | Case Lighting | Vertical Refrigerated Case Luminaires | Standard | TRUE | 1905.1 | 97.8 | 19.523 | 10 | 0.919 | 3529 | 90 | 5 | 50000 | 5/3/2016 12:00:00 AM | Not Dimmable | Not Dimmable | No |  | 3.1 | 1909.2 | 97.8 | 19.523 | 5.2 | 0.997 | 3529 | 90
PFG2VJX7 | GE Lighting Solutions | Immersion | ELV1S6740C-S with GEPS6100NCCON-SY | Indoor Luminaires | Case Lighting | Vertical Refrigerated Case Luminaires | Standard | FALSE | [9 empty] | 5/3/2016 12:00:00 AM | Not Dimmable | Not Dimmable | No |  |  | 1924.03253096989 | 95 | 20.2 | 5.906 | 0.996 | 3931 | 90
P3B6HN15 | GE Lighting Solutions | Immersion | ELV1S6750C-S with GEPS6100NCCON-SY | Indoor Luminaires | Case Lighting | Vertical Refrigerated Case Luminaires | Standard | FALSE | [9 empty] | 5/3/2016 12:00:00 AM | Not Dimmable | Not Dimmable | No |  |  | 1987.9 | 98.2 | 20.2 | 5.906 | 0.996 | 4949 | 89.5
PHQHBSR5 | GE Lighting Solutions | Immersion | ELV1E6035C-S with GEPS6100NCCON-SY | Indoor Luminaires | Case Lighting | Vertical Refrigerated Case Luminaires | Standard | FALSE | [9 empty] | 5/3/2016 12:00:00 AM | Not Dimmable | Not Dimmable | No |  |  | 1225 | 101.9 | 12 | 5.906 | 0.996 | 3574 | 82
PHZQVSSH | GE Lighting Solutions | Immersion | ELV1E6035C-B with GEPS6100NCCON-SY | Indoor Luminaires | Case Lighting | Vertical Refrigerated Case Luminaires | Standard | FALSE | [9 empty] | 5/3/2016 12:00:00 AM | Not Dimmable | Not Dimmable | No |  |  | 1225 | 101.9 | 12 | 5.906 | 0.996 | 3574 | 82
PVC2Z9W1 | GE Lighting Solutions | Immersion | ELV1E6040C-S with GEPS6100NCCON-SY | Indoor Luminaires | Case Lighting | Vertical Refrigerated Case Luminaires | Standard | FALSE | [9 empty] | 5/3/2016 12:00:00 AM | Not Dimmable | Not Dimmable | No |  |  | 1281 | 106.7 | 12 | 5.906 | 0.996 | 3831 | 81
PGXYTTUG | GE Lighting Solutions | Immersion | ELV1S4835C-B with GEPS6100NCCON-SY | Indoor Luminaires | Case Lighting | Vertical Refrigerated Case Luminaires | Standard | FALSE | [9 empty] | 5/3/2016 12:00:00 AM | Not Dimmable | Not Dimmable | No |  |  | 1519 | 96.9 | 15.67 | 5.906 | 0.996 | 3524 | 90
P9QPTEAV | GE Lighting Solutions | Immersion | ELV1E6750C-B with GEPS6100NCCON-SY | Indoor Luminaires | Case Lighting | Vertical Refrigerated Case Luminaires | Standard | FALSE | [9 empty] | 5/3/2016 12:00:00 AM | Not Dimmable | Not Dimmable | No |  |  | 1378.9 | 114.8 | 12 | 5.906 | 0.996 | 4844 | 80.7
P1T6UMY8 | GE Lighting Solutions | Immersion | ELV1E4835C-S with GEPS6100NCCON-SY | Indoor Luminaires | Case Lighting | Vertical Refrigerated Case Luminaires | Standard | FALSE | [9 empty] | 5/3/2016 12:00:00 AM | Not Dimmable | Not Dimmable | No |  |  | 1067 | 112.9 | 9.5 | 5.906 | 0.996 | 3569 | 82
P1NGVU4V | GE Lighting Solutions | Immersion | ELV1E4850C-S with GEPS6100NCCON-SY | Indoor Luminaires | Case Lighting | Vertical Refrigerated Case Luminaires | Standard | FALSE | [9 empty] | 5/3/2016 12:00:00 AM | Not Dimmable | Not Dimmable | No |  |  | 1054 | 111.6 | 9.4 | 5.906 | 0.996 | 4825 | 80
PM5XAKN2 | GE Lighting Solutions | Immersion | ELV1S6035C-B with GEPS6500NCMUL-SY [Qualified at 120V Only] | Indoor Luminaires | Case Lighting | Vertical Refrigerated Case Luminaires | Standard | FALSE | [9 empty] | 3/21/2016 12:00:00 AM | Not Dimmable | Not Dimmable | No |  |  | 1876 | 94 | 19.943 | 9.12 | 0.97 | 3524 | 90
PZ2Z3Q83 | GE Lighting Solutions | Immersion | ELV1S6050C-B with GEPS6500NCMUL-SY [Qualified at 120V Only] | Indoor Luminaires | Case Lighting | Vertical Refrigerated Case Luminaires | Standard | FALSE | [9 empty] | 3/21/2016 12:00:00 AM | Not Dimmable | Not Dimmable | No |  |  | 1985.8 | 99.6 | 19.943 | 9.1 | 0.97 | 4940 | 89
PY8E7K49 | GE Lighting Solutions | Immersion | ELV1S6735C-S with GEPS6500NCMUL-SY [Qualified at 120V Only] | Indoor Luminaires | Case Lighting | Vertical Refrigerated Case Luminaires | Standard | FALSE | [9 empty] | 3/21/2016 12:00:00 AM | Not Dimmable | Not Dimmable | No |  |  | 1877.6 | 94.6 | 19.8 | 9.4 | 0.96 | 3520 | 90.3
P58DT9V3 | GE Lighting Solutions | Immersion | ELV1S6735C-B with GEPS6500NCMUL-SY [Qualified at 120V Only] | Indoor Luminaires | Case Lighting | Vertical Refrigerated Case Luminaires | Standard | FALSE | [9 empty] | 3/21/2016 12:00:00 AM | Not Dimmable | Not Dimmable | No |  |  | 1877.6 | 94.6 | 19.8 | 9.4 | 0.96 | 3520 | 90.3
PSNG4YVY | GE Lighting Solutions | Immersion | ELV1S6750C-B with GEPS6500NCMUL-SY [Qualified at 120V Only] | Indoor Luminaires | Case Lighting | Vertical Refrigerated Case Luminaires | Standard | FALSE | [9 empty] | 3/21/2016 12:00:00 AM | Not Dimmable | Not Dimmable | No |  |  | 1987.9 | 100.1 | 19.9 | 9.4 | 0.97 | 4949 | 89.5
PF47KT11 | GE Lighting Solutions | Immersion | ELV1E6040C-S with GEPS6500NCMUL-SY [Qualified at 120V Only] | Indoor Luminaires | Case Lighting | Vertical Refrigerated Case Luminaires | Standard | FALSE | [9 empty] | 3/21/2016 12:00:00 AM | Not Dimmable | Not Dimmable | No |  |  | 1281 | 109 | 11.8 | 8.39 | 0.98 | 3831 | 81
P25FR2EA | GE Lighting Solutions | Immersion | ELV1E6050C-S with GEPS6500NCMUL-SY [Qualified at 120V Only] | Indoor Luminaires | Case Lighting | Vertical Refrigerated Case Luminaires | Standard | FALSE | [9 empty] | 3/21/2016 12:00:00 AM | Not Dimmable | Not Dimmable | No |  |  | 1402 | 119 | 11.83 | 8.39 | 0.98 | 4842 | 80
P2Y554GF | GE Lighting Solutions | Immersion | ELV1E6740C-B with GEPS6500NCMUL-SY [Qualified at 120V Only] | Indoor Luminaires | Case Lighting | Vertical Refrigerated Case Luminaires | Standard | FALSE | [9 empty] | 3/21/2016 12:00:00 AM | Not Dimmable | Not Dimmable | No |  |  | 1306 | 111 | 11.8 | 8.5 | 0.97 | 3831 | 81
PZHC4HHC | GE Lighting Solutions | Immersion | ELV1E6750C-S with GEPS6500NCMUL-SY [Qualified at 120V Only] | Indoor Luminaires | Case Lighting | Vertical Refrigerated Case Luminaires | Standard | FALSE | [9 empty] | 3/21/2016 12:00:00 AM | Not Dimmable | Not Dimmable | No |  |  | 1378.9 | 116.4 | 11.8 | 8.5 | 0.98 | 4844 | 80.7
PWXK7G2M | GE Lighting Solutions | Immersion | ELV1E4835C-S with GEPS6500NCMUL-SY [Qualified at 120V Only] | Indoor Luminaires | Case Lighting | Vertical Refrigerated Case Luminaires | Standard | FALSE | [9 empty] | 3/21/2016 12:00:00 AM | Not Dimmable | Not Dimmable | No |  |  | 1067 | 115 | 9.29 | 7.87 | 0.98 | 3569 | 82
PJ861MWN | GE Lighting Solutions | Immersion | ELV1E4835C-B with GEPS6500NCMUL-SY [Qualified at 120V Only] | Indoor Luminaires | Case Lighting | Vertical Refrigerated Case Luminaires | Standard | FALSE | [9 empty] | 3/21/2016 12:00:00 AM | Not Dimmable | Not Dimmable | No |  |  | 1067 | 115 | 9.29 | 7.87 | 0.98 | 3569 | 82
P3CJM1WK | GE Lighting Solutions | Immersion | ELV1S4835C-S with GEPS6500NCMUL-SY [Qualified at 120V Only] | Indoor Luminaires | Case Lighting | Vertical Refrigerated Case Luminaires | Standard | FALSE | [9 empty] | 3/21/2016 12:00:00 AM | Not Dimmable | Not Dimmable | No |  |  | 1519 | 99 | 15.4 | 7.7 | 0.98 | 3524 | 90
PSH242X4 | GE Lighting Solutions | Immersion | ELV1S4840C-S with GEPS6500NCMUL-SY [Qualified at 120V Only] | Indoor Luminaires | Case Lighting | Vertical Refrigerated Case Luminaires | Standard | FALSE | [9 empty] | 3/21/2016 12:00:00 AM | Not Dimmable | Not Dimmable | No |  |  | 1557 | 101 | 15.4 | 7.7 | 0.98 | 3931 | 90
PTP6ZJNR | GE Lighting Solutions | Immersion | ELV1S6050C-S with GEPS6500NCMUL-SY [Qualified at 120V Only] | Indoor Luminaires | Case Lighting | Vertical Refrigerated Case Luminaires | Standard | FALSE | [9 empty] | 3/21/2016 12:00:00 AM | Not Dimmable | Not Dimmable | No |  |  | 1985.8 | 99.6 | 19.943 | 9.1 | 0.97 | 4940 | 89
P9EC9DN3 | GE Lighting Solutions | Immersion | ELV1S6740C-S with GEPS6500NCMUL-SY [Qualified at 120V Only] | Indoor Luminaires | Case Lighting | Vertical Refrigerated Case Luminaires | Standard | FALSE | [9 empty] | 3/21/2016 12:00:00 AM | Not Dimmable | Not Dimmable | No |  |  | 1924 | 97 | 19.9 | 9.4 | 0.96 | 3931 | 90
PESGA64Y | GE Lighting Solutions | Immersion | ELV1S4840C-S with GEPS6100NCCON-SY | Indoor Luminaires | Case Lighting | Vertical Refrigerated Case Luminaires | Standard | FALSE | [9 empty] | 5/3/2016 12:00:00 AM | Not Dimmable | Not Dimmable | No |  |  | 1556.56445171669 | 99.3 | 15.67 | 5.906 | 0.996 | 3931 | 90
PNRX6JWK | GE Lighting Solutions | Immersion | ELV1E6735C-S with GEPS6100NCCON-SY | Indoor Luminaires | Case Lighting | Vertical Refrigerated Case Luminaires | Standard | FALSE | [9 empty] | 5/3/2016 12:00:00 AM | Not Dimmable | Not Dimmable | No |  |  | 1293.4 | 107.7 | 12 | 5.906 | 0.996 | 3575 | 82.1
PZYFUVW2 | GE Lighting Solutions | Immersion | ELV1E4840C-S with GEPS6100NCCON-SY | Indoor Luminaires | Case Lighting | Vertical Refrigerated Case Luminaires | Standard | FALSE | [9 empty] | 5/3/2016 12:00:00 AM | Not Dimmable | Not Dimmable | No |  |  | 966 | 102.5 | 9.4 | 5.906 | 0.996 | 3818 | 81
PSPDEHH8 | GE Lighting Solutions | Immersion | ELV1E4840C-B with GEPS6100NCCON-SY | Indoor Luminaires | Case Lighting | Vertical Refrigerated Case Luminaires | Standard | FALSE | [9 empty] | 5/3/2016 12:00:00 AM | Not Dimmable | Not Dimmable | No |  |  | 966 | 102.5 | 9.4 | 5.906 | 0.996 | 3818 | 81
PHCFPN1C | GE Lighting Solutions | Immersion | ELV1E4850C-B with GEPS6100NCCON-SY | Indoor Luminaires | Case Lighting | Vertical Refrigerated Case Luminaires | Standard | FALSE | [9 empty] | 5/3/2016 12:00:00 AM | Not Dimmable | Not Dimmable | No |  |  | 1054 | 111.6 | 9.4 | 5.906 | 0.996 | 4825 | 80
PBEN67B6 | GE Lighting Solutions | Immersion | ELV1S4840C-B with GEPS6500NCMUL-SY [Qualified at 120V Only] | Indoor Luminaires | Case Lighting | Vertical Refrigerated Case Luminaires | Standard | FALSE | [9 empty] | 3/21/2016 12:00:00 AM | Not Dimmable | Not Dimmable | No |  |  | 1557 | 101 | 15.4 | 7.7 | 0.98 | 3931 | 90
P71P8CNR | GE Lighting Solutions | Immersion | ELV1S4850C-B with GEPS6500NCMUL-SY [Qualified at 120V Only] | Indoor Luminaires | Case Lighting | Vertical Refrigerated Case Luminaires | Standard | FALSE | [9 empty] | 3/21/2016 12:00:00 AM | Not Dimmable | Not Dimmable | No |  |  | 1608 | 104 | 15.4 | 7.7 | 0.98 | 4940 | 89
P6U1P3HJ | GE Lighting Solutions | Immersion | ELV1E6750C-B with GEPS6500NCMUL-SY [Qualified at 120V Only] | Indoor Luminaires | Case Lighting | Vertical Refrigerated Case Luminaires | Standard | FALSE | [9 empty] | 3/21/2016 12:00:00 AM | Not Dimmable | Not Dimmable | No |  |  | 1378.9 | 116.4 | 11.8 | 8.5 | 0.98 | 4844 | 80.7
PTE3VDGM | GE Lighting Solutions | Immersion | ELV1E6750C-S with GEPS6100NCCON-SY | Indoor Luminaires | Case Lighting | Vertical Refrigerated Case Luminaires | Standard | FALSE | [9 empty] | 5/3/2016 12:00:00 AM | Not Dimmable | Not Dimmable | No |  |  | 1378.9 | 114.8 | 12 | 5.906 | 0.996 | 4844 | 80.7
PF76AVVU | GE Lighting Solutions | Immersion | ELV1S4840C-B with GEPS6100NCCON-SY | Indoor Luminaires | Case Lighting | Vertical Refrigerated Case Luminaires | Standard | FALSE | [9 empty] | 5/3/2016 12:00:00 AM | Not Dimmable | Not Dimmable | No |  |  | 1556.56445171669 | 99.3 | 15.67 | 5.906 | 0.996 | 3931 | 90
PBD8J1T1 | GE Lighting Solutions | Immersion | ELV1S4850C-S with GEPS6100NCCON-SY | Indoor Luminaires | Case Lighting | Vertical Refrigerated Case Luminaires | Standard | FALSE | [9 empty] | 5/3/2016 12:00:00 AM | Not Dimmable | Not Dimmable | No |  |  | 1608.23396889646 | 102.6 | 15.67 | 5.906 | 0.996 | 4940 | 89
P5NP6Y5F | GE Lighting Solutions | Immersion | ELV1S6750C-B with GEPS6100NCCON-SY | Indoor Luminaires | Case Lighting | Vertical Refrigerated Case Luminaires | Standard | FALSE | [9 empty] | 5/3/2016 12:00:00 AM | Not Dimmable | Not Dimmable | No |  |  | 1987.9 | 98.2 | 20.2 | 5.906 | 0.996 | 4949 | 89.5
P4PYV22G | GE Lighting Solutions | Immersion | ELV1E6050C-S with GEPS6100NCCON-SY | Indoor Luminaires | Case Lighting | Vertical Refrigerated Case Luminaires | Standard | FALSE | [9 empty] | 5/3/2016 12:00:00 AM | Not Dimmable | Not Dimmable | No |  |  | 1402 | 116.5 | 12 | 5.906 | 0.996 | 4842 | 80
P8E2ZZUP | GE Lighting Solutions | Immersion | ELV1E6740C-S with GEPS6100NCCON-SY | Indoor Luminaires | Case Lighting | Vertical Refrigerated Case Luminaires | Standard | FALSE | [9 empty] | 5/3/2016 12:00:00 AM | Not Dimmable | Not Dimmable | No |  |  | 1306.21025453434 | 108.8 | 12 | 5.906 | 0.996 | 3831 | 81
P86Q4VP6 | GE Lighting Solutions | Immersion | ELV1S6040C-S with GEPS6500NCMUL-SY [Qualified at 120V Only] | Indoor Luminaires | Case Lighting | Vertical Refrigerated Case Luminaires | Standard | FALSE | [9 empty] | 3/21/2016 12:00:00 AM | Not Dimmable | Not Dimmable | No |  |  | 1922 | 97 | 19.897 | 9.12 | 0.97 | 3931 | 90
P3QSEDSV | GE Lighting Solutions | Immersion | ELV1S6040C-B with GEPS6500NCMUL-SY [Qualified at 120V Only] | Indoor Luminaires | Case Lighting | Vertical Refrigerated Case Luminaires | Standard | FALSE | [9 empty] | 3/21/2016 12:00:00 AM | Not Dimmable | Not Dimmable | No |  |  | 1922 | 97 | 19.897 | 9.12 | 0.97 | 3931 | 90
PD1AEQCD | GE Lighting Solutions | Immersion | ELV1S6750C-S with GEPS6500NCMUL-SY [Qualified at 120V Only] | Indoor Luminaires | Case Lighting | Vertical Refrigerated Case Luminaires | Standard | FALSE | [9 empty] | 3/21/2016 12:00:00 AM | Not Dimmable | Not Dimmable | No |  |  | 1987.9 | 100.1 | 19.9 | 9.4 | 0.97 | 4949 | 89.5
PR2GK3XZ | GE Lighting Solutions | Immersion | ELV1E6035C-S with GEPS6500NCMUL-SY [Qualified at 120V Only] | Indoor Luminaires | Case Lighting | Vertical Refrigerated Case Luminaires | Standard | FALSE | [9 empty] | 3/21/2016 12:00:00 AM | Not Dimmable | Not Dimmable | No |  |  | 1225 | 103 | 11.82 | 8.38 | 0.98 | 3574 | 82
PXX4MW9H | GE Lighting Solutions | Immersion | ELV1E6035C-B with GEPS6500NCMUL-SY [Qualified at 120V Only] | Indoor Luminaires | Case Lighting | Vertical Refrigerated Case Luminaires | Standard | FALSE | [9 empty] | 3/21/2016 12:00:00 AM | Not Dimmable | Not Dimmable | No |  |  | 1225 | 103 | 11.82 | 8.38 | 0.98 | 3574 | 82
PGCNUSZT | GE Lighting Solutions | Immersion | ELV1E6040C-B with GEPS6500NCMUL-SY [Qualified at 120V Only] | Indoor Luminaires | Case Lighting | Vertical Refrigerated Case Luminaires | Standard | FALSE | [9 empty] | 3/21/2016 12:00:00 AM | Not Dimmable | Not Dimmable | No |  |  | 1281 | 109 | 11.8 | 8.39 | 0.98 | 3831 | 81
P9DZGYTS | GE Lighting Solutions | Immersion | ELV1E6050C-B with GEPS6500NCMUL-SY [Qualified at 120V Only] | Indoor Luminaires | Case Lighting | Vertical Refrigerated Case Luminaires | Standard | FALSE | [9 empty] | 3/21/2016 12:00:00 AM | Not Dimmable | Not Dimmable | No |  |  | 1402 | 119 | 11.83 | 8.39 | 0.98 | 4842 | 80
PDG44D6K | GE Lighting Solutions | Immersion | ELV1E6735C-S with GEPS6500NCMUL-SY [Qualified at 120V Only] | Indoor Luminaires | Case Lighting | Vertical Refrigerated Case Luminaires | Standard | FALSE | [9 empty] | 3/21/2016 12:00:00 AM | Not Dimmable | Not Dimmable | No |  |  | 1293.4 | 109.5 | 11.8 | 8.4 | 0.97 | 3575 | 82.1
PY42K8G5 | GE Lighting Solutions | Immersion | ELV1E6740C-S with GEPS6500NCMUL-SY [Qualified at 120V Only] | Indoor Luminaires | Case Lighting | Vertical Refrigerated Case Luminaires | Standard | FALSE | [9 empty] | 3/21/2016 12:00:00 AM | Not Dimmable | Not Dimmable | No |  |  | 1306 | 111 | 11.8 | 8.5 | 0.97 | 3831 | 81
PBQMWYE3 | GE Lighting Solutions | Immersion | ELV1E4840C-B with GEPS6500NCMUL-SY [Qualified at 120V Only] | Indoor Luminaires | Case Lighting | Vertical Refrigerated Case Luminaires | Standard | FALSE | [9 empty] | 3/21/2016 12:00:00 AM | Not Dimmable | Not Dimmable | No |  |  | 966 | 104 | 9.26 | 7.85 | 0.98 | 3818 | 81
PKB7E9WE | GE Lighting Solutions | Immersion | ELV1E4850C-S with GEPS6500NCMUL-SY [Qualified at 120V Only] | Indoor Luminaires | Case Lighting | Vertical Refrigerated Case Luminaires | Standard | FALSE | [9 empty] | 3/21/2016 12:00:00 AM | Not Dimmable | Not Dimmable | No |  |  | 1054 | 114 | 9.28 | 7.87 | 0.98 | 4825 | 80
PBU7WR5R | GE Lighting Solutions | Immersion | ELV1E4850C-B with GEPS6500NCMUL-SY [Qualified at 120V Only] | Indoor Luminaires | Case Lighting | Vertical Refrigerated Case Luminaires | Standard | FALSE | [9 empty] | 3/21/2016 12:00:00 AM | Not Dimmable | Not Dimmable | No |  |  | 1054 | 114 | 9.28 | 7.87 | 0.98 | 4825 | 80
PBKETSXB | GE Lighting Solutions | Immersion | ELV1S4835C-S with GEPS6100NCCON-SY | Indoor Luminaires | Case Lighting | Vertical Refrigerated Case Luminaires | Standard | FALSE | [9 empty] | 5/3/2016 12:00:00 AM | Not Dimmable | Not Dimmable | No |  |  | 1519 | 96.9 | 15.67 | 5.906 | 0.996 | 3524 | 90
PXQCNMP6 | GE Lighting Solutions | Immersion | ELV1S6035C-B with GEPS6100NCCON-SY | Indoor Luminaires | Case Lighting | Vertical Refrigerated Case Luminaires | Standard | FALSE | [9 empty] | 5/3/2016 12:00:00 AM | Not Dimmable | Not Dimmable | No |  |  | 1909.2 | 97.8 | 19.523 | 5.2 | 0.997 | 3529 | 90
PNHT6BSE | GE Lighting Solutions | Immersion | ELV1S6040C-S with GEPS6100NCCON-SY | Indoor Luminaires | Case Lighting | Vertical Refrigerated Case Luminaires | Standard | FALSE | [9 empty] | 5/3/2016 12:00:00 AM | Not Dimmable | Not Dimmable | No |  |  | 1922 | 98.4 | 19.523 | 5.2 | 0.997 | 3931 | 90
PU1J3AS3 | GE Lighting Solutions | Immersion | ELV1S6040C-B with GEPS6100NCCON-SY | Indoor Luminaires | Case Lighting | Vertical Refrigerated Case Luminaires | Standard | FALSE | [9 empty] | 5/3/2016 12:00:00 AM | Not Dimmable | Not Dimmable | No |  |  | 1922 | 98.4 | 19.523 | 5.2 | 0.997 | 3931 | 90
PZ82UZ9B | GE Lighting Solutions | Immersion | ELV1S6050C-S with GEPS6100NCCON-SY | Indoor Luminaires | Case Lighting | Vertical Refrigerated Case Luminaires | Standard | FALSE | [9 empty] | 5/3/2016 12:00:00 AM | Not Dimmable | Not Dimmable | No |  |  | 1985.8 | 101.7 | 19.523 | 5.2 | 0.997 | 4940 | 89
PARRA4DQ | GE Lighting Solutions | Immersion | ELV1S6050C-B with GEPS6100NCCON-SY | Indoor Luminaires | Case Lighting | Vertical Refrigerated Case Luminaires | Standard | FALSE | [9 empty] | 5/3/2016 12:00:00 AM | Not Dimmable | Not Dimmable | No |  |  | 1985.8 | 101.7 | 19.523 | 5.2 | 0.997 | 4940 | 89
PY56PD48 | GE Lighting Solutions | Immersion | ELV1S6735C-S with GEPS6100NCCON-SY | Indoor Luminaires | Case Lighting | Vertical Refrigerated Case Luminaires | Standard | FALSE | [9 empty] | 5/3/2016 12:00:00 AM | Not Dimmable | Not Dimmable | No |  |  | 1877.6 | 93.2 | 20.1 | 5.906 | 0.996 | 3520 | 90.3
PU1NKYTV | GE Lighting Solutions | Immersion | ELV1S6735C-B with GEPS6100NCCON-SY | Indoor Luminaires | Case Lighting | Vertical Refrigerated Case Luminaires | Standard | FALSE | [9 empty] | 5/3/2016 12:00:00 AM | Not Dimmable | Not Dimmable | No |  |  | 1877.6 | 93.2 | 20.1 | 5.906 | 0.996 | 3520 | 90.3
PRK4XQ5N | GE Lighting Solutions | Immersion | ELV1S6740C-B with GEPS6100NCCON-SY | Indoor Luminaires | Case Lighting | Vertical Refrigerated Case Luminaires | Standard | FALSE | [9 empty] | 5/3/2016 12:00:00 AM | Not Dimmable | Not Dimmable | No |  |  | 1924.03253096989 | 95 | 20.2 | 5.906 | 0.996 | 3931 | 90
P6VW7QTU | GE Lighting Solutions | Immersion | ELV1E6050C-B with GEPS6100NCCON-SY | Indoor Luminaires | Case Lighting | Vertical Refrigerated Case Luminaires | Standard | FALSE | [9 empty] | 5/3/2016 12:00:00 AM | Not Dimmable | Not Dimmable | No |  |  | 1402 | 116.5 | 12 | 5.906 | 0.996 | 4842 | 80
PJXFYHQU | GE Lighting Solutions | Immersion | ELV1E6735C-B with GEPS6100NCCON-SY | Indoor Luminaires | Case Lighting | Vertical Refrigerated Case Luminaires | Standard | FALSE | [9 empty] | 5/3/2016 12:00:00 AM | Not Dimmable | Not Dimmable | No |  |  | 1293.4 | 107.7 | 12 | 5.906 | 0.996 | 3575 | 82.1
P9MAWN3C | GE Lighting Solutions | Immersion | ELV1S4835C-B with GEPS6500NCMUL-SY [Qualified at 120V Only] | Indoor Luminaires | Case Lighting | Vertical Refrigerated Case Luminaires | Standard | FALSE | [9 empty] | 3/21/2016 12:00:00 AM | Not Dimmable | Not Dimmable | No |  |  | 1519 | 99 | 15.4 | 7.7 | 0.98 | 3524 | 90
PTJTE47H | GE Lighting Solutions | Immersion | ELV1E6735C-B with GEPS6500NCMUL-SY [Qualified at 120V Only] | Indoor Luminaires | Case Lighting | Vertical Refrigerated Case Luminaires | Standard | FALSE | [9 empty] | 3/21/2016 12:00:00 AM | Not Dimmable | Not Dimmable | No |  |  | 1293.4 | 109.5 | 11.8 | 8.4 | 0.97 | 3575 | 82.1
PM2HHNEY | GE Lighting Solutions | Immersion | ELV1S4850C-B with GEPS6100NCCON-SY | Indoor Luminaires | Case Lighting | Vertical Refrigerated Case Luminaires | Standard | FALSE | [9 empty] | 5/3/2016 12:00:00 AM | Not Dimmable | Not Dimmable | No |  |  | 1608.23396889646 | 102.6 | 15.67 | 5.906 | 0.996 | 4940 | 89
PYRCK21K | GE Lighting Solutions | Immersion | ELV1E6040C-B with GEPS6100NCCON-SY | Indoor Luminaires | Case Lighting | Vertical Refrigerated Case Luminaires | Standard | FALSE | [9 empty] | 5/3/2016 12:00:00 AM | Not Dimmable | Not Dimmable | No |  |  | 1281 | 106.7 | 12 | 5.906 | 0.996 | 3831 | 81
PR2KAAMH | GE Lighting Solutions | Immersion | ELV1S6740C-B with GEPS6500NCMUL-SY [Qualified at 120V Only] | Indoor Luminaires | Case Lighting | Vertical Refrigerated Case Luminaires | Standard | FALSE | [9 empty] | 3/21/2016 12:00:00 AM | Not Dimmable | Not Dimmable | No |  |  | 1924 | 97 | 19.9 | 9.4 | 0.96 | 3931 | 90
PM19Z1AY | GE Lighting Solutions | Immersion | ELV1E6740C-B with GEPS6100NCCON-SY | Indoor Luminaires | Case Lighting | Vertical Refrigerated Case Luminaires | Standard | FALSE | [9 empty] | 5/3/2016 12:00:00 AM | Not Dimmable | Not Dimmable | No |  |  | 1306.21025453434 | 108.8 | 12 | 5.906 | 0.996 | 3831 | 81
PQ5HZ8EB | GE Lighting Solutions | Immersion | ELV1E4835C-B with GEPS6100NCCON-SY | Indoor Luminaires | Case Lighting | Vertical Refrigerated Case Luminaires | Standard | FALSE | [9 empty] | 5/3/2016 12:00:00 AM | Not Dimmable | Not Dimmable | No |  |  | 1067 | 112.9 | 9.5 | 5.906 | 0.996 | 3569 | 82
PDUVEGYV | GE Lighting Solutions | Immersion | ELV1S4850C-S with GEPS6500NCMUL-SY [Qualified at 120V Only] | Indoor Luminaires | Case Lighting | Vertical Refrigerated Case Luminaires | Standard | FALSE | [9 empty] | 3/21/2016 12:00:00 AM | Not Dimmable | Not Dimmable | No |  |  | 1608 | 104 | 15.4 | 7.7 | 0.98 | 4940 | 89
P1K9S9GY | GE Lighting Solutions | GE | ELV1P6050C-S with GEPS6500NCMUL-SY (120V only) | Indoor Luminaires | Case Lighting | Vertical Refrigerated Case Luminaires | Standard | TRUE | 2164 | 92 | 23.66 | 8.4 | 0.98 | 5061 | 96 | 5 | 50000 | 6/1/2016 12:00:00 AM | Not Dimmable | Not Dimmable | No |  |  | 2164 | 92 | 23.66 | 8.4 | 0.98 | 5061 | 96
P7YTG2RY | GE Lighting Solutions | GE | ELV1P6735C-S with GEPS6500NCMUL-SY (120V only) | Indoor Luminaires | Case Lighting | Vertical Refrigerated Case Luminaires | Standard | TRUE | 2341.9 | 86.2 | 27.3 | 8.567 | 0.93 | 3477 | 94.6 | 5 | 50000 | 6/1/2016 12:00:00 AM | Not Dimmable | Not Dimmable | No |  |  | 2350.5 | 86.5 | 27.2 | 8 | 0.98 | 3475 | 94.7
PP2DCJXZ | GE Lighting Solutions | GE | ELV1E6050R-2 [Qualified at 120V Only] | Indoor Luminaires | Case Lighting | Vertical Refrigerated Case Luminaires | Standard | TRUE | 605.8 | 97.9 | 6.2 | 8.39 | 0.98 | 4978 | 81.2 | 5 | 50000 | 5/10/2016 12:00:00 AM | Not Dimmable | Not Dimmable | No | Qualified with GEPS6500NCMUL-SY Driver | 3.1 | 605.8 | 97.9 | 6.2 | 8.5 | 0.978 | 4978 | 81.2
PR5WYA8N | GE Lighting Solutions | GE | ELV1P6035L-S [Qualified at 120V Only] | Indoor Luminaires | Case Lighting | Vertical Refrigerated Case Luminaires | Standard | TRUE | 1170 | 76 | 15.42 | 7.71 | 0.98 | 3467 | 95 | 5 | 50000 | 5/10/2016 12:00:00 AM | Not Dimmable | Not Dimmable | No | Qualified with GEPS6500NCMUL-SY Driver | 3.1 | 1180 | 77 | 15.4 | 7.71 | 0.98 | 3467 | 95
P77F9QP2 | GE Lighting Solutions | GE | ELV1P4835C-S with GEPS6500NCMUL-SY (120V only) | Indoor Luminaires | Case Lighting | Vertical Refrigerated Case Luminaires | Standard | TRUE | 1698 | 89 | 19.1 | 7.69 | 0.99 | 3487 | 95 | 5 | 50000 | 6/1/2016 12:00:00 AM | Not Dimmable | Not Dimmable | No |  | 4 | 1703 | 89 | 19.1 | 7.69 | 0.99 | 3487 | 95
P5MRSTRY | GE Lighting Solutions | GE | ELV1P6035L-S | Indoor Luminaires | Case Lighting | Vertical Refrigerated Case Luminaires | Standard | TRUE | 1122.9 | 71.4 | 15.7 | 11 | 0.876 | 3451 | 94.9 | 5 | 50000 | 5/10/2016 12:00:00 AM | Not Dimmable | Not Dimmable | No | Qualified with GEPS6100NCCON-SY Driver | 3.1 | 1123.5 | 71.4 | 15.7 | 6.4 | 0.996 | 3451 | 94.9
PPW1G5HG | GE Lighting Solutions | GE | ELV1P6035L-B | Indoor Luminaires | Case Lighting | Vertical Refrigerated Case Luminaires | Standard | FALSE | [9 empty] | 5/10/2016 12:00:00 AM | Not Dimmable | Not Dimmable | No | Qualified with GEPS6100NCCON-SY Driver |  | 1123.5 | 71.4 | 15.7 | 6.4 | 0.996 | 3451 | 94.9
PP9QQN62 | GE Lighting Solutions | GE | ELV1P6040L-S | Indoor Luminaires | Case Lighting | Vertical Refrigerated Case Luminaires | Standard | FALSE | [9 empty] | 5/10/2016 12:00:00 AM | Not Dimmable | Not Dimmable | No | Qualified with GEPS6100NCCON-SY Driver |  | 1224 | 77.7 | 15.7 | 6.4 | 0.996 | 4012 | 97
PP5QQGAX | GE Lighting Solutions | GE | ELV1P6040R-B | Indoor Luminaires | Case Lighting | Vertical Refrigerated Case Luminaires | Standard | FALSE | [9 empty] | 5/10/2016 12:00:00 AM | Not Dimmable | Not Dimmable | No | Qualified with GEPS6100NCCON-SY Driver |  | 1224 | 77.7 | 15.7 | 6.4 | 0.996 | 4012 | 97
PGCRSJPD | GE Lighting Solutions | GE | ELV1P6050R-S | Indoor Luminaires | Case Lighting | Vertical Refrigerated Case Luminaires | Standard | FALSE | [9 empty] | 5/10/2016 12:00:00 AM | Not Dimmable | Not Dimmable | No | Qualified with GEPS6100NCCON-SY Driver |  | 1254 | 79.6 | 15.7 | 6.4 | 0.996 | 5020 | 96
PKWUHUUG | GE Lighting Solutions | GE | ELV1P6735R-S | Indoor Luminaires | Case Lighting | Vertical Refrigerated Case Luminaires | Standard | FALSE | [9 empty] | 5/10/2016 12:00:00 AM | Not Dimmable | Not Dimmable | No | Qualified with GEPS6100NCCON-SY Driver |  | 1245.9 | 78.6 | 15.9 | 8.363 | 0.99 | 3459 | 94.8
PM3NRKGX | GE Lighting Solutions | GE | ELV1P6740L-B | Indoor Luminaires | Case Lighting | Vertical Refrigerated Case Luminaires | Standard | FALSE | [9 empty] | 5/10/2016 12:00:00 AM | Not Dimmable | Not Dimmable | No | Qualified with GEPS6100NCCON-SY Driver |  | 1292.35728813559 | 81.5 | 15.9 | 8.363 | 0.99 | 4012 | 97
P1G5GZB8 | GE Lighting Solutions | GE | ELV1P6750L-B | Indoor Luminaires | Case Lighting | Vertical Refrigerated Case Luminaires | Standard | FALSE | [9 empty] | 5/10/2016 12:00:00 AM | Not Dimmable | Not Dimmable | No | Qualified with GEPS6100NCCON-SY Driver |  | 1295.8 | 82.3 | 15.7 | 8.363 | 0.99 | 4996 | 95.9
PJXP983R | GE Lighting Solutions | GE | ELV1P6750R-B | Indoor Luminaires | Case Lighting | Vertical Refrigerated Case Luminaires | Standard | FALSE | [9 empty] | 5/10/2016 12:00:00 AM | Not Dimmable | Not Dimmable | No | Qualified with GEPS6100NCCON-SY Driver |  | 1295.8 | 82.3 | 15.7 | 8.363 | 0.99 | 4996 | 95.9
PSSN8USY | GE Lighting Solutions | GE | ELV1E6050R-2 | Indoor Luminaires | Case Lighting | Vertical Refrigerated Case Luminaires | Standard | FALSE | [9 empty] | 5/10/2016 12:00:00 AM | Not Dimmable | Not Dimmable | No | Qualified with GEPS6100NCCON-SY Driver |  | 605.8 | 95.5 | 6 | 6.4 | 0.996 | 4978 | 81.2
PYY3AJH1 | GE Lighting Solutions | GE | ELV1E6050R-1 | Indoor Luminaires | Case Lighting | Vertical Refrigerated Case Luminaires | Standard | FALSE | [9 empty] | 5/10/2016 12:00:00 AM | Not Dimmable | Not Dimmable | No | Qualified with GEPS6100NCCON-SY Driver |  | 605.8 | 95.5 | 6 | 6.4 | 0.996 | 4978 | 81.2
PEAAPK2E | GE Lighting Solutions | GE | ELV1P4835L-B [Qualified at 120V Only] | Indoor Luminaires | Case Lighting | Vertical Refrigerated Case Luminaires | Standard | FALSE | [9 empty] | 5/10/2016 12:00:00 AM | Not Dimmable | Not Dimmable | No | Qualified with GEPS6500NCMUL-SY Driver |  | 964 | 81 | 11.8 | 8.39 | 0.98 | 3464 | 95
P6MRX4XX | GE Lighting Solutions | GE | ELV1P4840L-S [Qualified at 120V Only] | Indoor Luminaires | Case Lighting | Vertical Refrigerated Case Luminaires | Standard | FALSE | [9 empty] | 5/10/2016 12:00:00 AM | Not Dimmable | Not Dimmable | No | Qualified with GEPS6500NCMUL-SY Driver |  | 978 | 83 | 11.82 | 8.4 | 0.98 | 4008 | 97
PTS8R1EZ | GE Lighting Solutions | GE | ELV1P4835L-B | Indoor Luminaires | Case Lighting | Vertical Refrigerated Case Luminaires | Standard | FALSE | [9 empty] | 5/10/2016 12:00:00 AM | Not Dimmable | Not Dimmable | No | Qualified with GEPS6100NCCON-SY Driver |  | 964 | 79.9 | 12 | 8.363 | 0.99 | 3464 | 95
PBG248AZ | GE Lighting Solutions | GE | ELV1P4835R-B | Indoor Luminaires | Case Lighting | Vertical Refrigerated Case Luminaires | Standard | FALSE | [9 empty] | 5/10/2016 12:00:00 AM | Not Dimmable | Not Dimmable | No | Qualified with GEPS6100NCCON-SY Driver |  | 964 | 79.9 | 12 | 8.363 | 0.99 | 3464 | 95
PR4AS4VG | GE Lighting Solutions | GE | ELV1P4840L-S | Indoor Luminaires | Case Lighting | Vertical Refrigerated Case Luminaires | Standard | FALSE | [9 empty] | 5/10/2016 12:00:00 AM | Not Dimmable | Not Dimmable | No | Qualified with GEPS6100NCCON-SY Driver |  | 978 | 80.9 | 12 | 8.363 | 0.99 | 4008 | 97
PX887VS2 | GE Lighting Solutions | GE | ELV1P4850L-B | Indoor Luminaires | Case Lighting | Vertical Refrigerated Case Luminaires | Standard | FALSE | [9 empty] | 5/10/2016 12:00:00 AM | Not Dimmable | Not Dimmable | No | Qualified with GEPS6100NCCON-SY Driver |  | 1000 | 82.7 | 12 | 8.363 | 0.99 | 4987 | 96
P4JJKQ2Y | GE Lighting Solutions | GE | ELV1P4840R-S [Qualified at 120V Only] | Indoor Luminaires | Case Lighting | Vertical Refrigerated Case Luminaires | Standard | FALSE | [9 empty] | 5/10/2016 12:00:00 AM | Not Dimmable | Not Dimmable | No | Qualified with GEPS6500NCMUL-SY Driver |  | 978 | 83 | 11.82 | 8.4 | 0.98 | 4008 | 97
PD6VAEXZ | GE Lighting Solutions | GE | ELV1P4840R-B [Qualified at 120V Only] | Indoor Luminaires | Case Lighting | Vertical Refrigerated Case Luminaires | Standard | FALSE | [9 empty] | 5/10/2016 12:00:00 AM | Not Dimmable | Not Dimmable | No | Qualified with GEPS6500NCMUL-SY Driver |  | 978 | 83 | 11.82 | 8.4 | 0.98 | 4008 | 97
PZVKYFPJ | GE Lighting Solutions | GE | ELV1P4850L-S [Qualified at 120V Only] | Indoor Luminaires | Case Lighting | Vertical Refrigerated Case Luminaires | Standard | FALSE | [9 empty] | 5/10/2016 12:00:00 AM | Not Dimmable | Not Dimmable | No | Qualified with GEPS6500NCMUL-SY Driver |  | 1000 | 85 | 11.82 | 8.39 | 0.98 | 4987 | 96
PKYF4VDT | GE Lighting Solutions | GE | ELV1P4850R-S [Qualified at 120V Only] | Indoor Luminaires | Case Lighting | Vertical Refrigerated Case Luminaires | Standard | FALSE | [9 empty] | 5/10/2016 12:00:00 AM | Not Dimmable | Not Dimmable | No | Qualified with GEPS6500NCMUL-SY Driver |  | 1000 | 85 | 11.82 | 8.39 | 0.98 | 4987 | 96
PX17QGZ3 | GE Lighting Solutions | GE | ELV1P4850R-B [Qualified at 120V Only] | Indoor Luminaires | Case Lighting | Vertical Refrigerated Case Luminaires | Standard | FALSE | [9 empty] | 5/10/2016 12:00:00 AM | Not Dimmable | Not Dimmable | No | Qualified with GEPS6500NCMUL-SY Driver |  | 1000 | 85 | 11.82 | 8.39 | 0.98 | 4987 | 96
PHQGUTGC | GE Lighting Solutions | GE | ELV1P6035R-B [Qualified at 120V Only] | Indoor Luminaires | Case Lighting | Vertical Refrigerated Case Luminaires | Standard | FALSE | [9 empty] | 5/10/2016 12:00:00 AM | Not Dimmable | Not Dimmable | No | Qualified with GEPS6500NCMUL-SY Driver |  | 1180 | 77 | 15.4 | 7.71 | 0.98 | 3467 | 95
PZE3DVAY | GE Lighting Solutions | GE | ELV1P6040L-B [Qualified at 120V Only] | Indoor Luminaires | Case Lighting | Vertical Refrigerated Case Luminaires | Standard | FALSE | [9 empty] | 5/10/2016 12:00:00 AM | Not Dimmable | Not Dimmable | No | Qualified with GEPS6500NCMUL-SY Driver |  | 1224 | 79 | 15.47 | 7.71 | 0.98 | 4012 | 97
PHEE8P9H | GE Lighting Solutions | GE | ELV1P6040R-B [Qualified at 120V Only] | Indoor Luminaires | Case Lighting | Vertical Refrigerated Case Luminaires | Standard | FALSE | [9 empty] | 5/10/2016 12:00:00 AM | Not Dimmable | Not Dimmable | No | Qualified with GEPS6500NCMUL-SY Driver |  | 1224 | 79 | 15.47 | 7.71 | 0.98 | 4012 | 97
PN9FZME1 | GE Lighting Solutions | GE | ELV1P6050R-S [Qualified at 120V Only] | Indoor Luminaires | Case Lighting | Vertical Refrigerated Case Luminaires | Standard | FALSE | [9 empty] | 5/10/2016 12:00:00 AM | Not Dimmable | Not Dimmable | No | Qualified with GEPS6500NCMUL-SY Driver |  | 1254 | 81 | 15.42 | 7.71 | 0.98 | 5020 | 96
PZYX316Y | GE Lighting Solutions | GE | ELV1P6735L-B [Qualified at 120V Only] | Indoor Luminaires | Case Lighting | Vertical Refrigerated Case Luminaires | Standard | FALSE | [9 empty] | 5/10/2016 12:00:00 AM | Not Dimmable | Not Dimmable | No | Qualified with GEPS6500NCMUL-SY Driver |  | 1245.9 | 80.6 | 15.5 | 7.9 | 0.98 | 3459 | 94.8
PF8HC4SD | GE Lighting Solutions | GE | ELV1P6735R-B [Qualified at 120V Only] | Indoor Luminaires | Case Lighting | Vertical Refrigerated Case Luminaires | Standard | FALSE | [9 empty] | 5/10/2016 12:00:00 AM | Not Dimmable | Not Dimmable | No | Qualified with GEPS6500NCMUL-SY Driver |  | 1245.9 | 80.6 | 15.5 | 7.9 | 0.98 | 3459 | 94.8
PAU6T1DN | GE Lighting Solutions | GE | ELV1P6750L-B [Qualified at 120V Only] | Indoor Luminaires | Case Lighting | Vertical Refrigerated Case Luminaires | Standard | FALSE | [9 empty] | 5/10/2016 12:00:00 AM | Not Dimmable | Not Dimmable | No | Qualified with GEPS6500NCMUL-SY Driver |  | 1295.8 | 83.9 | 15.4 | 7.9 | 0.98 | 4996 | 95.9
PBXVUMH6 | GE Lighting Solutions | GE | ELV1P6750R-S [Qualified at 120V Only] | Indoor Luminaires | Case Lighting | Vertical Refrigerated Case Luminaires | Standard | FALSE | [9 empty] | 5/10/2016 12:00:00 AM | Not Dimmable | Not Dimmable | No | Qualified with GEPS6500NCMUL-SY Driver |  | 1295.8 | 83.9 | 15.4 | 7.9 | 0.98 | 4996 | 95.9
PPNSVQ66 | GE Lighting Solutions | GE | ELV1P6750R-B [Qualified at 120V Only] | Indoor Luminaires | Case Lighting | Vertical Refrigerated Case Luminaires | Standard | FALSE | [9 empty] | 5/10/2016 12:00:00 AM | Not Dimmable | Not Dimmable | No | Qualified with GEPS6500NCMUL-SY Driver |  | 1295.8 | 83.9 | 15.4 | 7.9 | 0.98 | 4996 | 95.9
PMKUDQUX | GE Lighting Solutions | GE | ELV1S6040R-1 [Qualified at 120V Only] | Indoor Luminaires | Case Lighting | Vertical Refrigerated Case Luminaires | Standard | FALSE | [9 empty] | 5/10/2016 12:00:00 AM | Not Dimmable | Not Dimmable | No | Qualified with GEPS6500NCMUL-SY Driver |  | 1084.7 | 87.3 | 12.4 | 8.5 | 0.98 | 3934 | 91.7
P9ACT85H | GE Lighting Solutions | GE | ELV1S6040L-1 [Qualified at 120V Only] | Indoor Luminaires | Case Lighting | Vertical Refrigerated Case Luminaires | Standard | FALSE | [9 empty] | 5/10/2016 12:00:00 AM | Not Dimmable | Not Dimmable | No | Qualified with GEPS6500NCMUL-SY Driver |  | 1084.7 | 87.3 | 12.4 | 8.5 | 0.98 | 3934 | 91.7
P4U9TK6K | GE Lighting Solutions | GE | ELV1P4835C-B with GEPS6500NCMUL-SY (120V only) | Indoor Luminaires | Case Lighting | Vertical Refrigerated Case Luminaires | Standard | FALSE | [9 empty] | 6/1/2016 12:00:00 AM | Not Dimmable | Not Dimmable | No |  | 4 | 1703 | 89 | 19.1 | 7.69 | 0.99 | 3487 | 95
PFXRTDJU | GE Lighting Solutions | GE | ELV1P4840C-S with GEPS6100NCCON-SY | Indoor Luminaires | Case Lighting | Vertical Refrigerated Case Luminaires | Standard | FALSE | [9 empty] | 6/1/2016 12:00:00 AM | Not Dimmable | Not Dimmable | No |  |  | 1741.06511175899 | 91.5424769735429 | 19.0192047377327 | 7.69 | 0.99 | 4027 | 97
PHP91PW6 | GE Lighting Solutions | GE | ELV1P4850C-B with GEPS6500NCMUL-SY (120V only) | Indoor Luminaires | Case Lighting | Vertical Refrigerated Case Luminaires | Standard | FALSE | [9 empty] | 6/1/2016 12:00:00 AM | Not Dimmable | Not Dimmable | No |  |  | 1790.71525753158 | 89 | 19.1 | 7.69 | 0.99 | 5061 | 96
PW123QHS | GE Lighting Solutions | GE | ELV1P4850C-B with GEPS6100NCCON-SY | Indoor Luminaires | Case Lighting | Vertical Refrigerated Case Luminaires | Standard | FALSE | [9 empty] | 6/1/2016 12:00:00 AM | Not Dimmable | Not Dimmable | No |  |  | 1790.71525753158 | 94.1530038834348 | 19.0192047377327 | 7.69 | 0.99 | 5061 | 96
P1952MGH | GE Lighting Solutions | GE | ELV1P6035C-S with GEPS6500NCMUL-SY (120V only) | Indoor Luminaires | Case Lighting | Vertical Refrigerated Case Luminaires | Standard | FALSE | [9 empty] | 6/1/2016 12:00:00 AM | Not Dimmable | Not Dimmable | No |  |  | 2058 | 87 | 23.677 | 8.38 | 0.98 | 3488 | 95
PJR2ZXXG | GE Lighting Solutions | GE | ELV1P6035C-S with GEPS6100NCCON-SY | Indoor Luminaires | Case Lighting | Vertical Refrigerated Case Luminaires | Standard | FALSE | [9 empty] | 6/1/2016 12:00:00 AM | Not Dimmable | Not Dimmable | No |  |  | 2058 | 87.4256584536958 | 23.54 | 5.741 | 0.996 | 3488 | 95
PH72J2BT | GE Lighting Solutions | GE | ELV1P6040C-S with GEPS6500NCMUL-SY (120V only) | Indoor Luminaires | Case Lighting | Vertical Refrigerated Case Luminaires | Standard | FALSE | [9 empty] | 6/1/2016 12:00:00 AM | Not Dimmable | Not Dimmable | No |  |  | 2104 | 89 | 23.64 | 8.36 | 0.98 | 4027 | 97
PQE9BPXZ | GE Lighting Solutions | GE | ELV1P6040C-B with GEPS6500NCMUL-SY (120V only) | Indoor Luminaires | Case Lighting | Vertical Refrigerated Case Luminaires | Standard | FALSE | [9 empty] | 6/1/2016 12:00:00 AM | Not Dimmable | Not Dimmable | No |  |  | 2104 | 89 | 23.64 | 8.36 | 0.98 | 4027 | 97
PJ8W8AKR | GE Lighting Solutions | GE | ELV1P6750C-S with GEPS6500NCMUL-SY (120V only) | Indoor Luminaires | Case Lighting | Vertical Refrigerated Case Luminaires | Standard | FALSE | [9 empty] | 6/1/2016 12:00:00 AM | Not Dimmable | Not Dimmable | No |  |  | 2471.56559766764 | 90.8663822671926 | 27.2 | 8 | 0.98 | 5061 | 96
PDTG3Y1G | GE Lighting Solutions | GE | ELV1S6040C-1 with GEPS6100NCCON-SY (120V only) | Indoor Luminaires | Case Lighting | Vertical Refrigerated Case Luminaires | Standard | FALSE | [9 empty] | 7/5/2016 12:00:00 AM | Not Dimmable | Not Dimmable | No |  |  | 1911.8 | 99.3142857142857 | 19.25 | 4.904 | 0.997 | 3960 | 91.6
PA4XERVN | GE Lighting Solutions | GE | ELV1S6040C-1 with GEPS6100NCCON-SY | Indoor Luminaires | Case Lighting | Vertical Refrigerated Case Luminaires | Standard | FALSE | [9 empty] | 7/5/2016 12:00:00 AM | Not Dimmable | Not Dimmable | No |  |  | 1911.8 | 100.304302203568 | 19.06 | 7.323 | 0.95 | 3960 | 91.6
PA22UEZY | GE Lighting Solutions | GE | ELV1E6050C-2 with GEPS6500NCMUL-SY (120V only) | Indoor Luminaires | Case Lighting | Vertical Refrigerated Case Luminaires | Standard | FALSE | [9 empty] | 7/5/2016 12:00:00 AM | Not Dimmable | Not Dimmable | No |  |  | 1332.2 | 112.9 | 11.8 | 8.6 | 0.976 | 5065 | 81.6
PCGS2C8J | GE Lighting Solutions | GE | ELV1P4840L-B [Qualified at 120V Only] | Indoor Luminaires | Case Lighting | Vertical Refrigerated Case Luminaires | Standard | FALSE | [9 empty] | 5/10/2016 12:00:00 AM | Not Dimmable | Not Dimmable | No | Qualified with GEPS6500NCMUL-SY Driver |  | 978 | 83 | 11.82 | 8.4 | 0.98 | 4008 | 97
PHDAKSAJ | GE Lighting Solutions | GE | ELV1P6735L-S [Qualified at 120V Only] | Indoor Luminaires | Case Lighting | Vertical Refrigerated Case Luminaires | Standard | FALSE | [9 empty] | 5/10/2016 12:00:00 AM | Not Dimmable | Not Dimmable | No | Qualified with GEPS6500NCMUL-SY Driver |  | 1245.9 | 80.6 | 15.5 | 7.9 | 0.98 | 3459 | 94.8
PCSPMP7B | GE Lighting Solutions | GE | ELV1P4850L-S | Indoor Luminaires | Case Lighting | Vertical Refrigerated Case Luminaires | Standard | FALSE | [9 empty] | 5/10/2016 12:00:00 AM | Not Dimmable | Not Dimmable | No | Qualified with GEPS6100NCCON-SY Driver |  | 1000 | 82.7 | 12 | 8.363 | 0.99 | 4987 | 96
PS4SBN3N | GE Lighting Solutions | GE | ELV1P6740R-B | Indoor Luminaires | Case Lighting | Vertical Refrigerated Case Luminaires | Standard | FALSE | [9 empty] | 5/10/2016 12:00:00 AM | Not Dimmable | Not Dimmable | No | Qualified with GEPS6100NCCON-SY Driver |  | 1292.35728813559 | 81.5 | 15.9 | 8.363 | 0.99 | 4012 | 97
PM3XH9SW | GE Lighting Solutions | GE | ELV1P6050C-S with GEPS6100NCCON-SY | Indoor Luminaires | Case Lighting | Vertical Refrigerated Case Luminaires | Standard | FALSE | [9 empty] | 6/1/2016 12:00:00 AM | Not Dimmable | Not Dimmable | No |  |  | 2164 | 91.928632115548 | 23.54 | 5.741 | 0.996 | 5061 | 96
PNQKCUZB | GE Lighting Solutions | GE | ELV1P6740C-S with GEPS6500NCMUL-SY (120V only) | Indoor Luminaires | Case Lighting | Vertical Refrigerated Case Luminaires | Standard | FALSE | [9 empty] | 6/1/2016 12:00:00 AM | Not Dimmable | Not Dimmable | No |  |  | 2403.03790087464 | 88.3469816498028 | 27.2 | 8 | 0.98 | 4028 | 97
P4NF7NRP | GE Lighting Solutions | GE | ELV1P6750C-S with GEPS6100NCCON-SY | Indoor Luminaires | Case Lighting | Vertical Refrigerated Case Luminaires | Standard | FALSE | [9 empty] | 6/1/2016 12:00:00 AM | Not Dimmable | Not Dimmable | No |  |  | 2471.56559766764 | 91.2523906880388 | 27.0849407783418 | 5.741 | 0.996 | 5061 | 96
PYH785BH | GE Lighting Solutions | GE | ELV1S6040C-1 with GEPS6100NCCON-SY | Indoor Luminaires | Case Lighting | Vertical Refrigerated Case Luminaires | Standard | FALSE | [9 empty] | 6/1/2016 12:00:00 AM | Not Dimmable | Not Dimmable | No |  |  | 1741.06511175899 | 91.5424769735429 | 19.0192047377327 | 7.69 | 0.99 | 3931 | 90
PAX4GM99 | GE Lighting Solutions | GE | ELV1S6040C-1 with GEPS6500NCMUL-SY (120V only) | Indoor Luminaires | Case Lighting | Vertical Refrigerated Case Luminaires | Standard | FALSE | [9 empty] | 7/5/2016 12:00:00 AM | Not Dimmable | Not Dimmable | No |  |  | 1911.8 | 99.4 | 19.2 | 7.5 | 0.99 | 3960 | 91.6
P392ZUSC | GE Lighting Solutions | GE | ELV1S6040C-2 with GEPS6100NCCON-SY | Indoor Luminaires | Case Lighting | Vertical Refrigerated Case Luminaires | Standard | FALSE | [9 empty] | 7/5/2016 12:00:00 AM | Not Dimmable | Not Dimmable | No |  |  | 1911.8 | 100.304302203568 | 19.06 | 7.323 | 0.95 | 3960 | 91.6
PV3GK77A | GE Lighting Solutions | GE | ELV1E6050C-2 with GEPS6100NCCON-SY | Indoor Luminaires | Case Lighting | Vertical Refrigerated Case Luminaires | Standard | FALSE | [9 empty] | 7/5/2016 12:00:00 AM | Not Dimmable | Not Dimmable | No |  |  | 1332.2 | 116.962247585601 | 11.39 | 7.364 | 0.95 | 5065 | 81.6
PJMQMUZ5 | GE Lighting Solutions | GE | ELV1E6050R-1 [Qualified at 120V Only] | Indoor Luminaires | Case Lighting | Vertical Refrigerated Case Luminaires | Standard | FALSE | [9 empty] | 5/10/2016 12:00:00 AM | Not Dimmable | Not Dimmable | No | Qualified with GEPS6500NCMUL-SY Driver |  | 605.8 | 97.9 | 6.2 | 8.5 | 0.978 | 4978 | 81.2
P169BV2K | GE Lighting Solutions | GE | ELV1P4840L-B | Indoor Luminaires | Case Lighting | Vertical Refrigerated Case Luminaires | Standard | FALSE | [9 empty] | 5/10/2016 12:00:00 AM | Not Dimmable | Not Dimmable | No | Qualified with GEPS6100NCCON-SY Driver |  | 978 | 80.9 | 12 | 8.363 | 0.99 | 4008 | 97
P3F3JMUD | GE Lighting Solutions | GE | ELV1P6750R-S | Indoor Luminaires | Case Lighting | Vertical Refrigerated Case Luminaires | Standard | FALSE | [9 empty] | 5/10/2016 12:00:00 AM | Not Dimmable | Not Dimmable | No | Qualified with GEPS6100NCCON-SY Driver |  | 1295.8 | 82.3 | 15.7 | 8.363 | 0.99 | 4996 | 95.9
PDVBT7YA | GE Lighting Solutions | GE | ELV1E6050L-1 | Indoor Luminaires | Case Lighting | Vertical Refrigerated Case Luminaires | Standard | FALSE | [9 empty] | 5/10/2016 12:00:00 AM | Not Dimmable | Not Dimmable | No | Qualified with GEPS6100NCCON-SY Driver |  | 605.8 | 95.5 | 6 | 6.4 | 0.996 | 4978 | 81.2
PM6AG59P | GE Lighting Solutions | GE | ELV1P4835R-B [Qualified at 120V Only] | Indoor Luminaires | Case Lighting | Vertical Refrigerated Case Luminaires | Standard | FALSE | [9 empty] | 5/10/2016 12:00:00 AM | Not Dimmable | Not Dimmable | No | Qualified with GEPS6500NCMUL-SY Driver |  | 964 | 81 | 11.8 | 8.39 | 0.98 | 3464 | 95
PZ6WQ3XQ | GE Lighting Solutions | GE | ELV1E6050C-1 with GEPS6100NCCON-SY (120V only) | Indoor Luminaires | Case Lighting | Vertical Refrigerated Case Luminaires | Standard | FALSE | [9 empty] | 7/5/2016 12:00:00 AM | Not Dimmable | Not Dimmable | No |  |  | 1332.2 | 115.944299390775 | 11.49 | 4.973 | 0.997 | 5065 | 81.6
P3KJGJPW | GE Lighting Solutions | GE | ELV1P4835L-S | Indoor Luminaires | Case Lighting | Vertical Refrigerated Case Luminaires | Standard | FALSE | [9 empty] | 5/10/2016 12:00:00 AM | Not Dimmable | Not Dimmable | No | Qualified with GEPS6100NCCON-SY Driver |  | 964 | 79.9 | 12 | 8.363 | 0.99 | 3464 | 95
P5PYQBBE | GE Lighting Solutions | GE | ELV1P4840R-S | Indoor Luminaires | Case Lighting | Vertical Refrigerated Case Luminaires | Standard | FALSE | [9 empty] | 5/10/2016 12:00:00 AM | Not Dimmable | Not Dimmable | No | Qualified with GEPS6100NCCON-SY Driver |  | 978 | 80.9 | 12 | 8.363 | 0.99 | 4008 | 97
P3888XTH | GE Lighting Solutions | GE | ELV1P6735R-B | Indoor Luminaires | Case Lighting | Vertical Refrigerated Case Luminaires | Standard | FALSE | [9 empty] | 5/10/2016 12:00:00 AM | Not Dimmable | Not Dimmable | No | Qualified with GEPS6100NCCON-SY Driver |  | 1245.9 | 78.6 | 15.9 | 8.363 | 0.99 | 3459 | 94.8
PWFD6U9E | GE Lighting Solutions | GE | ELV1P6035L-B [Qualified at 120V Only] | Indoor Luminaires | Case Lighting | Vertical Refrigerated Case Luminaires | Standard | FALSE | [9 empty] | 5/10/2016 12:00:00 AM | Not Dimmable | Not Dimmable | No | Qualified with GEPS6500NCMUL-SY Driver |  | 1180 | 77 | 15.4 | 7.71 | 0.98 | 3467 | 95
P5NH8ZRH | GE Lighting Solutions | GE | ELV1P6040L-S [Qualified at 120V Only] | Indoor Luminaires | Case Lighting | Vertical Refrigerated Case Luminaires | Standard | FALSE | [9 empty] | 5/10/2016 12:00:00 AM | Not Dimmable | Not Dimmable | No | Qualified with GEPS6500NCMUL-SY Driver |  | 1224 | 79 | 15.47 | 7.71 | 0.98 | 4012 | 97
PNJTP4CW | GE Lighting Solutions | GE | ELV1P6050R-B [Qualified at 120V Only] | Indoor Luminaires | Case Lighting | Vertical Refrigerated Case Luminaires | Standard | FALSE | [9 empty] | 5/10/2016 12:00:00 AM | Not Dimmable | Not Dimmable | No | Qualified with GEPS6500NCMUL-SY Driver |  | 1254 | 81 | 15.42 | 7.71 | 0.98 | 5020 | 96
P37UA6ZX | GE Lighting Solutions | GE | ELV1P6740L-B [Qualified at 120V Only] | Indoor Luminaires | Case Lighting | Vertical Refrigerated Case Luminaires | Standard | FALSE | [9 empty] | 5/10/2016 12:00:00 AM | Not Dimmable | Not Dimmable | No | Qualified with GEPS6500NCMUL-SY Driver |  | 1292.35728813559 | 83.4 | 15.5 | 7.9 | 0.98 | 4012 | 97
PJM3NC1B | GE Lighting Solutions | GE | ELV1P6740R-B [Qualified at 120V Only] | Indoor Luminaires | Case Lighting | Vertical Refrigerated Case Luminaires | Standard | FALSE | [9 empty] | 5/10/2016 12:00:00 AM | Not Dimmable | Not Dimmable | No | Qualified with GEPS6500NCMUL-SY Driver |  | 1292.35728813559 | 83.4 | 15.5 | 7.9 | 0.98 | 4012 | 97
PE2HYTEU | GE Lighting Solutions | GE | ELV1P6750L-S [Qualified at 120V Only] | Indoor Luminaires | Case Lighting | Vertical Refrigerated Case Luminaires | Standard | FALSE | [9 empty] | 5/10/2016 12:00:00 AM | Not Dimmable | Not Dimmable | No | Qualified with GEPS6500NCMUL-SY Driver |  | 1295.8 | 83.9 | 15.4 | 7.9 | 0.98 | 4996 | 95.9
PFKNPUDJ | GE Lighting Solutions | GE | ELV1S6040R-2 [Qualified at 120V Only] | Indoor Luminaires | Case Lighting | Vertical Refrigerated Case Luminaires | Standard | FALSE | [9 empty] | 5/10/2016 12:00:00 AM | Not Dimmable | Not Dimmable | No | Qualified with GEPS6500NCMUL-SY Driver |  | 1084.7 | 87.3 | 12.4 | 8.5 | 0.98 | 3934 | 91.7
PMGF2EWQ | GE Lighting Solutions | GE | ELV1E6050L-2 [Qualified at 120V Only] | Indoor Luminaires | Case Lighting | Vertical Refrigerated Case Luminaires | Standard | FALSE | [9 empty] | 5/10/2016 12:00:00 AM | Not Dimmable | Not Dimmable | No | Qualified with GEPS6500NCMUL-SY Driver |  | 605.8 | 97.9 | 6.2 | 8.5 | 0.978 | 4978 | 81.2
PK9YBNB1 | GE Lighting Solutions | GE | ELV1P4840R-B | Indoor Luminaires | Case Lighting | Vertical Refrigerated Case Luminaires | Standard | FALSE | [9 empty] | 5/10/2016 12:00:00 AM | Not Dimmable | Not Dimmable | No | Qualified with GEPS6100NCCON-SY Driver |  | 978 | 80.9 | 12 | 8.363 | 0.99 | 4008 | 97
P4DP69VF | GE Lighting Solutions | GE | ELV1P4850R-B | Indoor Luminaires | Case Lighting | Vertical Refrigerated Case Luminaires | Standard | FALSE | [9 empty] | 5/10/2016 12:00:00 AM | Not Dimmable | Not Dimmable | No | Qualified with GEPS6100NCCON-SY Driver |  | 1000 | 82.7 | 12 | 8.363 | 0.99 | 4987 | 96
PRZTSUNE | GE Lighting Solutions | GE | ELV1P6035R-S | Indoor Luminaires | Case Lighting | Vertical Refrigerated Case Luminaires | Standard | FALSE | [9 empty] | 5/10/2016 12:00:00 AM | Not Dimmable | Not Dimmable | No | Qualified with GEPS6100NCCON-SY Driver |  | 1123.5 | 71.4 | 15.7 | 6.4 | 0.996 | 3451 | 94.9
PWTQBBD2 | GE Lighting Solutions | GE | ELV1P6040L-B | Indoor Luminaires | Case Lighting | Vertical Refrigerated Case Luminaires | Standard | FALSE | [9 empty] | 5/10/2016 12:00:00 AM | Not Dimmable | Not Dimmable | No | Qualified with GEPS6100NCCON-SY Driver |  | 1224 | 77.7 | 15.7 | 6.4 | 0.996 | 4012 | 97
PEWPBU9N | GE Lighting Solutions | GE | ELV1P6040R-S | Indoor Luminaires | Case Lighting | Vertical Refrigerated Case Luminaires | Standard | FALSE | [9 empty] | 5/10/2016 12:00:00 AM | Not Dimmable | Not Dimmable | No | Qualified with GEPS6100NCCON-SY Driver |  | 1224 | 77.7 | 15.7 | 6.4 | 0.996 | 4012 | 97
P1CPZV69 | GE Lighting Solutions | GE | ELV1P6050R-B | Indoor Luminaires | Case Lighting | Vertical Refrigerated Case Luminaires | Standard | FALSE | [9 empty] | 5/10/2016 12:00:00 AM | Not Dimmable | Not Dimmable | No | Qualified with GEPS6100NCCON-SY Driver |  | 1254 | 79.6 | 15.7 | 6.4 | 0.996 | 5020 | 96
PE99E6EX | GE Lighting Solutions | GE | ELV1P6735L-S | Indoor Luminaires | Case Lighting | Vertical Refrigerated Case Luminaires | Standard | FALSE | [9 empty] | 5/10/2016 12:00:00 AM | Not Dimmable | Not Dimmable | No | Qualified with GEPS6100NCCON-SY Driver |  | 1245.9 | 78.6 | 15.9 | 8.363 | 0.99 | 3459 | 94.8
PUP2FZ1T | GE Lighting Solutions | GE | ELV1P6735L-B | Indoor Luminaires | Case Lighting | Vertical Refrigerated Case Luminaires | Standard | FALSE | [9 empty] | 5/10/2016 12:00:00 AM | Not Dimmable | Not Dimmable | No | Qualified with GEPS6100NCCON-SY Driver |  | 1245.9 | 78.6 | 15.9 | 8.363 | 0.99 | 3459 | 94.8
P7XVKTAS | GE Lighting Solutions | GE | ELV1P6740L-S | Indoor Luminaires | Case Lighting | Vertical Refrigerated Case Luminaires | Standard | FALSE | [9 empty] | 5/10/2016 12:00:00 AM | Not Dimmable | Not Dimmable | No | Qualified with GEPS6100NCCON-SY Driver |  | 1292.35728813559 | 81.5 | 15.9 | 8.363 | 0.99 | 4012 | 97
PYYMUYVR | GE Lighting Solutions | GE | ELV1P6740R-S | Indoor Luminaires | Case Lighting | Vertical Refrigerated Case Luminaires | Standard | FALSE | [9 empty] | 5/10/2016 12:00:00 AM | Not Dimmable | Not Dimmable | No | Qualified with GEPS6100NCCON-SY Driver |  | 1292.35728813559 | 81.5 | 15.9 | 8.363 | 0.99 | 4012 | 97
P2EFY3A7 | GE Lighting Solutions | GE | ELV1S6040L-1 | Indoor Luminaires | Case Lighting | Vertical Refrigerated Case Luminaires | Standard | FALSE | [9 empty] | 5/10/2016 12:00:00 AM | Not Dimmable | Not Dimmable | No | Qualified with GEPS6100NCCON-SY Driver |  | 1084.7 | 85.5 | 12.7 | 6.4 | 0.996 | 3934 | 91.7
PAWVTTF3 | GE Lighting Solutions | GE | ELV1P4835L-S [Qualified at 120V Only] | Indoor Luminaires | Case Lighting | Vertical Refrigerated Case Luminaires | Standard | FALSE | [9 empty] | 5/10/2016 12:00:00 AM | Not Dimmable | Not Dimmable | No | Qualified with GEPS6500NCMUL-SY Driver |  | 964 | 81 | 11.8 | 8.39 | 0.98 | 3464 | 95
PYV2SDTN | GE Lighting Solutions | GE | ELV1P4850L-B [Qualified at 120V Only] | Indoor Luminaires | Case Lighting | Vertical Refrigerated Case Luminaires | Standard | FALSE | [9 empty] | 5/10/2016 12:00:00 AM | Not Dimmable | Not Dimmable | No | Qualified with GEPS6500NCMUL-SY Driver |  | 1000 | 85 | 11.82 | 8.39 | 0.98 | 4987 | 96
P4AVQRBD | GE Lighting Solutions | GE | ELV1P6735C-B with GEPS6500NCMUL-SY (120V only) | Indoor Luminaires | Case Lighting | Vertical Refrigerated Case Luminaires | Standard | FALSE | [9 empty] | 6/1/2016 12:00:00 AM | Not Dimmable | Not Dimmable | No |  |  | 2350.5 | 86.5 | 27.2 | 8 | 0.98 | 3475 | 94.7
PGSGB6T8 | GE Lighting Solutions | GE | ELV1P6735C-S with GEPS6100NCCON-SY | Indoor Luminaires | Case Lighting | Vertical Refrigerated Case Luminaires | Standard | FALSE | [9 empty] | 6/1/2016 12:00:00 AM | Not Dimmable | Not Dimmable | No |  |  | 2350.5 | 86.7825416062772 | 27.0849407783418 | 5.741 | 0.996 | 3475 | 94.7
PAX459FT | GE Lighting Solutions | GE | ELV1P6740C-B with GEPS6500NCMUL-SY (120V only) | Indoor Luminaires | Case Lighting | Vertical Refrigerated Case Luminaires | Standard | FALSE | [9 empty] | 6/1/2016 12:00:00 AM | Not Dimmable | Not Dimmable | No |  |  | 2403.03790087464 | 88.5483019281448 | 27.2 | 8 | 0.98 | 4028 | 97
P3C4UQSE | GE Lighting Solutions | GE | ELV1P6740C-S with GEPS6100NCCON-SY | Indoor Luminaires | Case Lighting | Vertical Refrigerated Case Luminaires | Standard | FALSE | [9 empty] | 6/1/2016 12:00:00 AM | Not Dimmable | Not Dimmable | No |  |  | 2403.03790087464 | 88.7222874342115 | 27.0849407783418 | 5.741 | 0.996 | 4028 | 97
P2RRNG4U | GE Lighting Solutions | GE | ELV1P4835C-S with GEPS6100NCCON-SY | Indoor Luminaires | Case Lighting | Vertical Refrigerated Case Luminaires | Standard | FALSE | [9 empty] | 6/1/2016 12:00:00 AM | Not Dimmable | Not Dimmable | No |  | 4 | 1703 | 89.5410730092924 | 19.0192047377327 | 5.741 | 0.996 | 3487 | 95
PQJGK6Y2 | GE Lighting Solutions | GE | ELV1P4835C-B with GEPS6100NCCON-SY | Indoor Luminaires | Case Lighting | Vertical Refrigerated Case Luminaires | Standard | FALSE | [9 empty] | 6/1/2016 12:00:00 AM | Not Dimmable | Not Dimmable | No |  |  | 1703 | 89.5410730092924 | 19.0192047377327 | 5.741 | 0.996 | 3487 | 95
P65U9E3G | GE Lighting Solutions | GE | ELV1P4840C-B with GEPS6500NCMUL-SY (120V only) | Indoor Luminaires | Case Lighting | Vertical Refrigerated Case Luminaires | Standard | FALSE | [9 empty] | 6/1/2016 12:00:00 AM | Not Dimmable | Not Dimmable | No |  |  | 1741.06511175899 | 89 | 19.1 | 7.69 | 0.99 | 4027 | 97
PX8YUZ9U | GE Lighting Solutions | GE | ELV1P4850C-S with GEPS6500NCMUL-SY (120V only) | Indoor Luminaires | Case Lighting | Vertical Refrigerated Case Luminaires | Standard | FALSE | [9 empty] | 6/1/2016 12:00:00 AM | Not Dimmable | Not Dimmable | No |  |  | 1790.71525753158 | 89 | 19.1 | 7.69 | 0.99 | 5061 | 96
PW7NCBMJ | GE Lighting Solutions | GE | ELV1P4850C-S with GEPS6100NCCON-SY | Indoor Luminaires | Case Lighting | Vertical Refrigerated Case Luminaires | Standard | FALSE | [9 empty] | 6/1/2016 12:00:00 AM | Not Dimmable | Not Dimmable | No |  |  | 1790.71525753158 | 94.1530038834348 | 19.0192047377327 | 7.69 | 0.99 | 5061 | 96
P65RQ3Y7 | GE Lighting Solutions | GE | ELV1P6035C-B with GEPS6500NCMUL-SY (120V only) | Indoor Luminaires | Case Lighting | Vertical Refrigerated Case Luminaires | Standard | FALSE | [9 empty] | 6/1/2016 12:00:00 AM | Not Dimmable | Not Dimmable | No |  |  | 2058 | 87 | 23.677 | 8.38 | 0.98 | 3488 | 95
PYJV35HA | GE Lighting Solutions | GE | ELV1P6035C-B with GEPS6100NCCON-SY | Indoor Luminaires | Case Lighting | Vertical Refrigerated Case Luminaires | Standard | FALSE | [9 empty] | 6/1/2016 12:00:00 AM | Not Dimmable | Not Dimmable | No |  |  | 2058 | 87.4256584536958 | 23.54 | 5.741 | 0.996 | 3488 | 95
P8ZFAWQ4 | GE Lighting Solutions | GE | ELV1P6050C-B with GEPS6500NCMUL-SY (120V only) | Indoor Luminaires | Case Lighting | Vertical Refrigerated Case Luminaires | Standard | FALSE | [9 empty] | 6/1/2016 12:00:00 AM | Not Dimmable | Not Dimmable | No |  |  | 2164 | 92 | 23.66 | 8.4 | 0.98 | 5061 | 96
PM7UF6X8 | GE Lighting Solutions | GE | ELV1P6050C-B with GEPS6100NCCON-SY | Indoor Luminaires | Case Lighting | Vertical Refrigerated Case Luminaires | Standard | FALSE | [9 empty] | 6/1/2016 12:00:00 AM | Not Dimmable | Not Dimmable | No |  |  | 2164 | 91.928632115548 | 23.54 | 5.741 | 0.996 | 5061 | 96
PVJN6MCF | GE Lighting Solutions | GE | ELV1P6750C-B with GEPS6500NCMUL-SY (120V only) | Indoor Luminaires | Case Lighting | Vertical Refrigerated Case Luminaires | Standard | FALSE | [9 empty] | 6/1/2016 12:00:00 AM | Not Dimmable | Not Dimmable | No |  |  | 2471.56559766764 | 90.9243496859779 | 27.2 | 8 | 0.98 | 5061 | 96
PN1BP7J6 | GE Lighting Solutions | GE | ELV1P6750C-B with GEPS6100NCCON-SY | Indoor Luminaires | Case Lighting | Vertical Refrigerated Case Luminaires | Standard | FALSE | [9 empty] | 6/1/2016 12:00:00 AM | Not Dimmable | Not Dimmable | No |  |  | 2471.56559766764 | 91.2523906880388 | 27.0849407783418 | 5.741 | 0.996 | 5061 | 96
PDECQ1M2 | GE Lighting Solutions | GE | ELV1S6040C-1 with GEPS6500NCMUL-SY (120V only) | Indoor Luminaires | Case Lighting | Vertical Refrigerated Case Luminaires | Standard | FALSE | [9 empty] | 6/1/2016 12:00:00 AM | Not Dimmable | Not Dimmable | No |  |  | 1741.06511175899 | 89 | 19.1 | 7.69 | 0.99 | 3931 | 90
PR39B1SZ | GE Lighting Solutions | GE | ELV1S6040C-2 with GEPS6500NCMUL-SY (120V only) | Indoor Luminaires | Case Lighting | Vertical Refrigerated Case Luminaires | Standard | FALSE | [9 empty] | 7/5/2016 12:00:00 AM | Not Dimmable | Not Dimmable | No |  |  | 1911.8 | 99.4 | 19.2 | 7.5 | 0.99 | 3960 | 91.6
PTRCEHDY | GE Lighting Solutions | GE | ELV1E6050C-1 with GEPS6100NCCON-SY | Indoor Luminaires | Case Lighting | Vertical Refrigerated Case Luminaires | Standard | FALSE | [9 empty] | 7/5/2016 12:00:00 AM | Not Dimmable | Not Dimmable | No |  |  | 1332.2 | 116.962247585601 | 11.39 | 7.364 | 0.95 | 5065 | 81.6
PE9FWRA6 | GE Lighting Solutions | GE | ELV1P6735R-S [Qualified at 120V Only] | Indoor Luminaires | Case Lighting | Vertical Refrigerated Case Luminaires | Standard | FALSE | [9 empty] | 5/10/2016 12:00:00 AM | Not Dimmable | Not Dimmable | No | Qualified with GEPS6500NCMUL-SY Driver |  | 1245.9 | 80.6 | 15.5 | 7.9 | 0.98 | 3459 | 94.8
PFXC7GEV | GE Lighting Solutions | GE | ELV1P6740L-S [Qualified at 120V Only] | Indoor Luminaires | Case Lighting | Vertical Refrigerated Case Luminaires | Standard | FALSE | [9 empty] | 5/10/2016 12:00:00 AM | Not Dimmable | Not Dimmable | No | Qualified with GEPS6500NCMUL-SY Driver |  | 1292.35728813559 | 83.4 | 15.5 | 7.9 | 0.98 | 4012 | 97
PYH42SF1 | GE Lighting Solutions | GE | ELV1S6040L-2 [Qualified at 120V Only] | Indoor Luminaires | Case Lighting | Vertical Refrigerated Case Luminaires | Standard | FALSE | [9 empty] | 5/10/2016 12:00:00 AM | Not Dimmable | Not Dimmable | No | Qualified with GEPS6500NCMUL-SY Driver |  | 1084.7 | 87.3 | 12.4 | 8.5 | 0.98 | 3934 | 91.7
PWM3TMQ4 | GE Lighting Solutions | GE | ELV1P6050L-B | Indoor Luminaires | Case Lighting | Vertical Refrigerated Case Luminaires | Standard | FALSE | [9 empty] | 5/10/2016 12:00:00 AM | Not Dimmable | Not Dimmable | No | Qualified with GEPS6100NCCON-SY Driver |  | 1254 | 79.6 | 15.7 | 6.4 | 0.996 | 5020 | 96
PP4KYVF7 | GE Lighting Solutions | GE | ELV1E6050L-2 | Indoor Luminaires | Case Lighting | Vertical Refrigerated Case Luminaires | Standard | FALSE | [9 empty] | 5/10/2016 12:00:00 AM | Not Dimmable | Not Dimmable | No | Qualified with GEPS6100NCCON-SY Driver |  | 605.8 | 95.5 | 6 | 6.4 | 0.996 | 4978 | 81.2
PRME9D9Z | GE Lighting Solutions | GE | ELV1P6740C-B with GEPS6100NCCON-SY | Indoor Luminaires | Case Lighting | Vertical Refrigerated Case Luminaires | Standard | FALSE | [9 empty] | 6/1/2016 12:00:00 AM | Not Dimmable | Not Dimmable | No |  |  | 2403.03790087464 | 88.7222874342115 | 27.0849407783418 | 5.741 | 0.996 | 4028 | 97
P3VWX4FS | GE Lighting Solutions | GE | ELV1P4840C-B with GEPS6100NCCON-SY | Indoor Luminaires | Case Lighting | Vertical Refrigerated Case Luminaires | Standard | FALSE | [9 empty] | 6/1/2016 12:00:00 AM | Not Dimmable | Not Dimmable | No |  |  | 1741.06511175899 | 91.5424769735429 | 19.0192047377327 | 7.69 | 0.99 | 4027 | 97
PB7XHYMN | GE Lighting Solutions | GE | ELV1P6040C-S with GEPS6100NCCON-SY | Indoor Luminaires | Case Lighting | Vertical Refrigerated Case Luminaires | Standard | FALSE | [9 empty] | 6/1/2016 12:00:00 AM | Not Dimmable | Not Dimmable | No |  |  | 2104 | 89.3797790994053 | 23.54 | 5.741 | 0.996 | 4027 | 97
PJ9C2VKB | GE Lighting Solutions | GE | ELV1P6040C-B with GEPS6100NCCON-SY | Indoor Luminaires | Case Lighting | Vertical Refrigerated Case Luminaires | Standard | FALSE | [9 empty] | 6/1/2016 12:00:00 AM | Not Dimmable | Not Dimmable | No |  |  | 2104 | 89.3797790994053 | 23.54 | 5.741 | 0.996 | 4027 | 97
PSB7BEN9 | GE Lighting Solutions | GE | ELV1P6040R-S [Qualified at 120V Only] | Indoor Luminaires | Case Lighting | Vertical Refrigerated Case Luminaires | Standard | FALSE | [9 empty] | 5/10/2016 12:00:00 AM | Not Dimmable | Not Dimmable | No | Qualified with GEPS6500NCMUL-SY Driver |  | 1224 | 79 | 15.47 | 7.71 | 0.98 | 4012 | 97
PRQES2K2 | GE Lighting Solutions | GE | ELV1P6050L-S [Qualified at 120V Only] | Indoor Luminaires | Case Lighting | Vertical Refrigerated Case Luminaires | Standard | FALSE | [9 empty] | 5/10/2016 12:00:00 AM | Not Dimmable | Not Dimmable | No | Qualified with GEPS6500NCMUL-SY Driver |  | 1254 | 81 | 15.42 | 7.71 | 0.98 | 5020 | 96
PTAZPFZC | GE Lighting Solutions | GE | ELV1P4835R-S | Indoor Luminaires | Case Lighting | Vertical Refrigerated Case Luminaires | Standard | FALSE | [9 empty] | 5/10/2016 12:00:00 AM | Not Dimmable | Not Dimmable | No | Qualified with GEPS6100NCCON-SY Driver |  | 964 | 79.9 | 12 | 8.363 | 0.99 | 3464 | 95
PHMRRJUJ | GE Lighting Solutions | GE | ELV1P6035R-B | Indoor Luminaires | Case Lighting | Vertical Refrigerated Case Luminaires | Standard | FALSE | [9 empty] | 5/10/2016 12:00:00 AM | Not Dimmable | Not Dimmable | No | Qualified with GEPS6100NCCON-SY Driver |  | 1123.5 | 71.4 | 15.7 | 6.4 | 0.996 | 3451 | 94.9
P99BJ6PA | GE Lighting Solutions | GE | ELV1P6050L-S | Indoor Luminaires | Case Lighting | Vertical Refrigerated Case Luminaires | Standard | FALSE | [9 empty] | 5/10/2016 12:00:00 AM | Not Dimmable | Not Dimmable | No | Qualified with GEPS6100NCCON-SY Driver |  | 1254 | 79.6 | 15.7 | 6.4 | 0.996 | 5020 | 96
P4DJFGEK | GE Lighting Solutions | GE | ELV1S6040R-1 | Indoor Luminaires | Case Lighting | Vertical Refrigerated Case Luminaires | Standard | FALSE | [9 empty] | 5/10/2016 12:00:00 AM | Not Dimmable | Not Dimmable | No | Qualified with GEPS6100NCCON-SY Driver |  | 1084.7 | 85.5 | 12.7 | 6.4 | 0.996 | 3934 | 91.7
PGQUV3QP | GE Lighting Solutions | GE | ELV1P6735C-B with GEPS6100NCCON-SY | Indoor Luminaires | Case Lighting | Vertical Refrigerated Case Luminaires | Standard | FALSE | [9 empty] | 6/1/2016 12:00:00 AM | Not Dimmable | Not Dimmable | No |  |  | 2350.5 | 86.7825416062772 | 27.0849407783418 | 5.741 | 0.996 | 3475 | 94.7
P9N7K7MM | GE Lighting Solutions | GE | ELV1E6050C-2 with GEPS6100NCCON-SY (120V only) | Indoor Luminaires | Case Lighting | Vertical Refrigerated Case Luminaires | Standard | FALSE | [9 empty] | 7/5/2016 12:00:00 AM | Not Dimmable | Not Dimmable | No |  |  | 1332.2 | 115.944299390775 | 11.49 | 4.973 | 0.997 | 5065 | 81.6
PE1MV73F | GE Lighting Solutions | GE | ELV1P4850R-S | Indoor Luminaires | Case Lighting | Vertical Refrigerated Case Luminaires | Standard | FALSE | [9 empty] | 5/10/2016 12:00:00 AM | Not Dimmable | Not Dimmable | No | Qualified with GEPS6100NCCON-SY Driver |  | 1000 | 82.7 | 12 | 8.363 | 0.99 | 4987 | 96
PAAGJWPX | GE Lighting Solutions | GE | ELV1P6750L-S | Indoor Luminaires | Case Lighting | Vertical Refrigerated Case Luminaires | Standard | FALSE | [9 empty] | 5/10/2016 12:00:00 AM | Not Dimmable | Not Dimmable | No | Qualified with GEPS6100NCCON-SY Driver |  | 1295.8 | 82.3 | 15.7 | 8.363 | 0.99 | 4996 | 95.9
PQSE76UN | GE Lighting Solutions | GE | ELV1P4835R-S [Qualified at 120V Only] | Indoor Luminaires | Case Lighting | Vertical Refrigerated Case Luminaires | Standard | FALSE | [9 empty] | 5/10/2016 12:00:00 AM | Not Dimmable | Not Dimmable | No | Qualified with GEPS6500NCMUL-SY Driver |  | 964 | 81 | 11.8 | 8.39 | 0.98 | 3464 | 95
PYS3KJM4 | GE Lighting Solutions | GE | ELV1P6035R-S [Qualified at 120V Only] | Indoor Luminaires | Case Lighting | Vertical Refrigerated Case Luminaires | Standard | FALSE | [9 empty] | 5/10/2016 12:00:00 AM | Not Dimmable | Not Dimmable | No | Qualified with GEPS6500NCMUL-SY Driver |  | 1180 | 77 | 15.4 | 7.71 | 0.98 | 3467 | 95
P3685T78 | GE Lighting Solutions | GE | ELV1P6050L-B [Qualified at 120V Only] | Indoor Luminaires | Case Lighting | Vertical Refrigerated Case Luminaires | Standard | FALSE | [9 empty] | 5/10/2016 12:00:00 AM | Not Dimmable | Not Dimmable | No | Qualified with GEPS6500NCMUL-SY Driver |  | 1254 | 81 | 15.42 | 7.71 | 0.98 | 5020 | 96
PKU6VJBG | GE Lighting Solutions | GE | ELV1P6740R-S [Qualified at 120V Only] | Indoor Luminaires | Case Lighting | Vertical Refrigerated Case Luminaires | Standard | FALSE | [9 empty] | 5/10/2016 12:00:00 AM | Not Dimmable | Not Dimmable | No | Qualified with GEPS6500NCMUL-SY Driver |  | 1292.35728813559 | 83.4 | 15.5 | 7.9 | 0.98 | 4012 | 97
PNQBSBYX | GE Lighting Solutions | GE | ELV1E6050L-1 [Qualified at 120V Only] | Indoor Luminaires | Case Lighting | Vertical Refrigerated Case Luminaires | Standard | FALSE | [9 empty] | 5/10/2016 12:00:00 AM | Not Dimmable | Not Dimmable | No | Qualified with GEPS6500NCMUL-SY Driver |  | 605.8 | 97.9 | 6.2 | 8.5 | 0.978 | 4978 | 81.2
PYNEQWHQ | GE Lighting Solutions | GE | ELV1E6050C-1 with GEPS6500NCMUL-SY (120V only) | Indoor Luminaires | Case Lighting | Vertical Refrigerated Case Luminaires | Standard | FALSE | [9 empty] | 7/5/2016 12:00:00 AM | Not Dimmable | Not Dimmable | No |  |  | 1332.2 | 112.9 | 11.8 | 8.6 | 0.976 | 5065 | 81.6
PM87W7FM | GE Lighting Solutions | GE | ELV1S6040C-2 with GEPS6100NCCON-SY (120V only) | Indoor Luminaires | Case Lighting | Vertical Refrigerated Case Luminaires | Standard | FALSE | [9 empty] | 7/5/2016 12:00:00 AM | Not Dimmable | Not Dimmable | No |  |  | 1911.8 | 99.3142857142857 | 19.25 | 4.904 | 0.997 | 3960 | 91.6
PKMWTVTZ | GE Lighting Solutions | GE | ELV1P4840C-S with GEPS6500NCMUL-SY (120V only) | Indoor Luminaires | Case Lighting | Vertical Refrigerated Case Luminaires | Standard | FALSE | [9 empty] | 6/1/2016 12:00:00 AM | Not Dimmable | Not Dimmable | No |  |  | 1741.06511175899 | 89 | 19.1 | 7.69 | 0.99 | 4027 | 97
PSF92HT1 | GE Lighting Solutions | Immersion | ELV1S6035L-S with GEPS6100NCCON-SY | Indoor Luminaires | Case Lighting | Vertical Refrigerated Case Luminaires | Standard | TRUE | 1073.4 | 86.7 | 12.4 | 10.7 | 0.895 | 3506 | 90 | 5 | 50000 | 5/3/2016 12:00:00 AM | Not Dimmable | Not Dimmable | No |  |  | 1076.3 | 86.8 | 12.4 | 6 | 0.996 | 3506 | 90
PU986TK7 | GE Lighting Solutions | Immersion | ELV1S6040L-S | Indoor Luminaires | Case Lighting | Vertical Refrigerated Case Luminaires | Standard | TRUE | 1078 | 87 | 12.38 | 8.17 | 0.98 | 3897 | 90 | 5 | 50000 | 4/26/2016 12:00:00 AM | Not Dimmable | Not Dimmable | No | Qualified with GEPS6500NCMUL-SY driver | 3.1 | 1078 | 87 | 12.38 | 8.17 | 0.98 | 3897 | 90
PFMZWP5Y | GE Lighting Solutions | Immersion | ELV1E6040L-S | Indoor Luminaires | Case Lighting | Vertical Refrigerated Case Luminaires | Standard | TRUE | 558 | 88 | 6.36 | 9.28 | 0.97 | 3803 | 81 | 5 | 50000 | 4/26/2016 12:00:00 AM | Not Dimmable | Not Dimmable | No | Qualified with GEPS6500NCMUL-SY driver | 3.1 | 558 | 88 | 6.36 | 9.29 | 0.97 | 3803 | 81
P7HKXSMV | GE Lighting Solutions | Immersion | ELV1E6040L-B | Indoor Luminaires | Case Lighting | Vertical Refrigerated Case Luminaires | Standard | FALSE | [9 empty] | 4/26/2016 12:00:00 AM | Not Dimmable | Not Dimmable | No | Qualified with GEPS6500NCMUL-SY driver |  | 558 | 88 | 6.36 | 9.29 | 0.97 | 3803 | 81
PHRH476F | GE Lighting Solutions | Immersion | ELV1E4850L-B | Indoor Luminaires | Case Lighting | Vertical Refrigerated Case Luminaires | Standard | FALSE | [9 empty] | 4/26/2016 12:00:00 AM | Not Dimmable | Not Dimmable | No | Qualified with GEPS6500NCMUL-SY driver |  | 696.028021015762 | 108.975735245931 | 6.387 | 9.32 | 0.97 | 4780 | 80
PCS6QSWX | GE Lighting Solutions | Immersion | ELV1E4850R-B | Indoor Luminaires | Case Lighting | Vertical Refrigerated Case Luminaires | Standard | FALSE | [9 empty] | 4/26/2016 12:00:00 AM | Not Dimmable | Not Dimmable | No | Qualified with GEPS6500NCMUL-SY driver |  | 696.028021015762 | 108.975735245931 | 6.387 | 9.32 | 0.97 | 4780 | 80
P46D31J1 | GE Lighting Solutions | Immersion | ELV1E6035R-S | Indoor Luminaires | Case Lighting | Vertical Refrigerated Case Luminaires | Standard | FALSE | [9 empty] | 4/26/2016 12:00:00 AM | Not Dimmable | Not Dimmable | No | Qualified with GEPS6500NCMUL-SY driver |  | 571 | 90 | 6.38 | 9.28 | 0.97 | 3548 | 82
P9GXUH2H | GE Lighting Solutions | Immersion | ELV1E6040R-S | Indoor Luminaires | Case Lighting | Vertical Refrigerated Case Luminaires | Standard | FALSE | [9 empty] | 4/26/2016 12:00:00 AM | Not Dimmable | Not Dimmable | No | Qualified with GEPS6500NCMUL-SY driver |  | 558 | 88 | 6.36 | 9.29 | 0.97 | 3803 | 81
PX3EH7F8 | GE Lighting Solutions | Immersion | ELV1E6050R-S | Indoor Luminaires | Case Lighting | Vertical Refrigerated Case Luminaires | Standard | FALSE | [9 empty] | 4/26/2016 12:00:00 AM | Not Dimmable | Not Dimmable | No | Qualified with GEPS6500NCMUL-SY driver |  | 604 | 95 | 6.37 | 9.3 | 0.97 | 4780 | 80
PTF11SFW | GE Lighting Solutions | Immersion | ELV1S4840R-S | Indoor Luminaires | Case Lighting | Vertical Refrigerated Case Luminaires | Standard | FALSE | [9 empty] | 4/26/2016 12:00:00 AM | Not Dimmable | Not Dimmable | No | Qualified with GEPS6500NCMUL-SY driver |  | 860.81636343323 | 93.0612284792681 | 9.25 | 7.86 | 0.98 | 3897 | 90
PWMXGPHY | GE Lighting Solutions | Immersion | ELV1S4850L-S | Indoor Luminaires | Case Lighting | Vertical Refrigerated Case Luminaires | Standard | FALSE | [9 empty] | 4/26/2016 12:00:00 AM | Not Dimmable | Not Dimmable | No | Qualified with GEPS6500NCMUL-SY driver |  | 915.11646799117 | 98.9315100530994 | 9.25 | 7.86 | 0.98 | 4885 | 89
PK3YJS1N | GE Lighting Solutions | Immersion | ELV1S4850R-B | Indoor Luminaires | Case Lighting | Vertical Refrigerated Case Luminaires | Standard | FALSE | [9 empty] | 4/26/2016 12:00:00 AM | Not Dimmable | Not Dimmable | No | Qualified with GEPS6500NCMUL-SY driver |  | 915.11646799117 | 98.9315100530994 | 9.25 | 7.86 | 0.98 | 4885 | 89
PKZDR1CC | GE Lighting Solutions | Immersion | ELV1S6035L-S | Indoor Luminaires | Case Lighting | Vertical Refrigerated Case Luminaires | Standard | FALSE | [9 empty] | 4/26/2016 12:00:00 AM | Not Dimmable | Not Dimmable | No | Qualified with GEPS6500NCMUL-SY driver |  | 1088.24836491699 | 87.8327978141233 | 12.39 | 8.2 | 0.98 | 3489 | 90
PKWM2DZK | GE Lighting Solutions | Immersion | ELV1S6035L-B | Indoor Luminaires | Case Lighting | Vertical Refrigerated Case Luminaires | Standard | FALSE | [9 empty] | 4/26/2016 12:00:00 AM | Not Dimmable | Not Dimmable | No | Qualified with GEPS6500NCMUL-SY driver |  | 1088.24836491699 | 87.8327978141233 | 12.39 | 8.2 | 0.98 | 3489 | 90
PKMJ2931 | GE Lighting Solutions | Immersion | ELV1S6050L-S | Indoor Luminaires | Case Lighting | Vertical Refrigerated Case Luminaires | Standard | FALSE | [9 empty] | 4/26/2016 12:00:00 AM | Not Dimmable | Not Dimmable | No | Qualified with GEPS6500NCMUL-SY driver |  | 1146 | 92 | 12.39 | 8.2 | 0.98 | 4885 | 89
PTSFEC61 | GE Lighting Solutions | Immersion | ELV1S6035R-S | Indoor Luminaires | Case Lighting | Vertical Refrigerated Case Luminaires | Standard | FALSE | [9 empty] | 4/26/2016 12:00:00 AM | Not Dimmable | Not Dimmable | No | Qualified with GEPS6500NCMUL-SY driver |  | 1088.24836491699 | 87.8327978141233 | 12.39 | 8.2 | 0.98 | 3489 | 90
PUGMC8TJ | GE Lighting Solutions | Immersion | ELV1S6050R-B | Indoor Luminaires | Case Lighting | Vertical Refrigerated Case Luminaires | Standard | FALSE | [9 empty] | 4/26/2016 12:00:00 AM | Not Dimmable | Not Dimmable | No | Qualified with GEPS6500NCMUL-SY driver |  | 1146 | 92 | 12.39 | 8.2 | 0.98 | 4885 | 89
PS4TZYQY | GE Lighting Solutions | Immersion | ELV1S6735L-S | Indoor Luminaires | Case Lighting | Vertical Refrigerated Case Luminaires | Standard | FALSE | [9 empty] | 4/26/2016 12:00:00 AM | Not Dimmable | Not Dimmable | No | Qualified with GEPS6500NCMUL-SY driver |  | 1132.5 | 91.1 | 12.4 | 8.3 | 0.98 | 3489 | 90.3
PE8ZBJSF | GE Lighting Solutions | Immersion | ELV1S6740L-S | Indoor Luminaires | Case Lighting | Vertical Refrigerated Case Luminaires | Standard | FALSE | [9 empty] | 4/26/2016 12:00:00 AM | Not Dimmable | Not Dimmable | No | Qualified with GEPS6500NCMUL-SY driver |  | 1121.83490401396 | 90.4705567753195 | 12.4 | 8.3 | 0.98 | 3897 | 90
PGYBRD5B | GE Lighting Solutions | Immersion | ELV1S6740R-S | Indoor Luminaires | Case Lighting | Vertical Refrigerated Case Luminaires | Standard | FALSE | [9 empty] | 4/26/2016 12:00:00 AM | Not Dimmable | Not Dimmable | No | Qualified with GEPS6500NCMUL-SY driver |  | 1121.83490401396 | 90.4705567753195 | 12.4 | 8.3 | 0.98 | 3897 | 90
P9C3UP11 | GE Lighting Solutions | Immersion | ELV1E6735L-S | Indoor Luminaires | Case Lighting | Vertical Refrigerated Case Luminaires | Standard | FALSE | [9 empty] | 4/26/2016 12:00:00 AM | Not Dimmable | Not Dimmable | No | Qualified with GEPS6500NCMUL-SY driver |  | 774.5 | 98.7 | 7.8 | 8.4 | 0.98 | 3548 | 82.1
P54C5WGV | GE Lighting Solutions | Immersion | ELV1E6735R-B | Indoor Luminaires | Case Lighting | Vertical Refrigerated Case Luminaires | Standard | FALSE | [9 empty] | 4/26/2016 12:00:00 AM | Not Dimmable | Not Dimmable | No | Qualified with GEPS6500NCMUL-SY driver |  | 774.5 | 98.7 | 7.8 | 8.4 | 0.98 | 3548 | 82.1
P2EU19JE | GE Lighting Solutions | Immersion | ELV1E6740R-B | Indoor Luminaires | Case Lighting | Vertical Refrigerated Case Luminaires | Standard | FALSE | [9 empty] | 4/26/2016 12:00:00 AM | Not Dimmable | Not Dimmable | No | Qualified with GEPS6500NCMUL-SY driver |  | 756.866900175131 | 97.0342179711707 | 7.8 | 8.4 | 0.98 | 3803 | 81
PQ2A58R2 | GE Lighting Solutions | Immersion | ELV1E6750L-B | Indoor Luminaires | Case Lighting | Vertical Refrigerated Case Luminaires | Standard | FALSE | [9 empty] | 4/26/2016 12:00:00 AM | Not Dimmable | Not Dimmable | No | Qualified with GEPS6500NCMUL-SY driver |  | 819.260945709282 | 105.033454578113 | 7.8 | 8.4 | 0.98 | 4780 | 80
PH1ZK23W | GE Lighting Solutions | Immersion | ELV1E6750R-B | Indoor Luminaires | Case Lighting | Vertical Refrigerated Case Luminaires | Standard | FALSE | [9 empty] | 4/26/2016 12:00:00 AM | Not Dimmable | Not Dimmable | No | Qualified with GEPS6500NCMUL-SY driver |  | 819.260945709282 | 105.033454578113 | 7.8 | 8.4 | 0.98 | 4780 | 80
P3MW5EDA | GE Lighting Solutions | Immersion | ELV1E4835R-B | Indoor Luminaires | Case Lighting | Vertical Refrigerated Case Luminaires | Standard | FALSE | [9 empty] | 4/26/2016 12:00:00 AM | Not Dimmable | Not Dimmable | No | Qualified with GEPS6500NCMUL-SY driver |  | 658 | 103 | 6.387 | 9.32 | 0.97 | 3544 | 82
PZC22AD8 | GE Lighting Solutions | Immersion | ELV1S6035L-B with GEPS6100NCCON-SY | Indoor Luminaires | Case Lighting | Vertical Refrigerated Case Luminaires | Standard | FALSE | [9 empty] | 5/3/2016 12:00:00 AM | Not Dimmable | Not Dimmable | No |  |  | 1076.3 | 86.8 | 12.4 | 6 | 0.996 | 3506 | 90
PA2NMTC4 | GE Lighting Solutions | Immersion | ELV1S6035R-B with GEPS6100NCCON-SY | Indoor Luminaires | Case Lighting | Vertical Refrigerated Case Luminaires | Standard | FALSE | [9 empty] | 5/3/2016 12:00:00 AM | Not Dimmable | Not Dimmable | No |  |  | 1076.3 | 86.8 | 12.4 | 6 | 0.996 | 3506 | 90
PBFPTUHS | GE Lighting Solutions | Immersion | ELV1S6040R-B with GEPS6100NCCON-SY | Indoor Luminaires | Case Lighting | Vertical Refrigerated Case Luminaires | Standard | FALSE | [9 empty] | 5/3/2016 12:00:00 AM | Not Dimmable | Not Dimmable | No |  |  | 1078 | 88 | 12.25 | 5.641 | 0.996 | 3897 | 90
PNCWBT56 | GE Lighting Solutions | Immersion | ELV1S6050R-B with GEPS6100NCCON-SY | Indoor Luminaires | Case Lighting | Vertical Refrigerated Case Luminaires | Standard | FALSE | [9 empty] | 5/3/2016 12:00:00 AM | Not Dimmable | Not Dimmable | No |  |  | 1146 | 92.3 | 12.4 | 6 | 0.996 | 4885 | 89
PD3PCQ9Z | GE Lighting Solutions | Immersion | ELV1E6735R-S with GEPS6100NCCON-SY | Indoor Luminaires | Case Lighting | Vertical Refrigerated Case Luminaires | Standard | FALSE | [9 empty] | 5/3/2016 12:00:00 AM | Not Dimmable | Not Dimmable | No |  |  | 774.5 | 100.3 | 7.7 | 5.641 | 0.996 | 3548 | 82.1
PDHADAME | GE Lighting Solutions | Immersion | ELV1E6740R-S with GEPS6100NCCON-SY | Indoor Luminaires | Case Lighting | Vertical Refrigerated Case Luminaires | Standard | FALSE | [9 empty] | 5/3/2016 12:00:00 AM | Not Dimmable | Not Dimmable | No |  |  | 756.866900175131 | 98.1 | 7.7 | 5.641 | 0.996 | 3803 | 81
PT11134E | GE Lighting Solutions | Immersion | ELV1E6750L-S with GEPS6100NCCON-SY | Indoor Luminaires | Case Lighting | Vertical Refrigerated Case Luminaires | Standard | FALSE | [9 empty] | 5/3/2016 12:00:00 AM | Not Dimmable | Not Dimmable | No |  |  | 819.260945709282 | 106.1 | 7.7 | 5.641 | 0.996 | 4780 | 80
PH4MUECJ | GE Lighting Solutions | Immersion | ELV1E6750L-B with GEPS6100NCCON-SY | Indoor Luminaires | Case Lighting | Vertical Refrigerated Case Luminaires | Standard | FALSE | [9 empty] | 5/3/2016 12:00:00 AM | Not Dimmable | Not Dimmable | No |  |  | 819.260945709282 | 106.1 | 7.7 | 5.641 | 0.996 | 4780 | 80
PMRSQXQ1 | GE Lighting Solutions | Immersion | ELV1E4835R-B with GEPS6100NCCON-SY | Indoor Luminaires | Case Lighting | Vertical Refrigerated Case Luminaires | Standard | FALSE | [9 empty] | 5/3/2016 12:00:00 AM | Not Dimmable | Not Dimmable | No |  |  | 658 | 104.1 | 6.3 | 5.641 | 0.996 | 3544 | 82
PWRQXS49 | GE Lighting Solutions | Immersion | ELV1E4840L-S with GEPS6100NCCON-SY | Indoor Luminaires | Case Lighting | Vertical Refrigerated Case Luminaires | Standard | FALSE | [9 empty] | 5/3/2016 12:00:00 AM | Not Dimmable | Not Dimmable | No |  |  | 643.019264448336 | 101.7 | 6.3 | 5.641 | 0.996 | 3803 | 81
PCF817PF | GE Lighting Solutions | Immersion | ELV1E4850R-B with GEPS6100NCCON-SY | Indoor Luminaires | Case Lighting | Vertical Refrigerated Case Luminaires | Standard | FALSE | [9 empty] | 5/3/2016 12:00:00 AM | Not Dimmable | Not Dimmable | No |  |  | 696.028021015762 | 110.1 | 6.3 | 5.641 | 0.996 | 4780 | 80
PX16CF1C | GE Lighting Solutions | Immersion | ELV1E6040L-S with GEPS6100NCCON-SY | Indoor Luminaires | Case Lighting | Vertical Refrigerated Case Luminaires | Standard | FALSE | [9 empty] | 5/3/2016 12:00:00 AM | Not Dimmable | Not Dimmable | No |  |  | 558 | 88.7 | 6.3 | 5.641 | 0.996 | 3803 | 81
PS24TW31 | GE Lighting Solutions | Immersion | ELV1E6040R-S with GEPS6100NCCON-SY | Indoor Luminaires | Case Lighting | Vertical Refrigerated Case Luminaires | Standard | FALSE | [9 empty] | 5/3/2016 12:00:00 AM | Not Dimmable | Not Dimmable | No |  |  | 558 | 88.7 | 6.3 | 5.641 | 0.996 | 3803 | 81
P4D2ZM5U | GE Lighting Solutions | Immersion | ELV1S4835L-S with GEPS6100NCCON-SY | Indoor Luminaires | Case Lighting | Vertical Refrigerated Case Luminaires | Standard | FALSE | [9 empty] | 5/3/2016 12:00:00 AM | Not Dimmable | Not Dimmable | No |  |  | 869 | 94.9 | 9.2 | 5.641 | 0.996 | 3494 | 90
PH6TBRZY | GE Lighting Solutions | Immersion | ELV1S4840L-B with GEPS6100NCCON-SY | Indoor Luminaires | Case Lighting | Vertical Refrigerated Case Luminaires | Standard | FALSE | [9 empty] | 5/3/2016 12:00:00 AM | Not Dimmable | Not Dimmable | No |  |  | 860.81636343323 | 94 | 9.2 | 5.641 | 0.996 | 3897 | 90
PY6K4VTH | GE Lighting Solutions | Immersion | ELV1S4840R-S with GEPS6100NCCON-SY | Indoor Luminaires | Case Lighting | Vertical Refrigerated Case Luminaires | Standard | FALSE | [9 empty] | 5/3/2016 12:00:00 AM | Not Dimmable | Not Dimmable | No |  |  | 860.81636343323 | 94 | 9.2 | 5.641 | 0.996 | 3897 | 90
PTGQJYZV | GE Lighting Solutions | Immersion | ELV1S4850L-S with GEPS6100NCCON-SY | Indoor Luminaires | Case Lighting | Vertical Refrigerated Case Luminaires | Standard | FALSE | [9 empty] | 5/3/2016 12:00:00 AM | Not Dimmable | Not Dimmable | No |  |  | 915.11646799117 | 100 | 9.2 | 5.641 | 0.996 | 4885 | 89
PHFFVR7Y | GE Lighting Solutions | Immersion | ELV1S6750L-S | Indoor Luminaires | Case Lighting | Vertical Refrigerated Case Luminaires | Standard | FALSE | [9 empty] | 4/26/2016 12:00:00 AM | Not Dimmable | Not Dimmable | No | Qualified with GEPS6500NCMUL-SY driver |  | 1192.6 | 96.5 | 12.4 | 8.2 | 0.98 | 4893 | 89.5
PNQZ4PPJ | GE Lighting Solutions | Immersion | ELV1S6750R-S | Indoor Luminaires | Case Lighting | Vertical Refrigerated Case Luminaires | Standard | FALSE | [9 empty] | 4/26/2016 12:00:00 AM | Not Dimmable | Not Dimmable | No | Qualified with GEPS6500NCMUL-SY driver |  | 1192.6 | 96.5 | 12.4 | 8.2 | 0.98 | 4893 | 89.5
PCYH2FNB | GE Lighting Solutions | Immersion | ELV1E6050R-S with GEPS6100NCCON-SY | Indoor Luminaires | Case Lighting | Vertical Refrigerated Case Luminaires | Standard | FALSE | [9 empty] | 5/3/2016 12:00:00 AM | Not Dimmable | Not Dimmable | No |  |  | 604 | 95.8 | 6.3 | 5.641 | 0.996 | 4780 | 80
PMPX3EPS | GE Lighting Solutions | Immersion | ELV1S6750R-S with GEPS6100NCCON-SY | Indoor Luminaires | Case Lighting | Vertical Refrigerated Case Luminaires | Standard | FALSE | [9 empty] | 5/3/2016 12:00:00 AM | Not Dimmable | Not Dimmable | No |  |  | 1192.6 | 97.2 | 12.3 | 5.641 | 0.996 | 4893 | 89.5
PFJ2B215 | GE Lighting Solutions | Immersion | ELV1S6740R-S with GEPS6100NCCON-SY | Indoor Luminaires | Case Lighting | Vertical Refrigerated Case Luminaires | Standard | FALSE | [9 empty] | 5/3/2016 12:00:00 AM | Not Dimmable | Not Dimmable | No |  |  | 1121.83490401396 | 91.4 | 12.3 | 5.641 | 0.996 | 3897 | 90
P8EDWAWG | GE Lighting Solutions | Immersion | ELV1S6040L-B | Indoor Luminaires | Case Lighting | Vertical Refrigerated Case Luminaires | Standard | FALSE | [9 empty] | 4/26/2016 12:00:00 AM | Not Dimmable | Not Dimmable | No | Qualified with GEPS6500NCMUL-SY driver |  | 1078 | 87 | 12.38 | 8.17 | 0.98 | 3897 | 90
PCUTD1N7 | GE Lighting Solutions | Immersion | ELV1E6035L-B | Indoor Luminaires | Case Lighting | Vertical Refrigerated Case Luminaires | Standard | FALSE | [9 empty] | 4/26/2016 12:00:00 AM | Not Dimmable | Not Dimmable | No | Qualified with GEPS6500NCMUL-SY driver |  | 571 | 90 | 6.38 | 9.28 | 0.97 | 3548 | 82
PM9AY8D6 | GE Lighting Solutions | Immersion | ELV1E6050L-S | Indoor Luminaires | Case Lighting | Vertical Refrigerated Case Luminaires | Standard | FALSE | [9 empty] | 4/26/2016 12:00:00 AM | Not Dimmable | Not Dimmable | No | Qualified with GEPS6500NCMUL-SY driver |  | 604 | 95 | 6.37 | 9.3 | 0.97 | 4780 | 80
PX12XH15 | GE Lighting Solutions | Immersion | ELV1E4840L-B | Indoor Luminaires | Case Lighting | Vertical Refrigerated Case Luminaires | Standard | FALSE | [9 empty] | 4/26/2016 12:00:00 AM | Not Dimmable | Not Dimmable | No | Qualified with GEPS6500NCMUL-SY driver |  | 643.019264448336 | 100.676258720579 | 6.387 | 9.32 | 0.97 | 3803 | 81
PXN5VQPU | GE Lighting Solutions | Immersion | ELV1S6050L-B | Indoor Luminaires | Case Lighting | Vertical Refrigerated Case Luminaires | Standard | FALSE | [9 empty] | 4/26/2016 12:00:00 AM | Not Dimmable | Not Dimmable | No | Qualified with GEPS6500NCMUL-SY driver |  | 1146 | 92 | 12.39 | 8.2 | 0.98 | 4885 | 89
PWBMJXMY | GE Lighting Solutions | Immersion | ELV1S4840L-S | Indoor Luminaires | Case Lighting | Vertical Refrigerated Case Luminaires | Standard | FALSE | [9 empty] | 4/26/2016 12:00:00 AM | Not Dimmable | Not Dimmable | No | Qualified with GEPS6500NCMUL-SY driver |  | 860.81636343323 | 93.0612284792681 | 9.25 | 7.86 | 0.98 | 3897 | 90
PW3W2M6W | GE Lighting Solutions | Immersion | ELV1E6040R-B | Indoor Luminaires | Case Lighting | Vertical Refrigerated Case Luminaires | Standard | FALSE | [9 empty] | 4/26/2016 12:00:00 AM | Not Dimmable | Not Dimmable | No | Qualified with GEPS6500NCMUL-SY driver |  | 558 | 88 | 6.36 | 9.29 | 0.97 | 3803 | 81
P7GATVR1 | GE Lighting Solutions | Immersion | ELV1E6035R-B | Indoor Luminaires | Case Lighting | Vertical Refrigerated Case Luminaires | Standard | FALSE | [9 empty] | 4/26/2016 12:00:00 AM | Not Dimmable | Not Dimmable | No | Qualified with GEPS6500NCMUL-SY driver |  | 571 | 90 | 6.38 | 9.28 | 0.97 | 3548 | 82
P2H8UQ4J | GE Lighting Solutions | Immersion | ELV1E6735L-B with GEPS6100NCCON-SY | Indoor Luminaires | Case Lighting | Vertical Refrigerated Case Luminaires | Standard | FALSE | [9 empty] | 5/3/2016 12:00:00 AM | Not Dimmable | Not Dimmable | No |  |  | 774.5 | 100.3 | 7.7 | 5.641 | 0.996 | 3548 | 82.1
PUQ5RM1P | GE Lighting Solutions | Immersion | ELV1E6750R-S with GEPS6100NCCON-SY | Indoor Luminaires | Case Lighting | Vertical Refrigerated Case Luminaires | Standard | FALSE | [9 empty] | 5/3/2016 12:00:00 AM | Not Dimmable | Not Dimmable | No |  |  | 819.260945709282 | 106.1 | 7.7 | 5.641 | 0.996 | 4780 | 80
PGVUKBF5 | GE Lighting Solutions | Immersion | ELV1S4835R-B with GEPS6100NCCON-SY | Indoor Luminaires | Case Lighting | Vertical Refrigerated Case Luminaires | Standard | FALSE | [9 empty] | 5/3/2016 12:00:00 AM | Not Dimmable | Not Dimmable | No |  |  | 869 | 94.9 | 9.2 | 5.641 | 0.996 | 3494 | 90
PCT3JWVM | GE Lighting Solutions | Immersion | ELV1S6050R-S with GEPS6100NCCON-SY | Indoor Luminaires | Case Lighting | Vertical Refrigerated Case Luminaires | Standard | FALSE | [9 empty] | 5/3/2016 12:00:00 AM | Not Dimmable | Not Dimmable | No |  |  | 1146 | 92.3 | 12.4 | 6 | 0.996 | 4885 | 89
PWAEH6YF | GE Lighting Solutions | Immersion | ELV1E6740L-S with GEPS6100NCCON-SY | Indoor Luminaires | Case Lighting | Vertical Refrigerated Case Luminaires | Standard | FALSE | [9 empty] | 5/3/2016 12:00:00 AM | Not Dimmable | Not Dimmable | No |  |  | 756.866900175131 | 98.1 | 7.7 | 5.641 | 0.996 | 3803 | 81
PXFAU61F | GE Lighting Solutions | Immersion | ELV1E4850R-S with GEPS6100NCCON-SY | Indoor Luminaires | Case Lighting | Vertical Refrigerated Case Luminaires | Standard | FALSE | [9 empty] | 5/3/2016 12:00:00 AM | Not Dimmable | Not Dimmable | No |  |  | 696.028021015762 | 110.1 | 6.3 | 5.641 | 0.996 | 4780 | 80
PM4C8W72 | GE Lighting Solutions | Immersion | ELV1E6035R-S with GEPS6100NCCON-SY | Indoor Luminaires | Case Lighting | Vertical Refrigerated Case Luminaires | Standard | FALSE | [9 empty] | 5/3/2016 12:00:00 AM | Not Dimmable | Not Dimmable | No |  |  | 571 | 90.4 | 6.3 | 5.641 | 0.996 | 3548 | 82
PTNPPMPW | GE Lighting Solutions | Immersion | ELV1E6050L-S with GEPS6100NCCON-SY | Indoor Luminaires | Case Lighting | Vertical Refrigerated Case Luminaires | Standard | FALSE | [9 empty] | 5/3/2016 12:00:00 AM | Not Dimmable | Not Dimmable | No |  |  | 604 | 95.8 | 6.3 | 5.641 | 0.996 | 4780 | 80
PQEKJTRH | GE Lighting Solutions | Immersion | ELV1S4835R-S with GEPS6100NCCON-SY | Indoor Luminaires | Case Lighting | Vertical Refrigerated Case Luminaires | Standard | FALSE | [9 empty] | 5/3/2016 12:00:00 AM | Not Dimmable | Not Dimmable | No |  |  | 869 | 94.9 | 9.2 | 5.641 | 0.996 | 3494 | 90
PZFCTSPF | GE Lighting Solutions | Immersion | ELV1S4850L-B with GEPS6100NCCON-SY | Indoor Luminaires | Case Lighting | Vertical Refrigerated Case Luminaires | Standard | FALSE | [9 empty] | 5/3/2016 12:00:00 AM | Not Dimmable | Not Dimmable | No |  |  | 915.11646799117 | 100 | 9.2 | 5.641 | 0.996 | 4885 | 89
P1GKCEBE | GE Lighting Solutions | Immersion | ELV1S6035R-S with GEPS6100NCCON-SY | Indoor Luminaires | Case Lighting | Vertical Refrigerated Case Luminaires | Standard | FALSE | [9 empty] | 5/3/2016 12:00:00 AM | Not Dimmable | Not Dimmable | No |  |  | 1076.3 | 86.8 | 12.4 | 6 | 0.996 | 3506 | 90
PYVJ8XEB | GE Lighting Solutions | Immersion | ELV1S6735R-B with GEPS6100NCCON-SY | Indoor Luminaires | Case Lighting | Vertical Refrigerated Case Luminaires | Standard | FALSE | [9 empty] | 5/3/2016 12:00:00 AM | Not Dimmable | Not Dimmable | No |  |  | 1132.5 | 92.3 | 12.3 | 5.641 | 0.996 | 3489 | 90.3
P355A4RY | GE Lighting Solutions | Immersion | ELV1S6735L-B | Indoor Luminaires | Case Lighting | Vertical Refrigerated Case Luminaires | Standard | FALSE | [9 empty] | 4/26/2016 12:00:00 AM | Not Dimmable | Not Dimmable | No | Qualified with GEPS6500NCMUL-SY driver |  | 1132.5 | 91.1 | 12.4 | 8.3 | 0.98 | 3489 | 90.3
P4VNEMR3 | GE Lighting Solutions | Immersion | ELV1E6740R-S | Indoor Luminaires | Case Lighting | Vertical Refrigerated Case Luminaires | Standard | FALSE | [9 empty] | 4/26/2016 12:00:00 AM | Not Dimmable | Not Dimmable | No | Qualified with GEPS6500NCMUL-SY driver |  | 756.866900175131 | 97.0342179711707 | 7.8 | 8.4 | 0.98 | 3803 | 81
P7EJCKHA | GE Lighting Solutions | Immersion | ELV1E4835L-S | Indoor Luminaires | Case Lighting | Vertical Refrigerated Case Luminaires | Standard | FALSE | [9 empty] | 4/26/2016 12:00:00 AM | Not Dimmable | Not Dimmable | No | Qualified with GEPS6500NCMUL-SY driver |  | 658 | 103 | 6.387 | 9.32 | 0.97 | 3544 | 82
PK5W66F3 | GE Lighting Solutions | Immersion | ELV1S6040R-S | Indoor Luminaires | Case Lighting | Vertical Refrigerated Case Luminaires | Standard | FALSE | [9 empty] | 4/26/2016 12:00:00 AM | Not Dimmable | Not Dimmable | No | Qualified with GEPS6500NCMUL-SY driver |  | 1078 | 87 | 12.38 | 8.17 | 0.98 | 3897 | 90
PP39QCCX | GE Lighting Solutions | Immersion | ELV1S4840R-B with GEPS6100NCCON-SY | Indoor Luminaires | Case Lighting | Vertical Refrigerated Case Luminaires | Standard | FALSE | [9 empty] | 5/3/2016 12:00:00 AM | Not Dimmable | Not Dimmable | No |  |  | 860.81636343323 | 94 | 9.2 | 5.641 | 0.996 | 3897 | 90
PE817621 | GE Lighting Solutions | Immersion | ELV1S6050L-B with GEPS6100NCCON-SY | Indoor Luminaires | Case Lighting | Vertical Refrigerated Case Luminaires | Standard | FALSE | [9 empty] | 5/3/2016 12:00:00 AM | Not Dimmable | Not Dimmable | No |  |  | 1146 | 92.3 | 12.4 | 6 | 0.996 | 4885 | 89
PPEG1TM9 | GE Lighting Solutions | Immersion | ELV1S4835R-S | Indoor Luminaires | Case Lighting | Vertical Refrigerated Case Luminaires | Standard | FALSE | [9 empty] | 4/26/2016 12:00:00 AM | Not Dimmable | Not Dimmable | No | Qualified with GEPS6500NCMUL-SY driver |  | 869 | 93.9 | 9.25 | 7.86 | 0.98 | 3494 | 90
P4Q3G9DK | GE Lighting Solutions | Immersion | ELV1S6035R-B | Indoor Luminaires | Case Lighting | Vertical Refrigerated Case Luminaires | Standard | FALSE | [9 empty] | 4/26/2016 12:00:00 AM | Not Dimmable | Not Dimmable | No | Qualified with GEPS6500NCMUL-SY driver |  | 1088.24836491699 | 87.8327978141233 | 12.39 | 8.2 | 0.98 | 3489 | 90
P99S2MRT | GE Lighting Solutions | Immersion | ELV1E4840L-S | Indoor Luminaires | Case Lighting | Vertical Refrigerated Case Luminaires | Standard | FALSE | [9 empty] | 4/26/2016 12:00:00 AM | Not Dimmable | Not Dimmable | No | Qualified with GEPS6500NCMUL-SY driver |  | 643.019264448336 | 100.676258720579 | 6.387 | 9.32 | 0.97 | 3803 | 81
PNQ723FD | GE Lighting Solutions | Immersion | ELV1E4840R-B | Indoor Luminaires | Case Lighting | Vertical Refrigerated Case Luminaires | Standard | FALSE | [9 empty] | 4/26/2016 12:00:00 AM | Not Dimmable | Not Dimmable | No | Qualified with GEPS6500NCMUL-SY driver |  | 643.019264448336 | 100.676258720579 | 6.387 | 9.32 | 0.97 | 3803 | 81
PKU5EBJK | GE Lighting Solutions | Immersion | ELV1E6735L-S with GEPS6100NCCON-SY | Indoor Luminaires | Case Lighting | Vertical Refrigerated Case Luminaires | Standard | FALSE | [9 empty] | 5/3/2016 12:00:00 AM | Not Dimmable | Not Dimmable | No |  |  | 774.5 | 100.3 | 7.7 | 5.641 | 0.996 | 3548 | 82.1
PTAEQMSS | GE Lighting Solutions | Immersion | ELV1E6735R-B with GEPS6100NCCON-SY | Indoor Luminaires | Case Lighting | Vertical Refrigerated Case Luminaires | Standard | FALSE | [9 empty] | 5/3/2016 12:00:00 AM | Not Dimmable | Not Dimmable | No |  |  | 774.5 | 100.3 | 7.7 | 5.641 | 0.996 | 3548 | 82.1
PTHSE546 | GE Lighting Solutions | Immersion | ELV1E4835L-B with GEPS6100NCCON-SY | Indoor Luminaires | Case Lighting | Vertical Refrigerated Case Luminaires | Standard | FALSE | [9 empty] | 5/3/2016 12:00:00 AM | Not Dimmable | Not Dimmable | No |  |  | 658 | 104.1 | 6.3 | 5.641 | 0.996 | 3544 | 82
PABP5Z8A | GE Lighting Solutions | Immersion | ELV1E4840L-B with GEPS6100NCCON-SY | Indoor Luminaires | Case Lighting | Vertical Refrigerated Case Luminaires | Standard | FALSE | [9 empty] | 5/3/2016 12:00:00 AM | Not Dimmable | Not Dimmable | No |  |  | 643.019264448336 | 101.7 | 6.3 | 5.641 | 0.996 | 3803 | 81
PM3ZX9V7 | GE Lighting Solutions | Immersion | ELV1E4850L-S with GEPS6100NCCON-SY | Indoor Luminaires | Case Lighting | Vertical Refrigerated Case Luminaires | Standard | FALSE | [9 empty] | 5/3/2016 12:00:00 AM | Not Dimmable | Not Dimmable | No |  |  | 696.028021015762 | 110.1 | 6.3 | 5.641 | 0.996 | 4780 | 80
PM63KRQG | GE Lighting Solutions | Immersion | ELV1E6040R-B with GEPS6100NCCON-SY | Indoor Luminaires | Case Lighting | Vertical Refrigerated Case Luminaires | Standard | FALSE | [9 empty] | 5/3/2016 12:00:00 AM | Not Dimmable | Not Dimmable | No |  |  | 558 | 88.7 | 6.3 | 5.641 | 0.996 | 3803 | 81
P883ACGG | GE Lighting Solutions | Immersion | ELV1S6040L-S with GEPS6100NCCON-SY | Indoor Luminaires | Case Lighting | Vertical Refrigerated Case Luminaires | Standard | FALSE | [9 empty] | 5/3/2016 12:00:00 AM | Not Dimmable | Not Dimmable | No |  |  | 1078 | 88 | 12.25 | 5.641 | 0.996 | 3897 | 90
PSU3V4H9 | GE Lighting Solutions | Immersion | ELV1S6735R-S with GEPS6100NCCON-SY | Indoor Luminaires | Case Lighting | Vertical Refrigerated Case Luminaires | Standard | FALSE | [9 empty] | 5/3/2016 12:00:00 AM | Not Dimmable | Not Dimmable | No |  |  | 1132.5 | 92.3 | 12.3 | 5.641 | 0.996 | 3489 | 90.3
PSSRA7S3 | GE Lighting Solutions | Immersion | ELV1E6735L-B | Indoor Luminaires | Case Lighting | Vertical Refrigerated Case Luminaires | Standard | FALSE | [9 empty] | 4/26/2016 12:00:00 AM | Not Dimmable | Not Dimmable | No | Qualified with GEPS6500NCMUL-SY driver |  | 774.5 | 98.7 | 7.8 | 8.4 | 0.98 | 3548 | 82.1
PS7GN9WR | GE Lighting Solutions | Immersion | ELV1S4850R-S | Indoor Luminaires | Case Lighting | Vertical Refrigerated Case Luminaires | Standard | FALSE | [9 empty] | 4/26/2016 12:00:00 AM | Not Dimmable | Not Dimmable | No | Qualified with GEPS6500NCMUL-SY driver |  | 915.11646799117 | 98.9315100530994 | 9.25 | 7.86 | 0.98 | 4885 | 89
PRWMTC91 | GE Lighting Solutions | Immersion | ELV1S6735R-B | Indoor Luminaires | Case Lighting | Vertical Refrigerated Case Luminaires | Standard | FALSE | [9 empty] | 4/26/2016 12:00:00 AM | Not Dimmable | Not Dimmable | No | Qualified with GEPS6500NCMUL-SY driver |  | 1132.5 | 91.1 | 12.4 | 8.3 | 0.98 | 3489 | 90.3
P4H9G8Y9 | GE Lighting Solutions | Immersion | ELV1E6740L-B with GEPS6100NCCON-SY | Indoor Luminaires | Case Lighting | Vertical Refrigerated Case Luminaires | Standard | FALSE | [9 empty] | 5/3/2016 12:00:00 AM | Not Dimmable | Not Dimmable | No |  |  | 756.866900175131 | 98.1 | 7.7 | 5.641 | 0.996 | 3803 | 81
PK2M81P3 | GE Lighting Solutions | Immersion | ELV1E6740R-B with GEPS6100NCCON-SY | Indoor Luminaires | Case Lighting | Vertical Refrigerated Case Luminaires | Standard | FALSE | [9 empty] | 5/3/2016 12:00:00 AM | Not Dimmable | Not Dimmable | No |  |  | 756.866900175131 | 98.1 | 7.7 | 5.641 | 0.996 | 3803 | 81
P3DKKEMM | GE Lighting Solutions | Immersion | ELV1E6750R-B with GEPS6100NCCON-SY | Indoor Luminaires | Case Lighting | Vertical Refrigerated Case Luminaires | Standard | FALSE | [9 empty] | 5/3/2016 12:00:00 AM | Not Dimmable | Not Dimmable | No |  |  | 819.260945709282 | 106.1 | 7.7 | 5.641 | 0.996 | 4780 | 80
PH3JEKPM | GE Lighting Solutions | Immersion | ELV1E4835L-S with GEPS6100NCCON-SY | Indoor Luminaires | Case Lighting | Vertical Refrigerated Case Luminaires | Standard | FALSE | [9 empty] | 5/3/2016 12:00:00 AM | Not Dimmable | Not Dimmable | No |  |  | 658 | 104.1 | 6.3 | 5.641 | 0.996 | 3544 | 82
PQZV5H51 | GE Lighting Solutions | Immersion | ELV1E4835R-S with GEPS6100NCCON-SY | Indoor Luminaires | Case Lighting | Vertical Refrigerated Case Luminaires | Standard | FALSE | [9 empty] | 5/3/2016 12:00:00 AM | Not Dimmable | Not Dimmable | No |  |  | 658 | 104.1 | 6.3 | 5.641 | 0.996 | 3544 | 82
PFPMR7TN | GE Lighting Solutions | Immersion | ELV1E4840R-S with GEPS6100NCCON-SY | Indoor Luminaires | Case Lighting | Vertical Refrigerated Case Luminaires | Standard | FALSE | [9 empty] | 5/3/2016 12:00:00 AM | Not Dimmable | Not Dimmable | No |  |  | 643.019264448336 | 101.7 | 6.3 | 5.641 | 0.996 | 3803 | 81
PQZR7SV6 | GE Lighting Solutions | Immersion | ELV1E4840R-B with GEPS6100NCCON-SY | Indoor Luminaires | Case Lighting | Vertical Refrigerated Case Luminaires | Standard | FALSE | [9 empty] | 5/3/2016 12:00:00 AM | Not Dimmable | Not Dimmable | No |  |  | 643.019264448336 | 101.7 | 6.3 | 5.641 | 0.996 | 3803 | 81
P3BSP96Q | GE Lighting Solutions | Immersion | ELV1E4850L-B with GEPS6100NCCON-SY | Indoor Luminaires | Case Lighting | Vertical Refrigerated Case Luminaires | Standard | FALSE | [9 empty] | 5/3/2016 12:00:00 AM | Not Dimmable | Not Dimmable | No |  |  | 696.028021015762 | 110.1 | 6.3 | 5.641 | 0.996 | 4780 | 80
P1919JCY | GE Lighting Solutions | Immersion | ELV1E6035L-S with GEPS6100NCCON-SY | Indoor Luminaires | Case Lighting | Vertical Refrigerated Case Luminaires | Standard | FALSE | [9 empty] | 5/3/2016 12:00:00 AM | Not Dimmable | Not Dimmable | No |  |  | 571 | 90.4 | 6.3 | 5.641 | 0.996 | 3548 | 82
PHZH1PDN | GE Lighting Solutions | Immersion | ELV1E6035L-B with GEPS6100NCCON-SY | Indoor Luminaires | Case Lighting | Vertical Refrigerated Case Luminaires | Standard | FALSE | [9 empty] | 5/3/2016 12:00:00 AM | Not Dimmable | Not Dimmable | No |  |  | 571 | 90.4 | 6.3 | 5.641 | 0.996 | 3548 | 82
PTRPV51J | GE Lighting Solutions | Immersion | ELV1E6035R-B with GEPS6100NCCON-SY | Indoor Luminaires | Case Lighting | Vertical Refrigerated Case Luminaires | Standard | FALSE | [9 empty] | 5/3/2016 12:00:00 AM | Not Dimmable | Not Dimmable | No |  |  | 571 | 90.4 | 6.3 | 5.641 | 0.996 | 3548 | 82
PC2P142P | GE Lighting Solutions | Immersion | ELV1E6040L-B with GEPS6100NCCON-SY | Indoor Luminaires | Case Lighting | Vertical Refrigerated Case Luminaires | Standard | FALSE | [9 empty] | 5/3/2016 12:00:00 AM | Not Dimmable | Not Dimmable | No |  |  | 558 | 88.7 | 6.3 | 5.641 | 0.996 | 3803 | 81
P8MYGNKJ | GE Lighting Solutions | Immersion | ELV1E6050L-B with GEPS6100NCCON-SY | Indoor Luminaires | Case Lighting | Vertical Refrigerated Case Luminaires | Standard | FALSE | [9 empty] | 5/3/2016 12:00:00 AM | Not Dimmable | Not Dimmable | No |  |  | 604 | 95.8 | 6.3 | 5.641 | 0.996 | 4780 | 80
PYUCH7UM | GE Lighting Solutions | Immersion | ELV1E6050R-B with GEPS6100NCCON-SY | Indoor Luminaires | Case Lighting | Vertical Refrigerated Case Luminaires | Standard | FALSE | [9 empty] | 5/3/2016 12:00:00 AM | Not Dimmable | Not Dimmable | No |  |  | 604 | 95.8 | 6.3 | 5.641 | 0.996 | 4780 | 80
PPAMSN3T | GE Lighting Solutions | Immersion | ELV1S4835L-B with GEPS6100NCCON-SY | Indoor Luminaires | Case Lighting | Vertical Refrigerated Case Luminaires | Standard | FALSE | [9 empty] | 5/3/2016 12:00:00 AM | Not Dimmable | Not Dimmable | No |  |  | 869 | 94.9 | 9.2 | 5.641 | 0.996 | 3494 | 90
P3KEP4KE | GE Lighting Solutions | Immersion | ELV1S4840L-S with GEPS6100NCCON-SY | Indoor Luminaires | Case Lighting | Vertical Refrigerated Case Luminaires | Standard | FALSE | [9 empty] | 5/3/2016 12:00:00 AM | Not Dimmable | Not Dimmable | No |  |  | 860.81636343323 | 94 | 9.2 | 5.641 | 0.996 | 3897 | 90
PJ3GB2VU | GE Lighting Solutions | Immersion | ELV1S4850R-S with GEPS6100NCCON-SY | Indoor Luminaires | Case Lighting | Vertical Refrigerated Case Luminaires | Standard | FALSE | [9 empty] | 5/3/2016 12:00:00 AM | Not Dimmable | Not Dimmable | No |  |  | 915.11646799117 | 100 | 9.2 | 5.641 | 0.996 | 4885 | 89
PYJSRXWP | GE Lighting Solutions | Immersion | ELV1S4850R-B with GEPS6100NCCON-SY | Indoor Luminaires | Case Lighting | Vertical Refrigerated Case Luminaires | Standard | FALSE | [9 empty] | 5/3/2016 12:00:00 AM | Not Dimmable | Not Dimmable | No |  |  | 915.11646799117 | 100 | 9.2 | 5.641 | 0.996 | 4885 | 89
PAD2J6RV | GE Lighting Solutions | Immersion | ELV1S6040L-B with GEPS6100NCCON-SY | Indoor Luminaires | Case Lighting | Vertical Refrigerated Case Luminaires | Standard | FALSE | [9 empty] | 5/3/2016 12:00:00 AM | Not Dimmable | Not Dimmable | No |  |  | 1078 | 88 | 12.25 | 5.641 | 0.996 | 3897 | 90
PZQK1RV8 | GE Lighting Solutions | Immersion | ELV1S6040R-S with GEPS6100NCCON-SY | Indoor Luminaires | Case Lighting | Vertical Refrigerated Case Luminaires | Standard | FALSE | [9 empty] | 5/3/2016 12:00:00 AM | Not Dimmable | Not Dimmable | No |  |  | 1078 | 88 | 12.25 | 5.641 | 0.996 | 3897 | 90
PPWQ1Q61 | GE Lighting Solutions | Immersion | ELV1S6050L-S with GEPS6100NCCON-SY | Indoor Luminaires | Case Lighting | Vertical Refrigerated Case Luminaires | Standard | FALSE | [9 empty] | 5/3/2016 12:00:00 AM | Not Dimmable | Not Dimmable | No |  |  | 1146 | 92.3 | 12.4 | 6 | 0.996 | 4885 | 89
P2QTT81W | GE Lighting Solutions | Immersion | ELV1S6735L-S with GEPS6100NCCON-SY | Indoor Luminaires | Case Lighting | Vertical Refrigerated Case Luminaires | Standard | FALSE | [9 empty] | 5/3/2016 12:00:00 AM | Not Dimmable | Not Dimmable | No |  |  | 1132.5 | 92.3 | 12.3 | 5.641 | 0.996 | 3489 | 90.3
PTNUSU4V | GE Lighting Solutions | Immersion | ELV1S6735L-B with GEPS6100NCCON-SY | Indoor Luminaires | Case Lighting | Vertical Refrigerated Case Luminaires | Standard | FALSE | [9 empty] | 5/3/2016 12:00:00 AM | Not Dimmable | Not Dimmable | No |  |  | 1132.5 | 92.3 | 12.3 | 5.641 | 0.996 | 3489 | 90.3
PT4Z6A4N | GE Lighting Solutions | Immersion | ELV1S6740L-S with GEPS6100NCCON-SY | Indoor Luminaires | Case Lighting | Vertical Refrigerated Case Luminaires | Standard | FALSE | [9 empty] | 5/3/2016 12:00:00 AM | Not Dimmable | Not Dimmable | No |  |  | 1121.83490401396 | 91.4 | 12.3 | 5.641 | 0.996 | 3897 | 90
PUHP8ADV | GE Lighting Solutions | Immersion | ELV1S6740L-B with GEPS6100NCCON-SY | Indoor Luminaires | Case Lighting | Vertical Refrigerated Case Luminaires | Standard | FALSE | [9 empty] | 5/3/2016 12:00:00 AM | Not Dimmable | Not Dimmable | No |  |  | 1121.83490401396 | 91.4 | 12.3 | 5.641 | 0.996 | 3897 | 90
PT3RZX7D | GE Lighting Solutions | Immersion | ELV1S6740R-B with GEPS6100NCCON-SY | Indoor Luminaires | Case Lighting | Vertical Refrigerated Case Luminaires | Standard | FALSE | [9 empty] | 5/3/2016 12:00:00 AM | Not Dimmable | Not Dimmable | No |  |  | 1121.83490401396 | 91.4 | 12.3 | 5.641 | 0.996 | 3897 | 90
P4HVKVV9 | GE Lighting Solutions | Immersion | ELV1S6750L-S with GEPS6100NCCON-SY | Indoor Luminaires | Case Lighting | Vertical Refrigerated Case Luminaires | Standard | FALSE | [9 empty] | 5/3/2016 12:00:00 AM | Not Dimmable | Not Dimmable | No |  |  | 1192.6 | 97.2 | 12.3 | 5.641 | 0.996 | 4893 | 89.5
PU4VT9H7 | GE Lighting Solutions | Immersion | ELV1S6750L-B with GEPS6100NCCON-SY | Indoor Luminaires | Case Lighting | Vertical Refrigerated Case Luminaires | Standard | FALSE | [9 empty] | 5/3/2016 12:00:00 AM | Not Dimmable | Not Dimmable | No |  |  | 1192.6 | 97.2 | 12.3 | 5.641 | 0.996 | 4893 | 89.5
PKS66QF9 | GE Lighting Solutions | Immersion | ELV1S6750R-B with GEPS6100NCCON-SY | Indoor Luminaires | Case Lighting | Vertical Refrigerated Case Luminaires | Standard | FALSE | [9 empty] | 5/3/2016 12:00:00 AM | Not Dimmable | Not Dimmable | No |  |  | 1192.6 | 97.2 | 12.3 | 5.641 | 0.996 | 4893 | 89.5
PKTDP4XS | GE Lighting Solutions | Immersion | ELV1S6040R-B | Indoor Luminaires | Case Lighting | Vertical Refrigerated Case Luminaires | Standard | FALSE | [9 empty] | 4/26/2016 12:00:00 AM | Not Dimmable | Not Dimmable | No | Qualified with GEPS6500NCMUL-SY driver |  | 1078 | 87 | 12.38 | 8.17 | 0.98 | 3897 | 90
P3NKN9AR | GE Lighting Solutions | Immersion | ELV1E4835R-S | Indoor Luminaires | Case Lighting | Vertical Refrigerated Case Luminaires | Standard | FALSE | [9 empty] | 4/26/2016 12:00:00 AM | Not Dimmable | Not Dimmable | No | Qualified with GEPS6500NCMUL-SY driver |  | 658 | 103 | 6.387 | 9.32 | 0.97 | 3544 | 82
PEJD81WQ | GE Lighting Solutions | Immersion | ELV1E4840R-S | Indoor Luminaires | Case Lighting | Vertical Refrigerated Case Luminaires | Standard | FALSE | [9 empty] | 4/26/2016 12:00:00 AM | Not Dimmable | Not Dimmable | No | Qualified with GEPS6500NCMUL-SY driver |  | 643.019264448336 | 100.676258720579 | 6.387 | 9.32 | 0.97 | 3803 | 81
P3YHEDAS | GE Lighting Solutions | Immersion | ELV1E4850L-S | Indoor Luminaires | Case Lighting | Vertical Refrigerated Case Luminaires | Standard | FALSE | [9 empty] | 4/26/2016 12:00:00 AM | Not Dimmable | Not Dimmable | No | Qualified with GEPS6500NCMUL-SY driver |  | 696.028021015762 | 108.975735245931 | 6.387 | 9.32 | 0.97 | 4780 | 80
PXTZ2KVY | GE Lighting Solutions | Immersion | ELV1E4850R-S | Indoor Luminaires | Case Lighting | Vertical Refrigerated Case Luminaires | Standard | FALSE | [9 empty] | 4/26/2016 12:00:00 AM | Not Dimmable | Not Dimmable | No | Qualified with GEPS6500NCMUL-SY driver |  | 696.028021015762 | 108.975735245931 | 6.387 | 9.32 | 0.97 | 4780 | 80
PUU9UJQ5 | GE Lighting Solutions | Immersion | ELV1E6035L-S | Indoor Luminaires | Case Lighting | Vertical Refrigerated Case Luminaires | Standard | FALSE | [9 empty] | 4/26/2016 12:00:00 AM | Not Dimmable | Not Dimmable | No | Qualified with GEPS6500NCMUL-SY driver |  | 571 | 90 | 6.38 | 9.28 | 0.97 | 3548 | 82
PRAWEJMA | GE Lighting Solutions | Immersion | ELV1S6740R-B | Indoor Luminaires | Case Lighting | Vertical Refrigerated Case Luminaires | Standard | FALSE | [9 empty] | 4/26/2016 12:00:00 AM | Not Dimmable | Not Dimmable | No | Qualified with GEPS6500NCMUL-SY driver |  | 1121.83490401396 | 90.4705567753195 | 12.4 | 8.3 | 0.98 | 3897 | 90
P6F9U8S9 | GE Lighting Solutions | Immersion | ELV1S6750L-B | Indoor Luminaires | Case Lighting | Vertical Refrigerated Case Luminaires | Standard | FALSE | [9 empty] | 4/26/2016 12:00:00 AM | Not Dimmable | Not Dimmable | No | Qualified with GEPS6500NCMUL-SY driver |  | 1192.6 | 96.5 | 12.4 | 8.2 | 0.98 | 4893 | 89.5
P7KC9EZY | GE Lighting Solutions | Immersion | ELV1S6750R-B | Indoor Luminaires | Case Lighting | Vertical Refrigerated Case Luminaires | Standard | FALSE | [9 empty] | 4/26/2016 12:00:00 AM | Not Dimmable | Not Dimmable | No | Qualified with GEPS6500NCMUL-SY driver |  | 1192.6 | 96.5 | 12.4 | 8.2 | 0.98 | 4893 | 89.5
PNBTCKUT | GE Lighting Solutions | Immersion | ELV1S6050R-S | Indoor Luminaires | Case Lighting | Vertical Refrigerated Case Luminaires | Standard | FALSE | [9 empty] | 4/26/2016 12:00:00 AM | Not Dimmable | Not Dimmable | No | Qualified with GEPS6500NCMUL-SY driver |  | 1146 | 92 | 12.39 | 8.2 | 0.98 | 4885 | 89
PT1KS3J7 | GE Lighting Solutions | Immersion | ELV1S6735R-S | Indoor Luminaires | Case Lighting | Vertical Refrigerated Case Luminaires | Standard | FALSE | [9 empty] | 4/26/2016 12:00:00 AM | Not Dimmable | Not Dimmable | No | Qualified with GEPS6500NCMUL-SY driver |  | 1132.5 | 91.1 | 12.4 | 8.3 | 0.98 | 3489 | 90.3
PTN5286U | GE Lighting Solutions | Immersion | ELV1S6740L-B | Indoor Luminaires | Case Lighting | Vertical Refrigerated Case Luminaires | Standard | FALSE | [9 empty] | 4/26/2016 12:00:00 AM | Not Dimmable | Not Dimmable | No | Qualified with GEPS6500NCMUL-SY driver |  | 1121.83490401396 | 90.4705567753195 | 12.4 | 8.3 | 0.98 | 3897 | 90
PG3SMSH7 | GE Lighting Solutions | Immersion | ELV1E6050L-B | Indoor Luminaires | Case Lighting | Vertical Refrigerated Case Luminaires | Standard | FALSE | [9 empty] | 4/26/2016 12:00:00 AM | Not Dimmable | Not Dimmable | No | Qualified with GEPS6500NCMUL-SY driver |  | 604 | 95 | 6.37 | 9.3 | 0.97 | 4780 | 80
PAP8NZSV | GE Lighting Solutions | Immersion | ELV1E6050R-B | Indoor Luminaires | Case Lighting | Vertical Refrigerated Case Luminaires | Standard | FALSE | [9 empty] | 4/26/2016 12:00:00 AM | Not Dimmable | Not Dimmable | No | Qualified with GEPS6500NCMUL-SY driver |  | 604 | 95 | 6.37 | 9.3 | 0.97 | 4780 | 80
PUC5B8CV | GE Lighting Solutions | Immersion | ELV1S4835L-S | Indoor Luminaires | Case Lighting | Vertical Refrigerated Case Luminaires | Standard | FALSE | [9 empty] | 4/26/2016 12:00:00 AM | Not Dimmable | Not Dimmable | No | Qualified with GEPS6500NCMUL-SY driver |  | 869 | 93.9 | 9.25 | 7.86 | 0.98 | 3494 | 90
PJK9TGY2 | GE Lighting Solutions | Immersion | ELV1S4835L-B | Indoor Luminaires | Case Lighting | Vertical Refrigerated Case Luminaires | Standard | FALSE | [9 empty] | 4/26/2016 12:00:00 AM | Not Dimmable | Not Dimmable | No | Qualified with GEPS6500NCMUL-SY driver |  | 869 | 93.9 | 9.25 | 7.86 | 0.98 | 3494 | 90
P9STP1YM | GE Lighting Solutions | Immersion | ELV1S4835R-B | Indoor Luminaires | Case Lighting | Vertical Refrigerated Case Luminaires | Standard | FALSE | [9 empty] | 4/26/2016 12:00:00 AM | Not Dimmable | Not Dimmable | No | Qualified with GEPS6500NCMUL-SY driver |  | 869 | 93.9 | 9.25 | 7.86 | 0.98 | 3494 | 90
PZXJUFNN | GE Lighting Solutions | Immersion | ELV1S4840L-B | Indoor Luminaires | Case Lighting | Vertical Refrigerated Case Luminaires | Standard | FALSE | [9 empty] | 4/26/2016 12:00:00 AM | Not Dimmable | Not Dimmable | No | Qualified with GEPS6500NCMUL-SY driver |  | 860.81636343323 | 93.0612284792681 | 9.25 | 7.86 | 0.98 | 3897 | 90
PH2WFFVV | GE Lighting Solutions | Immersion | ELV1S4840R-B | Indoor Luminaires | Case Lighting | Vertical Refrigerated Case Luminaires | Standard | FALSE | [9 empty] | 4/26/2016 12:00:00 AM | Not Dimmable | Not Dimmable | No | Qualified with GEPS6500NCMUL-SY driver |  | 860.81636343323 | 93.0612284792681 | 9.25 | 7.86 | 0.98 | 3897 | 90
PHYHVNDZ | GE Lighting Solutions | Immersion | ELV1S4850L-B | Indoor Luminaires | Case Lighting | Vertical Refrigerated Case Luminaires | Standard | FALSE | [9 empty] | 4/26/2016 12:00:00 AM | Not Dimmable | Not Dimmable | No | Qualified with GEPS6500NCMUL-SY driver |  | 915.11646799117 | 98.9315100530994 | 9.25 | 7.86 | 0.98 | 4885 | 89
PBTH6XQU | GE Lighting Solutions | Immersion | ELV1E6735R-S | Indoor Luminaires | Case Lighting | Vertical Refrigerated Case Luminaires | Standard | FALSE | [9 empty] | 4/26/2016 12:00:00 AM | Not Dimmable | Not Dimmable | No | Qualified with GEPS6500NCMUL-SY driver |  | 774.5 | 98.7 | 7.8 | 8.4 | 0.98 | 3548 | 82.1
PPBY9CUN | GE Lighting Solutions | Immersion | ELV1E6740L-S | Indoor Luminaires | Case Lighting | Vertical Refrigerated Case Luminaires | Standard | FALSE | [9 empty] | 4/26/2016 12:00:00 AM | Not Dimmable | Not Dimmable | No | Qualified with GEPS6500NCMUL-SY driver |  | 756.866900175131 | 97.0342179711707 | 7.8 | 8.4 | 0.98 | 3803 | 81
PKG6ZUKR | GE Lighting Solutions | Immersion | ELV1E6740L-B | Indoor Luminaires | Case Lighting | Vertical Refrigerated Case Luminaires | Standard | FALSE | [9 empty] | 4/26/2016 12:00:00 AM | Not Dimmable | Not Dimmable | No | Qualified with GEPS6500NCMUL-SY driver |  | 756.866900175131 | 97.0342179711707 | 7.8 | 8.4 | 0.98 | 3803 | 81
PJZZ2UEC | GE Lighting Solutions | Immersion | ELV1E6750L-S | Indoor Luminaires | Case Lighting | Vertical Refrigerated Case Luminaires | Standard | FALSE | [9 empty] | 4/26/2016 12:00:00 AM | Not Dimmable | Not Dimmable | No | Qualified with GEPS6500NCMUL-SY driver |  | 819.260945709282 | 105.033454578113 | 7.8 | 8.4 | 0.98 | 4780 | 80
PMMGDDDA | GE Lighting Solutions | Immersion | ELV1E6750R-S | Indoor Luminaires | Case Lighting | Vertical Refrigerated Case Luminaires | Standard | FALSE | [9 empty] | 4/26/2016 12:00:00 AM | Not Dimmable | Not Dimmable | No | Qualified with GEPS6500NCMUL-SY driver |  | 819.260945709282 | 105.033454578113 | 7.8 | 8.4 | 0.98 | 4780 | 80
PSG7AFPP | GE Lighting Solutions | Immersion | ELV1E4835L-B | Indoor Luminaires | Case Lighting | Vertical Refrigerated Case Luminaires | Standard | FALSE | [9 empty] | 4/26/2016 12:00:00 AM | Not Dimmable | Not Dimmable | No | Qualified with GEPS6500NCMUL-SY driver |  | 658 | 103 | 6.387 | 9.32 | 0.97 | 3544 | 82
PKCA6XDF | GE Lighting Solutions | Immersion | ELFD1S4835LS | Indoor Luminaires | Case Lighting | Vertical Refrigerated Case Luminaires | Standard | TRUE | 1245.2 | 89 | 14 | 9.152 | 0.918 | 3504 | 90 | 5 | 50000 | 8/17/2016 12:00:00 AM | Not Dimmable | Not Dimmable | No | Qualified with GEPS6500NCMUL-SY driver. | 3.1 | 1250.5 | 89.4 | 14 | 7.95 | 0.98 | 3504 | 90
P8FX3W96 | GE Lighting Solutions | Immersion | ELFD1S4850LS | Indoor Luminaires | Case Lighting | Vertical Refrigerated Case Luminaires | Standard | TRUE | 1118.9 | 88.5 | 13 | 9.152 | 0.918 | 5095 | 89 | 5 | 50000 | 8/17/2016 12:00:00 AM | Not Dimmable | Not Dimmable | No | Qualified with GEPS6500NCMUL-SY driver. | 3.1 | 1317.8 | 95.77 | 13.76 | 8.14 | 0.98 | 5095 | 89
PVY5GC8B | GE Lighting Solutions | Immersion | ELFD1S6050CB | Indoor Luminaires | Case Lighting | Vertical Refrigerated Case Luminaires | Standard | FALSE | [9 empty] | 8/17/2016 12:00:00 AM | Not Dimmable | Not Dimmable | No | Qualified with GEPS6500NCMUL-SY driver. |  | 2900.8 | 104.083243631145 | 27.87 | 6.939 | 0.976 | 5151 | 89
PEE62BSS | GE Lighting Solutions | Immersion | ELFD1S6750RS | Indoor Luminaires | Case Lighting | Vertical Refrigerated Case Luminaires | Standard | FALSE | [9 empty] | 8/17/2016 12:00:00 AM | Not Dimmable | Not Dimmable | No | Qualified with GEPS6100NCCON-SY driver. |  | 2138.5 | 100.1 | 21.4 | 7.68 | 0.99 | 5157 | 89
P84E3YKA | GE Lighting Solutions | Immersion | ELFD1S6735CS | Indoor Luminaires | Case Lighting | Vertical Refrigerated Case Luminaires | Standard | FALSE | [9 empty] | 8/17/2016 12:00:00 AM | Not Dimmable | Not Dimmable | No | Qualified with GEPS6500NCMUL-SY driver. |  | 3224.3 | 111.606092073382 | 28.89 | 6.987 | 0.983 | 3532 | 91
PNFS7Z48 | GE Lighting Solutions | Immersion | ELFD1S6750CB | Indoor Luminaires | Case Lighting | Vertical Refrigerated Case Luminaires | Standard | FALSE | [9 empty] | 8/17/2016 12:00:00 AM | Not Dimmable | Not Dimmable | No | Qualified with GEPS6500NCMUL-SY driver. |  | 3424.9 | 118.549671166494 | 28.89 | 6.987 | 0.983 | 5169 | 89
P44NM1G5 | GE Lighting Solutions | Immersion | ELFD1S6040RB | Indoor Luminaires | Case Lighting | Vertical Refrigerated Case Luminaires | Standard | FALSE | [9 empty] | 8/17/2016 12:00:00 AM | Not Dimmable | Not Dimmable | No | Qualified with GEPS6100NCCON-SY driver. |  | 1642.5 | 94.9 | 17.3 | 7.65 | 0.99 | 3975 | 91
P57UZ6FJ | GE Lighting Solutions | Immersion | ELFD1S4835LB | Indoor Luminaires | Case Lighting | Vertical Refrigerated Case Luminaires | Standard | FALSE | [9 empty] | 8/17/2016 12:00:00 AM | Not Dimmable | Not Dimmable | No | Qualified with GEPS6100NCCON-SY driver. |  | 1250.5 | 90.8793604651163 | 13.76 | 5.019 | 0.996 | 3504 | 90
PEB97BN2 | GE Lighting Solutions | Immersion | ELFD1S4835CS | Indoor Luminaires | Case Lighting | Vertical Refrigerated Case Luminaires | Standard | FALSE | [9 empty] | 8/17/2016 12:00:00 AM | Not Dimmable | Not Dimmable | No | Qualified with GEPS6500NCMUL-SY driver. |  | 2087.9 | 101 | 20.65 | 7.84 | 0.99 | 3526 | 90
PZUZMTWU | GE Lighting Solutions | Immersion | ELFD1S6735RS | Indoor Luminaires | Case Lighting | Vertical Refrigerated Case Luminaires | Standard | FALSE | [9 empty] | 8/17/2016 12:00:00 AM | Not Dimmable | Not Dimmable | No | Qualified with GEPS6100NCCON-SY driver. |  | 2066.3 | 96.8 | 21.4 | 7.83 | 0.99 | 3521 | 91
P8NC34KC | GE Lighting Solutions | Immersion | ELFD1S6750CS | Indoor Luminaires | Case Lighting | Vertical Refrigerated Case Luminaires | Standard | FALSE | [9 empty] | 8/17/2016 12:00:00 AM | Not Dimmable | Not Dimmable | No | Qualified with GEPS6100NCCON-SY driver. |  | 3424.9 | 109 | 31.4 | 6.24 | 1 | 5169 | 89
PFDWTV7K | GE Lighting Solutions | Immersion | ELFD1S6750LB | Indoor Luminaires | Case Lighting | Vertical Refrigerated Case Luminaires | Standard | FALSE | [9 empty] | 8/17/2016 12:00:00 AM | Not Dimmable | Not Dimmable | No | Qualified with GEPS6500NCMUL-SY driver. |  | 2138.5 | 104.828431372549 | 20.4 | 7.021 | 0.987 | 5157 | 89
PM1CYH12 | GE Lighting Solutions | Immersion | ELFD1S6735CS | Indoor Luminaires | Case Lighting | Vertical Refrigerated Case Luminaires | Standard | FALSE | [9 empty] | 8/17/2016 12:00:00 AM | Not Dimmable | Not Dimmable | No | Qualified with GEPS6100NCCON-SY driver. |  | 3224.3 | 102.6 | 31.4 | 6.28 | 1 | 3532 | 91
PDDSW178 | GE Lighting Solutions | Immersion | ELFD1S6735CB | Indoor Luminaires | Case Lighting | Vertical Refrigerated Case Luminaires | Standard | FALSE | [9 empty] | 8/17/2016 12:00:00 AM | Not Dimmable | Not Dimmable | No | Qualified with GEPS6100NCCON-SY driver. |  | 3224.3 | 102.6 | 31.4 | 6.28 | 1 | 3532 | 91
P2NR41T4 | GE Lighting Solutions | Immersion | ELFD1S6050RB | Indoor Luminaires | Case Lighting | Vertical Refrigerated Case Luminaires | Standard | FALSE | [9 empty] | 8/17/2016 12:00:00 AM | Not Dimmable | Not Dimmable | No | Qualified with GEPS6500NCMUL-SY driver. |  | 1698.4 | 121.836441893831 | 13.94 | 6.939 | 0.976 | 5127 | 89
PB6TPKJU | GE Lighting Solutions | Immersion | ELFD1S4850RB | Indoor Luminaires | Case Lighting | Vertical Refrigerated Case Luminaires | Standard | FALSE | [9 empty] | 8/17/2016 12:00:00 AM | Not Dimmable | Not Dimmable | No | Qualified with GEPS6100NCCON-SY driver. |  | 1317.8 | 95.77 | 13.76 | 5.019 | 0.996 | 5095 | 89
PEN1BJNS | GE Lighting Solutions | Immersion | ELFD1S4835RS | Indoor Luminaires | Case Lighting | Vertical Refrigerated Case Luminaires | Standard | FALSE | [9 empty] | 8/17/2016 12:00:00 AM | Not Dimmable | Not Dimmable | No | Qualified with GEPS6500NCMUL-SY driver. |  | 1250.5 | 89.4 | 14 | 7.95 | 0.98 | 3504 | 90
PXB5NPGD | GE Lighting Solutions | Immersion | ELFD1S4835RB | Indoor Luminaires | Case Lighting | Vertical Refrigerated Case Luminaires | Standard | FALSE | [9 empty] | 8/17/2016 12:00:00 AM | Not Dimmable | Not Dimmable | No | Qualified with GEPS6500NCMUL-SY driver. |  | 1250.5 | 89.4 | 14 | 7.95 | 0.98 | 3504 | 90
P2AR9CDX | GE Lighting Solutions | Immersion | ELFD1S4840LB | Indoor Luminaires | Case Lighting | Vertical Refrigerated Case Luminaires | Standard | FALSE | [9 empty] | 8/17/2016 12:00:00 AM | Not Dimmable | Not Dimmable | No | Qualified with GEPS6100NCCON-SY driver. |  | 1259.5 | 91.5334302325581 | 13.76 | 5.019 | 0.996 | 3956 | 90
PTY4FBDK | GE Lighting Solutions | Immersion | ELFD1S4840LB | Indoor Luminaires | Case Lighting | Vertical Refrigerated Case Luminaires | Standard | FALSE | [9 empty] | 8/17/2016 12:00:00 AM | Not Dimmable | Not Dimmable | No | Qualified with GEPS6500NCMUL-SY driver. |  | 1136 | 95 | 12 | 7.94 | 0.98 | 3956 | 90
PRGNPFGT | GE Lighting Solutions | Immersion | ELFD1S4840RS | Indoor Luminaires | Case Lighting | Vertical Refrigerated Case Luminaires | Standard | FALSE | [9 empty] | 8/17/2016 12:00:00 AM | Not Dimmable | Not Dimmable | No | Qualified with GEPS6500NCMUL-SY driver. |  | 1136 | 95 | 12 | 7.94 | 0.98 | 3956 | 90
P7A4RNRZ | GE Lighting Solutions | Immersion | ELFD1S4850LB | Indoor Luminaires | Case Lighting | Vertical Refrigerated Case Luminaires | Standard | FALSE | [9 empty] | 8/17/2016 12:00:00 AM | Not Dimmable | Not Dimmable | No | Qualified with GEPS6500NCMUL-SY driver. |  | 1317.8 | 95.77 | 13.76 | 8.14 | 0.98 | 5095 | 89
PF6PDD5N | GE Lighting Solutions | Immersion | ELFD1S4850RS | Indoor Luminaires | Case Lighting | Vertical Refrigerated Case Luminaires | Standard | FALSE | [9 empty] | 8/17/2016 12:00:00 AM | Not Dimmable | Not Dimmable | No | Qualified with GEPS6500NCMUL-SY driver. |  | 1317.8 | 95.77 | 13.76 | 8.14 | 0.98 | 5095 | 89
PPT6DE7P | GE Lighting Solutions | Immersion | ELFD1S4850RB | Indoor Luminaires | Case Lighting | Vertical Refrigerated Case Luminaires | Standard | FALSE | [9 empty] | 8/17/2016 12:00:00 AM | Not Dimmable | Not Dimmable | No | Qualified with GEPS6500NCMUL-SY driver. |  | 1317.8 | 95.77 | 13.76 | 8.14 | 0.98 | 5095 | 89
P4U1DWG4 | GE Lighting Solutions | Immersion | ELFD1S4850LS | Indoor Luminaires | Case Lighting | Vertical Refrigerated Case Luminaires | Standard | FALSE | [9 empty] | 8/17/2016 12:00:00 AM | Not Dimmable | Not Dimmable | No | Qualified with GEPS6100NCCON-SY driver. |  | 1317.8 | 95.77 | 13.76 | 5.019 | 0.996 | 5095 | 89
P2CEM7FF | GE Lighting Solutions | Immersion | ELFD1S6050RB | Indoor Luminaires | Case Lighting | Vertical Refrigerated Case Luminaires | Standard | FALSE | [9 empty] | 8/17/2016 12:00:00 AM | Not Dimmable | Not Dimmable | No | Qualified with GEPS6100NCCON-SY driver. |  | 1698.4 | 98.1 | 17.3 | 7.65 | 0.99 | 5127 | 89
PB4VN22V | GE Lighting Solutions | Immersion | ELFD1S6740CS | Indoor Luminaires | Case Lighting | Vertical Refrigerated Case Luminaires | Standard | FALSE | [9 empty] | 8/17/2016 12:00:00 AM | Not Dimmable | Not Dimmable | No | Qualified with GEPS6100NCCON-SY driver. |  | 3287.8 | 105.4 | 31.2 | 6.26 | 1 | 3984 | 90
PZXF8NB7 | GE Lighting Solutions | Immersion | ELFD1S6750CS | Indoor Luminaires | Case Lighting | Vertical Refrigerated Case Luminaires | Standard | FALSE | [9 empty] | 8/17/2016 12:00:00 AM | Not Dimmable | Not Dimmable | No | Qualified with GEPS6500NCMUL-SY driver. |  | 3424.9 | 118.549671166494 | 28.89 | 6.987 | 0.983 | 5169 | 89
PK7H9FNR | GE Lighting Solutions | Immersion | ELFD1S6750CB | Indoor Luminaires | Case Lighting | Vertical Refrigerated Case Luminaires | Standard | FALSE | [9 empty] | 8/17/2016 12:00:00 AM | Not Dimmable | Not Dimmable | No | Qualified with GEPS6100NCCON-SY driver. |  | 3424.9 | 109 | 31.4 | 6.24 | 1 | 5169 | 89
PXCQB7XB | GE Lighting Solutions | Immersion | ELFD1S6035CS | Indoor Luminaires | Case Lighting | Vertical Refrigerated Case Luminaires | Standard | FALSE | [9 empty] | 8/17/2016 12:00:00 AM | Not Dimmable | Not Dimmable | No | Qualified with GEPS6100NCCON-SY driver. |  | 2782.4 | 101.4 | 27.45 | 8.59 | 0.99 | 3530 | 90
PWH1TRK3 | GE Lighting Solutions | Immersion | ELFD1S6040CB | Indoor Luminaires | Case Lighting | Vertical Refrigerated Case Luminaires | Standard | FALSE | [9 empty] | 8/17/2016 12:00:00 AM | Not Dimmable | Not Dimmable | No | Qualified with GEPS6500NCMUL-SY driver. |  | 2803.1 | 100.577682095443 | 27.87 | 6.939 | 0.976 | 3991 | 91
P537H1QN | GE Lighting Solutions | Immersion | ELFD1S6040CB | Indoor Luminaires | Case Lighting | Vertical Refrigerated Case Luminaires | Standard | FALSE | [9 empty] | 8/17/2016 12:00:00 AM | Not Dimmable | Not Dimmable | No | Qualified with GEPS6100NCCON-SY driver. |  | 2803.1 | 102.2 | 27.4 | 8.59 | 0.99 | 3991 | 91
P4XT2VHQ | GE Lighting Solutions | Immersion | ELFD1S6050CS | Indoor Luminaires | Case Lighting | Vertical Refrigerated Case Luminaires | Standard | FALSE | [9 empty] | 8/17/2016 12:00:00 AM | Not Dimmable | Not Dimmable | No | Qualified with GEPS6500NCMUL-SY driver. |  | 2900.8 | 104.083243631145 | 27.87 | 6.939 | 0.976 | 5151 | 89
P11DGRTR | GE Lighting Solutions | Immersion | ELFD1S4840CS | Indoor Luminaires | Case Lighting | Vertical Refrigerated Case Luminaires | Standard | FALSE | [9 empty] | 8/17/2016 12:00:00 AM | Not Dimmable | Not Dimmable | No | Qualified with GEPS6500NCMUL-SY driver. |  | 2096.3 | 101.4 | 20.7 | 7.84 | 0.99 | 3981 | 90
PS2VK5GW | GE Lighting Solutions | Immersion | ELFD1S4840CS | Indoor Luminaires | Case Lighting | Vertical Refrigerated Case Luminaires | Standard | FALSE | [9 empty] | 8/17/2016 12:00:00 AM | Not Dimmable | Not Dimmable | No | Qualified with GEPS6100NCCON-SY driver. |  | 2096.3 | 100.349449497367 | 20.89 | 4.71 | 0.997 | 3981 | 90
PBB87G4A | GE Lighting Solutions | Immersion | ELFD1S4840CB | Indoor Luminaires | Case Lighting | Vertical Refrigerated Case Luminaires | Standard | FALSE | [9 empty] | 8/17/2016 12:00:00 AM | Not Dimmable | Not Dimmable | No | Qualified with GEPS6100NCCON-SY driver. |  | 2096.3 | 100.349449497367 | 20.89 | 4.71 | 0.997 | 3981 | 90
PSYYV53D | GE Lighting Solutions | Immersion | ELFD1S4850CB | Indoor Luminaires | Case Lighting | Vertical Refrigerated Case Luminaires | Standard | FALSE | [9 empty] | 8/17/2016 12:00:00 AM | Not Dimmable | Not Dimmable | No | Qualified with GEPS6500NCMUL-SY driver. |  | 2186.6 | 105.6 | 20.7 | 7.84 | 0.99 | 5150 | 89
P9QY5M4W | GE Lighting Solutions | Immersion | ELFD1S4850CS | Indoor Luminaires | Case Lighting | Vertical Refrigerated Case Luminaires | Standard | FALSE | [9 empty] | 8/17/2016 12:00:00 AM | Not Dimmable | Not Dimmable | No | Qualified with GEPS6100NCCON-SY driver. |  | 2186.6 | 104.672091910005 | 20.89 | 4.71 | 0.997 | 5150 | 89
PXFCK16Y | GE Lighting Solutions | Immersion | ELFD1S4850CB | Indoor Luminaires | Case Lighting | Vertical Refrigerated Case Luminaires | Standard | FALSE | [9 empty] | 8/17/2016 12:00:00 AM | Not Dimmable | Not Dimmable | No | Qualified with GEPS6100NCCON-SY driver. |  | 2186.6 | 104.672091910005 | 20.89 | 4.71 | 0.997 | 5150 | 89
PY1DF9MA | GE Lighting Solutions | Immersion | ELFD1S6735LB | Indoor Luminaires | Case Lighting | Vertical Refrigerated Case Luminaires | Standard | FALSE | [9 empty] | 8/17/2016 12:00:00 AM | Not Dimmable | Not Dimmable | No | Qualified with GEPS6500NCMUL-SY driver. |  | 2066.3 | 101.289215686275 | 20.4 | 7.021 | 0.987 | 3521 | 91
PARWZPG2 | GE Lighting Solutions | Immersion | ELFD1S6735LS | Indoor Luminaires | Case Lighting | Vertical Refrigerated Case Luminaires | Standard | FALSE | [9 empty] | 8/17/2016 12:00:00 AM | Not Dimmable | Not Dimmable | No | Qualified with GEPS6100NCCON-SY driver. |  | 2066.3 | 96.8 | 21.4 | 7.83 | 0.99 | 3521 | 91
PTQMFNEK | GE Lighting Solutions | Immersion | ELFD1S6735LB | Indoor Luminaires | Case Lighting | Vertical Refrigerated Case Luminaires | Standard | FALSE | [9 empty] | 8/17/2016 12:00:00 AM | Not Dimmable | Not Dimmable | No | Qualified with GEPS6100NCCON-SY driver. |  | 2066.3 | 96.8 | 21.4 | 7.83 | 0.99 | 3521 | 91
P5GPYA8X | GE Lighting Solutions | Immersion | ELFD1S6740LS | Indoor Luminaires | Case Lighting | Vertical Refrigerated Case Luminaires | Standard | FALSE | [9 empty] | 8/17/2016 12:00:00 AM | Not Dimmable | Not Dimmable | No | Qualified with GEPS6500NCMUL-SY driver. |  | 2066.2 | 101.28431372549 | 20.4 | 7.021 | 0.987 | 3977 | 90
PSP5BN27 | GE Lighting Solutions | Immersion | ELFD1S6740RS | Indoor Luminaires | Case Lighting | Vertical Refrigerated Case Luminaires | Standard | FALSE | [9 empty] | 8/17/2016 12:00:00 AM | Not Dimmable | Not Dimmable | No | Qualified with GEPS6500NCMUL-SY driver. |  | 2066.2 | 101.28431372549 | 20.4 | 7.021 | 0.987 | 3977 | 90
P1PUS4S2 | GE Lighting Solutions | Immersion | ELFD1S6740RB | Indoor Luminaires | Case Lighting | Vertical Refrigerated Case Luminaires | Standard | FALSE | [9 empty] | 8/17/2016 12:00:00 AM | Not Dimmable | Not Dimmable | No | Qualified with GEPS6500NCMUL-SY driver. |  | 2066.2 | 101.28431372549 | 20.4 | 7.021 | 0.987 | 3977 | 90
PSNZFESZ | GE Lighting Solutions | Immersion | ELFD1S6750RS | Indoor Luminaires | Case Lighting | Vertical Refrigerated Case Luminaires | Standard | FALSE | [9 empty] | 8/17/2016 12:00:00 AM | Not Dimmable | Not Dimmable | No | Qualified with GEPS6500NCMUL-SY driver. |  | 2138.5 | 104.828431372549 | 20.4 | 7.021 | 0.987 | 5157 | 89
PE3CST9E | GE Lighting Solutions | Immersion | ELFD1S6750RB | Indoor Luminaires | Case Lighting | Vertical Refrigerated Case Luminaires | Standard | FALSE | [9 empty] | 8/17/2016 12:00:00 AM | Not Dimmable | Not Dimmable | No | Qualified with GEPS6500NCMUL-SY driver. |  | 2138.5 | 104.828431372549 | 20.4 | 7.021 | 0.987 | 5157 | 89
PCKE12H5 | GE Lighting Solutions | Immersion | ELFD1S6750LB | Indoor Luminaires | Case Lighting | Vertical Refrigerated Case Luminaires | Standard | FALSE | [9 empty] | 8/17/2016 12:00:00 AM | Not Dimmable | Not Dimmable | No | Qualified with GEPS6100NCCON-SY driver. |  | 2138.5 | 100.1 | 21.4 | 7.68 | 0.99 | 5157 | 89
PYFZSSX4 | GE Lighting Solutions | Immersion | ELFD1S6035RB | Indoor Luminaires | Case Lighting | Vertical Refrigerated Case Luminaires | Standard | FALSE | [9 empty] | 8/17/2016 12:00:00 AM | Not Dimmable | Not Dimmable | No | Qualified with GEPS6500NCMUL-SY driver. |  | 1613.1 | 115.717360114778 | 13.94 | 6.939 | 0.976 | 3513 | 90
PEP45FVD | GE Lighting Solutions | Immersion | ELFD1S6035LB | Indoor Luminaires | Case Lighting | Vertical Refrigerated Case Luminaires | Standard | FALSE | [9 empty] | 8/17/2016 12:00:00 AM | Not Dimmable | Not Dimmable | No | Qualified with GEPS6100NCCON-SY driver. |  | 1613.1 | 94.4 | 17.1 | 7.68 | 0.99 | 3513 | 90
PV1MJEN7 | GE Lighting Solutions | Immersion | ELFD1S6040LB | Indoor Luminaires | Case Lighting | Vertical Refrigerated Case Luminaires | Standard | FALSE | [9 empty] | 8/17/2016 12:00:00 AM | Not Dimmable | Not Dimmable | No | Qualified with GEPS6500NCMUL-SY driver. |  | 1642.5 | 117.826398852224 | 13.94 | 6.939 | 0.976 | 3975 | 91
PPKQRZC6 | GE Lighting Solutions | Immersion | ELFD1S6040RS | Indoor Luminaires | Case Lighting | Vertical Refrigerated Case Luminaires | Standard | FALSE | [9 empty] | 8/17/2016 12:00:00 AM | Not Dimmable | Not Dimmable | No | Qualified with GEPS6100NCCON-SY driver. |  | 1642.5 | 94.9 | 17.3 | 7.65 | 0.99 | 3975 | 91
P8YT5XF7 | GE Lighting Solutions | Immersion | ELFD1S6050LS | Indoor Luminaires | Case Lighting | Vertical Refrigerated Case Luminaires | Standard | FALSE | [9 empty] | 8/17/2016 12:00:00 AM | Not Dimmable | Not Dimmable | No | Qualified with GEPS6500NCMUL-SY driver. |  | 1698.4 | 121.836441893831 | 13.94 | 6.939 | 0.976 | 5127 | 89
PBA1C1Z2 | GE Lighting Solutions | Immersion | ELFD1S6050LB | Indoor Luminaires | Case Lighting | Vertical Refrigerated Case Luminaires | Standard | FALSE | [9 empty] | 8/17/2016 12:00:00 AM | Not Dimmable | Not Dimmable | No | Qualified with GEPS6500NCMUL-SY driver. |  | 1698.4 | 121.836441893831 | 13.94 | 6.939 | 0.976 | 5127 | 89
P58GNQNR | GE Lighting Solutions | Immersion | ELFD1S6050LS | Indoor Luminaires | Case Lighting | Vertical Refrigerated Case Luminaires | Standard | FALSE | [9 empty] | 8/17/2016 12:00:00 AM | Not Dimmable | Not Dimmable | No | Qualified with GEPS6100NCCON-SY driver. |  | 1698.4 | 98.1 | 17.3 | 7.65 | 0.99 | 5127 | 89
PBUZMNMT | GE Lighting Solutions | Immersion | ELFD1S4835LB | Indoor Luminaires | Case Lighting | Vertical Refrigerated Case Luminaires | Standard | FALSE | [9 empty] | 8/17/2016 12:00:00 AM | Not Dimmable | Not Dimmable | No | Qualified with GEPS6500NCMUL-SY driver. |  | 1250.5 | 89.4 | 14 | 7.95 | 0.98 | 3504 | 90
P6BBSFJP | GE Lighting Solutions | Immersion | ELFD1S4835LS | Indoor Luminaires | Case Lighting | Vertical Refrigerated Case Luminaires | Standard | FALSE | [9 empty] | 8/17/2016 12:00:00 AM | Not Dimmable | Not Dimmable | No | Qualified with GEPS6100NCCON-SY driver. |  | 1250.5 | 90.8793604651163 | 13.76 | 5.019 | 0.996 | 3504 | 90
PEYXA2DW | GE Lighting Solutions | Immersion | ELFD1S4835RS | Indoor Luminaires | Case Lighting | Vertical Refrigerated Case Luminaires | Standard | FALSE | [9 empty] | 8/17/2016 12:00:00 AM | Not Dimmable | Not Dimmable | No | Qualified with GEPS6100NCCON-SY driver. |  | 1250.5 | 90.8793604651163 | 13.76 | 5.019 | 0.996 | 3504 | 90
PZQJY4YY | GE Lighting Solutions | Immersion | ELFD1S4835RB | Indoor Luminaires | Case Lighting | Vertical Refrigerated Case Luminaires | Standard | FALSE | [9 empty] | 8/17/2016 12:00:00 AM | Not Dimmable | Not Dimmable | No | Qualified with GEPS6100NCCON-SY driver. |  | 1250.5 | 90.8793604651163 | 13.76 | 5.019 | 0.996 | 3504 | 90
PAEUJ6CE | GE Lighting Solutions | Immersion | ELFD1S4840LS | Indoor Luminaires | Case Lighting | Vertical Refrigerated Case Luminaires | Standard | FALSE | [9 empty] | 8/17/2016 12:00:00 AM | Not Dimmable | Not Dimmable | No | Qualified with GEPS6500NCMUL-SY driver. |  | 1136 | 95 | 12 | 7.94 | 0.98 | 3956 | 90
PPGNWDSF | GE Lighting Solutions | Immersion | ELFD1S4840RB | Indoor Luminaires | Case Lighting | Vertical Refrigerated Case Luminaires | Standard | FALSE | [9 empty] | 8/17/2016 12:00:00 AM | Not Dimmable | Not Dimmable | No | Qualified with GEPS6500NCMUL-SY driver. |  | 1136 | 95 | 12 | 7.94 | 0.98 | 3956 | 90
PA4419MJ | GE Lighting Solutions | Immersion | ELFD1S4840RS | Indoor Luminaires | Case Lighting | Vertical Refrigerated Case Luminaires | Standard | FALSE | [9 empty] | 8/17/2016 12:00:00 AM | Not Dimmable | Not Dimmable | No | Qualified with GEPS6100NCCON-SY driver. |  | 1259.5 | 91.5334302325581 | 13.76 | 5.019 | 0.996 | 3956 | 90
PH7JXSEX | GE Lighting Solutions | Immersion | ELFD1S4840RB | Indoor Luminaires | Case Lighting | Vertical Refrigerated Case Luminaires | Standard | FALSE | [9 empty] | 8/17/2016 12:00:00 AM | Not Dimmable | Not Dimmable | No | Qualified with GEPS6100NCCON-SY driver. |  | 1259.5 | 91.5334302325581 | 13.76 | 5.019 | 0.996 | 3956 | 90
P44GSE1D | GE Lighting Solutions | Immersion | ELFD1S4850LB | Indoor Luminaires | Case Lighting | Vertical Refrigerated Case Luminaires | Standard | FALSE | [9 empty] | 8/17/2016 12:00:00 AM | Not Dimmable | Not Dimmable | No | Qualified with GEPS6100NCCON-SY driver. |  | 1317.8 | 95.77 | 13.76 | 5.019 | 0.996 | 5095 | 89
P4AJX6VB | GE Lighting Solutions | Immersion | ELFD1S4850RS | Indoor Luminaires | Case Lighting | Vertical Refrigerated Case Luminaires | Standard | FALSE | [9 empty] | 8/17/2016 12:00:00 AM | Not Dimmable | Not Dimmable | No | Qualified with GEPS6100NCCON-SY driver. |  | 1317.8 | 95.77 | 13.76 | 5.019 | 0.996 | 5095 | 89
PBX2DN6P | GE Lighting Solutions | Immersion | ELFD1S6035LB | Indoor Luminaires | Case Lighting | Vertical Refrigerated Case Luminaires | Standard | FALSE | [9 empty] | 8/17/2016 12:00:00 AM | Not Dimmable | Not Dimmable | No | Qualified with GEPS6500NCMUL-SY driver. |  | 1613.1 | 115.717360114778 | 13.94 | 6.939 | 0.976 | 3513 | 90
PSDXZWC9 | GE Lighting Solutions | Immersion | ELFD1S6035RS | Indoor Luminaires | Case Lighting | Vertical Refrigerated Case Luminaires | Standard | FALSE | [9 empty] | 8/17/2016 12:00:00 AM | Not Dimmable | Not Dimmable | No | Qualified with GEPS6100NCCON-SY driver. |  | 1613.1 | 94.4 | 17.1 | 7.68 | 0.99 | 3513 | 90
PFWTCJ7F | GE Lighting Solutions | Immersion | ELFD1S6040RS | Indoor Luminaires | Case Lighting | Vertical Refrigerated Case Luminaires | Standard | FALSE | [9 empty] | 8/17/2016 12:00:00 AM | Not Dimmable | Not Dimmable | No | Qualified with GEPS6500NCMUL-SY driver. |  | 1642.5 | 117.826398852224 | 13.94 | 6.939 | 0.976 | 3975 | 91
PNYUEXWB | GE Lighting Solutions | Immersion | ELFD1S6735CB | Indoor Luminaires | Case Lighting | Vertical Refrigerated Case Luminaires | Standard | FALSE | [9 empty] | 8/17/2016 12:00:00 AM | Not Dimmable | Not Dimmable | No | Qualified with GEPS6500NCMUL-SY driver. |  | 3224.3 | 111.606092073382 | 28.89 | 6.987 | 0.983 | 3532 | 91
PRKPXZ6G | GE Lighting Solutions | Immersion | ELFD1S6740CS | Indoor Luminaires | Case Lighting | Vertical Refrigerated Case Luminaires | Standard | FALSE | [9 empty] | 8/17/2016 12:00:00 AM | Not Dimmable | Not Dimmable | No | Qualified with GEPS6500NCMUL-SY driver. |  | 3287.8 | 113.80408445829 | 28.89 | 6.987 | 0.983 | 3984 | 90
P189GYR1 | GE Lighting Solutions | Immersion | ELFD1S6040CS | Indoor Luminaires | Case Lighting | Vertical Refrigerated Case Luminaires | Standard | FALSE | [9 empty] | 8/17/2016 12:00:00 AM | Not Dimmable | Not Dimmable | No | Qualified with GEPS6500NCMUL-SY driver. |  | 2803.1 | 100.577682095443 | 27.87 | 6.939 | 0.976 | 3991 | 91
P4QZ72PX | GE Lighting Solutions | Immersion | ELFD1S6040CS | Indoor Luminaires | Case Lighting | Vertical Refrigerated Case Luminaires | Standard | FALSE | [9 empty] | 8/17/2016 12:00:00 AM | Not Dimmable | Not Dimmable | No | Qualified with GEPS6100NCCON-SY driver. |  | 2803.1 | 102.2 | 27.4 | 8.59 | 0.99 | 3991 | 91
P4ZTRNJR | GE Lighting Solutions | Immersion | ELFD1S6050CS | Indoor Luminaires | Case Lighting | Vertical Refrigerated Case Luminaires | Standard | FALSE | [9 empty] | 8/17/2016 12:00:00 AM | Not Dimmable | Not Dimmable | No | Qualified with GEPS6100NCCON-SY driver. |  | 2900.8 | 106 | 27.4 | 8.57 | 0.99 | 5151 | 89
PYGU6QK6 | GE Lighting Solutions | Immersion | ELFD1S4850CS | Indoor Luminaires | Case Lighting | Vertical Refrigerated Case Luminaires | Standard | FALSE | [9 empty] | 8/17/2016 12:00:00 AM | Not Dimmable | Not Dimmable | No | Qualified with GEPS6500NCMUL-SY driver. |  | 2186.6 | 105.6 | 20.7 | 7.84 | 0.99 | 5150 | 89
PZEJJYQ8 | GE Lighting Solutions | Immersion | ELFD1S6735LS | Indoor Luminaires | Case Lighting | Vertical Refrigerated Case Luminaires | Standard | FALSE | [9 empty] | 8/17/2016 12:00:00 AM | Not Dimmable | Not Dimmable | No | Qualified with GEPS6500NCMUL-SY driver. |  | 2066.3 | 101.289215686275 | 20.4 | 7.021 | 0.987 | 3521 | 91
PD71APSC | GE Lighting Solutions | Immersion | ELFD1S6735RS | Indoor Luminaires | Case Lighting | Vertical Refrigerated Case Luminaires | Standard | FALSE | [9 empty] | 8/17/2016 12:00:00 AM | Not Dimmable | Not Dimmable | No | Qualified with GEPS6500NCMUL-SY driver. |  | 2066.3 | 101.289215686275 | 20.4 | 7.021 | 0.987 | 3521 | 91
PWKC6AQA | GE Lighting Solutions | Immersion | ELFD1S6735RB | Indoor Luminaires | Case Lighting | Vertical Refrigerated Case Luminaires | Standard | FALSE | [9 empty] | 8/17/2016 12:00:00 AM | Not Dimmable | Not Dimmable | No | Qualified with GEPS6500NCMUL-SY driver. |  | 2066.3 | 101.289215686275 | 20.4 | 7.021 | 0.987 | 3521 | 91
P8QKB4GD | GE Lighting Solutions | Immersion | ELFD1S6740RB | Indoor Luminaires | Case Lighting | Vertical Refrigerated Case Luminaires | Standard | FALSE | [9 empty] | 8/17/2016 12:00:00 AM | Not Dimmable | Not Dimmable | No | Qualified with GEPS6100NCCON-SY driver. |  | 2066.2 | 96.5 | 21.4 | 8.03 | 0.99 | 3977 | 90
P45GGR6F | GE Lighting Solutions | Immersion | ELFD1S6750LS | Indoor Luminaires | Case Lighting | Vertical Refrigerated Case Luminaires | Standard | FALSE | [9 empty] | 8/17/2016 12:00:00 AM | Not Dimmable | Not Dimmable | No | Qualified with GEPS6500NCMUL-SY driver. |  | 2138.5 | 104.828431372549 | 20.4 | 7.021 | 0.987 | 5157 | 89
PCW5ZZQY | GE Lighting Solutions | Immersion | ELFD1S6750RB | Indoor Luminaires | Case Lighting | Vertical Refrigerated Case Luminaires | Standard | FALSE | [9 empty] | 8/17/2016 12:00:00 AM | Not Dimmable | Not Dimmable | No | Qualified with GEPS6100NCCON-SY driver. |  | 2138.5 | 100.1 | 21.4 | 7.68 | 0.99 | 5157 | 89
PXZMTCXG | GE Lighting Solutions | Immersion | ELFD1S6040LS | Indoor Luminaires | Case Lighting | Vertical Refrigerated Case Luminaires | Standard | FALSE | [9 empty] | 8/17/2016 12:00:00 AM | Not Dimmable | Not Dimmable | No | Qualified with GEPS6100NCCON-SY driver. |  | 1642.5 | 94.9 | 17.3 | 7.65 | 0.99 | 3975 | 91
PPPR2DT7 | GE Lighting Solutions | Immersion | ELFD1S6040LB | Indoor Luminaires | Case Lighting | Vertical Refrigerated Case Luminaires | Standard | FALSE | [9 empty] | 8/17/2016 12:00:00 AM | Not Dimmable | Not Dimmable | No | Qualified with GEPS6100NCCON-SY driver. |  | 1642.5 | 94.9 | 17.3 | 7.65 | 0.99 | 3975 | 91
PZ77RN9M | GE Lighting Solutions | Immersion | ELFD1S6050LB | Indoor Luminaires | Case Lighting | Vertical Refrigerated Case Luminaires | Standard | FALSE | [9 empty] | 8/17/2016 12:00:00 AM | Not Dimmable | Not Dimmable | No | Qualified with GEPS6100NCCON-SY driver. |  | 1698.4 | 98.1 | 17.3 | 7.65 | 0.99 | 5127 | 89
PKZP9NDW | GE Lighting Solutions | Immersion | ELFD1S6050RS | Indoor Luminaires | Case Lighting | Vertical Refrigerated Case Luminaires | Standard | FALSE | [9 empty] | 8/17/2016 12:00:00 AM | Not Dimmable | Not Dimmable | No | Qualified with GEPS6100NCCON-SY driver. |  | 1698.4 | 98.1 | 17.3 | 7.65 | 0.99 | 5127 | 89
PN3ZWR7R | GE Lighting Solutions | Immersion | ELFD1S6740CB | Indoor Luminaires | Case Lighting | Vertical Refrigerated Case Luminaires | Standard | FALSE | [9 empty] | 8/17/2016 12:00:00 AM | Not Dimmable | Not Dimmable | No | Qualified with GEPS6500NCMUL-SY driver. |  | 3287.8 | 113.80408445829 | 28.89 | 6.987 | 0.983 | 3984 | 90
P9Y3PT15 | GE Lighting Solutions | Immersion | ELFD1S6740CB | Indoor Luminaires | Case Lighting | Vertical Refrigerated Case Luminaires | Standard | FALSE | [9 empty] | 8/17/2016 12:00:00 AM | Not Dimmable | Not Dimmable | No | Qualified with GEPS6100NCCON-SY driver. |  | 3287.8 | 105.4 | 31.2 | 6.26 | 1 | 3984 | 90
PW24NW14 | GE Lighting Solutions | Immersion | ELFD1S4840LS | Indoor Luminaires | Case Lighting | Vertical Refrigerated Case Luminaires | Standard | FALSE | [9 empty] | 8/17/2016 12:00:00 AM | Not Dimmable | Not Dimmable | No | Qualified with GEPS6100NCCON-SY driver. |  | 1259.5 | 91.5334302325581 | 13.76 | 5.019 | 0.996 | 3956 | 90
PCUQNJ4A | GE Lighting Solutions | Immersion | ELFD1S6035RS | Indoor Luminaires | Case Lighting | Vertical Refrigerated Case Luminaires | Standard | FALSE | [9 empty] | 8/17/2016 12:00:00 AM | Not Dimmable | Not Dimmable | No | Qualified with GEPS6500NCMUL-SY driver. |  | 1613.1 | 115.717360114778 | 13.94 | 6.939 | 0.976 | 3513 | 90
PRCB2D1A | GE Lighting Solutions | Immersion | ELFD1S6035LS | Indoor Luminaires | Case Lighting | Vertical Refrigerated Case Luminaires | Standard | FALSE | [9 empty] | 8/17/2016 12:00:00 AM | Not Dimmable | Not Dimmable | No | Qualified with GEPS6100NCCON-SY driver. |  | 1613.1 | 94.4 | 17.1 | 7.68 | 0.99 | 3513 | 90
P8ARQPSV | GE Lighting Solutions | Immersion | ELFD1S6040LS | Indoor Luminaires | Case Lighting | Vertical Refrigerated Case Luminaires | Standard | FALSE | [9 empty] | 8/17/2016 12:00:00 AM | Not Dimmable | Not Dimmable | No | Qualified with GEPS6500NCMUL-SY driver. |  | 1642.5 | 117.826398852224 | 13.94 | 6.939 | 0.976 | 3975 | 91
PCC36U4Q | GE Lighting Solutions | Immersion | ELFD1S6040RB | Indoor Luminaires | Case Lighting | Vertical Refrigerated Case Luminaires | Standard | FALSE | [9 empty] | 8/17/2016 12:00:00 AM | Not Dimmable | Not Dimmable | No | Qualified with GEPS6500NCMUL-SY driver. |  | 1642.5 | 117.826398852224 | 13.94 | 6.939 | 0.976 | 3975 | 91
P15ZZRVB | GE Lighting Solutions | Immersion | ELFD1S4835CS | Indoor Luminaires | Case Lighting | Vertical Refrigerated Case Luminaires | Standard | FALSE | [9 empty] | 8/17/2016 12:00:00 AM | Not Dimmable | Not Dimmable | No | Qualified with GEPS6100NCCON-SY driver. |  | 2087.9 | 99.9473432264241 | 20.89 | 4.71 | 0.997 | 3526 | 90
PX6KAWJG | GE Lighting Solutions | Immersion | ELFD1S4840CB | Indoor Luminaires | Case Lighting | Vertical Refrigerated Case Luminaires | Standard | FALSE | [9 empty] | 8/17/2016 12:00:00 AM | Not Dimmable | Not Dimmable | No | Qualified with GEPS6500NCMUL-SY driver. |  | 2096.3 | 101.4 | 20.7 | 7.84 | 0.99 | 3981 | 90
PJTRWDJV | GE Lighting Solutions | Immersion | ELFD1S6740LB | Indoor Luminaires | Case Lighting | Vertical Refrigerated Case Luminaires | Standard | FALSE | [9 empty] | 8/17/2016 12:00:00 AM | Not Dimmable | Not Dimmable | No | Qualified with GEPS6500NCMUL-SY driver. |  | 2066.2 | 101.28431372549 | 20.4 | 7.021 | 0.987 | 3977 | 90
PDMN9VYY | GE Lighting Solutions | Immersion | ELFD1S6740LS | Indoor Luminaires | Case Lighting | Vertical Refrigerated Case Luminaires | Standard | FALSE | [9 empty] | 8/17/2016 12:00:00 AM | Not Dimmable | Not Dimmable | No | Qualified with GEPS6100NCCON-SY driver. |  | 2066.2 | 96.5 | 21.4 | 8.03 | 0.99 | 3977 | 90
PG7SMGXQ | GE Lighting Solutions | Immersion | ELFD1S6740LB | Indoor Luminaires | Case Lighting | Vertical Refrigerated Case Luminaires | Standard | FALSE | [9 empty] | 8/17/2016 12:00:00 AM | Not Dimmable | Not Dimmable | No | Qualified with GEPS6100NCCON-SY driver. |  | 2066.2 | 96.5 | 21.4 | 8.03 | 0.99 | 3977 | 90
PM62XP36 | GE Lighting Solutions | Immersion | ELFD1S6050CB | Indoor Luminaires | Case Lighting | Vertical Refrigerated Case Luminaires | Standard | FALSE | [9 empty] | 8/17/2016 12:00:00 AM | Not Dimmable | Not Dimmable | No | Qualified with GEPS6100NCCON-SY driver. |  | 2900.8 | 106 | 27.4 | 8.57 | 0.99 | 5151 | 89
PWH26BPJ | GE Lighting Solutions | Immersion | ELFD1S4835CB | Indoor Luminaires | Case Lighting | Vertical Refrigerated Case Luminaires | Standard | FALSE | [9 empty] | 8/17/2016 12:00:00 AM | Not Dimmable | Not Dimmable | No | Qualified with GEPS6500NCMUL-SY driver. |  | 2087.9 | 101 | 20.65 | 7.84 | 0.99 | 3526 | 90
PDP2PF7S | GE Lighting Solutions | Immersion | ELFD1S4835CB | Indoor Luminaires | Case Lighting | Vertical Refrigerated Case Luminaires | Standard | FALSE | [9 empty] | 8/17/2016 12:00:00 AM | Not Dimmable | Not Dimmable | No | Qualified with GEPS6100NCCON-SY driver. |  | 2087.9 | 99.9473432264241 | 20.89 | 4.71 | 0.997 | 3526 | 90
PJNJMPWD | GE Lighting Solutions | Immersion | ELFD1S6735RB | Indoor Luminaires | Case Lighting | Vertical Refrigerated Case Luminaires | Standard | FALSE | [9 empty] | 8/17/2016 12:00:00 AM | Not Dimmable | Not Dimmable | No | Qualified with GEPS6100NCCON-SY driver. |  | 2066.3 | 96.8 | 21.4 | 7.83 | 0.99 | 3521 | 91
P6C82SUP | GE Lighting Solutions | Immersion | ELFD1S6750LS | Indoor Luminaires | Case Lighting | Vertical Refrigerated Case Luminaires | Standard | FALSE | [9 empty] | 8/17/2016 12:00:00 AM | Not Dimmable | Not Dimmable | No | Qualified with GEPS6100NCCON-SY driver. |  | 2138.5 | 100.1 | 21.4 | 7.68 | 0.99 | 5157 | 89
PBRNRWXP | GE Lighting Solutions | Immersion | ELFD1S6035RB | Indoor Luminaires | Case Lighting | Vertical Refrigerated Case Luminaires | Standard | FALSE | [9 empty] | 8/17/2016 12:00:00 AM | Not Dimmable | Not Dimmable | No | Qualified with GEPS6100NCCON-SY driver. |  | 1613.1 | 94.4 | 17.1 | 7.68 | 0.99 | 3513 | 90
PHCKFPJZ | GE Lighting Solutions | Immersion | ELFD1S6050RS | Indoor Luminaires | Case Lighting | Vertical Refrigerated Case Luminaires | Standard | FALSE | [9 empty] | 8/17/2016 12:00:00 AM | Not Dimmable | Not Dimmable | No | Qualified with GEPS6500NCMUL-SY driver. |  | 1698.4 | 121.836441893831 | 13.94 | 6.939 | 0.976 | 5127 | 89
PXVJGFNY | GE Lighting Solutions | Immersion | ELFD1S6035CS | Indoor Luminaires | Case Lighting | Vertical Refrigerated Case Luminaires | Standard | FALSE | [9 empty] | 8/17/2016 12:00:00 AM | Not Dimmable | Not Dimmable | No | Qualified with GEPS6500NCMUL-SY driver. |  | 2782.4 | 99.8349479727305 | 27.87 | 6.939 | 0.976 | 3530 | 90
PBE176BK | GE Lighting Solutions | Immersion | ELFD1S6035LS | Indoor Luminaires | Case Lighting | Vertical Refrigerated Case Luminaires | Standard | FALSE | [9 empty] | 8/17/2016 12:00:00 AM | Not Dimmable | Not Dimmable | No | Qualified with GEPS6500NCMUL-SY driver. |  | 1613.1 | 115.717360114778 | 13.94 | 6.939 | 0.976 | 3513 | 90
PBH1QM82 | GE Lighting Solutions | Immersion | ELFD1S6740RS | Indoor Luminaires | Case Lighting | Vertical Refrigerated Case Luminaires | Standard | FALSE | [9 empty] | 8/17/2016 12:00:00 AM | Not Dimmable | Not Dimmable | No | Qualified with GEPS6100NCCON-SY driver. |  | 2066.2 | 96.5 | 21.4 | 8.03 | 0.99 | 3977 | 90
PETXC6UY | GE Lighting Solutions | Immersion | ELFD1S6035CB | Indoor Luminaires | Case Lighting | Vertical Refrigerated Case Luminaires | Standard | FALSE | [9 empty] | 8/17/2016 12:00:00 AM | Not Dimmable | Not Dimmable | No | Qualified with GEPS6500NCMUL-SY driver. |  | 2782.4 | 99.8349479727305 | 27.87 | 6.939 | 0.976 | 3530 | 90
PK1WZQ3Q | GE Lighting Solutions | Immersion | ELFD1S6035CB | Indoor Luminaires | Case Lighting | Vertical Refrigerated Case Luminaires | Standard | FALSE | [9 empty] | 8/17/2016 12:00:00 AM | Not Dimmable | Not Dimmable | No | Qualified with GEPS6100NCCON-SY driver. |  | 2782.4 | 101.4 | 27.45 | 8.59 | 0.99 | 3530 | 90
P00000S46 | GE Lighting Solutions | IMMERSION | GE-LT406040CTR-SY,SB (Qualified at 120V Only) | Indoor Luminaires | Case Lighting | Vertical Refrigerated Case Luminaires | Standard | TRUE | 1097.3 | 65.2 | 16.8 | 18.77 | 0.915 | 4075 | 82.7 | 5 | 50000 | 4/4/2014 12:00:00 AM | Not Yet Verified | Not Yet Verified | Not Yet Verified |  | 2.1 | 1070 | 59 | 18 |  |  | 4000 | 80
P00000S49 | GE Lighting Solutions | IMMERSION | GE-LT406040EDR-SY,SB (Qualified at 120V Only) | Indoor Luminaires | Case Lighting | Vertical Refrigerated Case Luminaires | Standard | TRUE | 577.2 | 64.8 | 8.9 | 18.72 | 0.921 | 4031 | 82.2 | 5 | 50000 | 4/4/2014 12:00:00 AM | Not Yet Verified | Not Yet Verified | Not Yet Verified |  | 2.1 | 650 | 72 | 9 |  |  | 4000 | 80
P00000S4A | GE Lighting Solutions | IMMERSION | GE-LT406040EDL-SY,SB (Qualified at 120V Only) | Indoor Luminaires | Case Lighting | Vertical Refrigerated Case Luminaires | Standard | FALSE | [9 empty] | 4/4/2014 12:00:00 AM | Not Yet Verified | Not Yet Verified | Not Yet Verified |  |  | 650 | 72 | 9 |  |  | 4000 | 80
P00000S45 | GE Lighting Solutions | IMMERSION | GE-LT406050CTR-SY,SB (Qualified at 120V Only) | Indoor Luminaires | Case Lighting | Vertical Refrigerated Case Luminaires | Standard | TRUE | 1405.4 | 80.3 | 17.5 | 18.55 | 0.925 | 5230 | 81 |  | 50000 | 4/8/2014 12:00:00 AM | Not Yet Verified | Not Yet Verified | Not Yet Verified |  | 2.1 | 1070 | 66.9 | 16 |  |  | 5000 | 75
P00000S47 | GE Lighting Solutions | IMMERSION | GE-LT406050EDR-SY,SB (Qualified at 120V Only) | Indoor Luminaires | Case Lighting | Vertical Refrigerated Case Luminaires | Standard | TRUE | 906.5 | 105.4 | 8.6 | 18.58 | 0.925 | 5172 | 80 |  | 50000 | 4/9/2014 12:00:00 AM | Not Yet Verified | Not Yet Verified | Not Yet Verified |  | 2.1 |  | 81.3 | 8 |  |  | 5000
P00000S48 | GE Lighting Solutions | IMMERSION | GE-LT406050EDL-SY,SB (Qualified at 120V Only) | Indoor Luminaires | Case Lighting | Vertical Refrigerated Case Luminaires | Standard | FALSE | [9 empty] | 4/9/2014 12:00:00 AM | Not Yet Verified | Not Yet Verified | Not Yet Verified |  |  | 650 | 81.3 | 8 |  |  | 5000 | 75
P00000SIS | GE Lighting Solutions | IMMERSION | 69689 | Indoor Luminaires | Case Lighting | Horizontal Refrigerated Case Luminaires | Standard | TRUE | 230.8 | 64.7 | 3.6 | 17 | 0.895 | 3002 | 84 | 5 | 50000 | 9/16/2013 12:00:00 AM | Not Yet Verified | Not Yet Verified | Not Yet Verified | Qualified with PS6500 24V 50W Power Suppluy | 1.7 |  |  | 3.6 |  |  | 3000 | 80
P00000SJ3 | GE Lighting Solutions | IMMERSION | 69665 | Indoor Luminaires | Case Lighting | Horizontal Refrigerated Case Luminaires | Standard | FALSE | [9 empty] | 9/20/2013 12:00:00 AM | Not Yet Verified | Not Yet Verified | Not Yet Verified | Qualified with PS6500 24V 50W Power Suppluy |  | 240 | 67 | 3.6 |  |  | 4000 | 80
P00000SJ7 | GE Lighting Solutions | IMMERSION | 69647 | Indoor Luminaires | Case Lighting | Horizontal Refrigerated Case Luminaires | Standard | FALSE | [9 empty] | 9/20/2013 12:00:00 AM | Not Yet Verified | Not Yet Verified | Not Yet Verified | Qualified with PS6500 24V 50W Power Suppluy |  | 245 | 68 | 3.6 |  |  | 5000 | 80
P00000SJ0 | GE Lighting Solutions | IMMERSION | 69652 | Indoor Luminaires | Case Lighting | Horizontal Refrigerated Case Luminaires | Standard | FALSE | [9 empty] | 9/20/2013 12:00:00 AM | Not Yet Verified | Not Yet Verified | Not Yet Verified | Qualified with PS6500 24V 50W Power Suppluy |  | 773 | 74 | 10.6 |  |  | 4000 | 80
P00000SJ4 | GE Lighting Solutions | IMMERSION | 69640 | Indoor Luminaires | Case Lighting | Horizontal Refrigerated Case Luminaires | Standard | FALSE | [9 empty] | 9/20/2013 12:00:00 AM | Not Yet Verified | Not Yet Verified | Not Yet Verified | Qualified with PS6500 24V 50W Power Suppluy |  | 737 | 71 | 10.6 |  |  | 5000 | 80
P00000SJ5 | GE Lighting Solutions | IMMERSION | 69641 | Indoor Luminaires | Case Lighting | Horizontal Refrigerated Case Luminaires | Standard | FALSE | [9 empty] | 9/20/2013 12:00:00 AM | Not Yet Verified | Not Yet Verified | Not Yet Verified | Qualified with PS6500 24V 50W Power Suppluy |  | 737 | 71 | 10.6 |  |  | 5000 | 80
P00000SJ6 | GE Lighting Solutions | IMMERSION | 69646 | Indoor Luminaires | Case Lighting | Horizontal Refrigerated Case Luminaires | Standard | FALSE | [9 empty] | 9/20/2013 12:00:00 AM | Not Yet Verified | Not Yet Verified | Not Yet Verified | Qualified with PS6500 24V 50W Power Suppluy |  | 245 | 68 | 3.6 |  |  | 5000 | 80
P00000SIU | GE Lighting Solutions | IMMERSION | 69682 | Indoor Luminaires | Case Lighting | Horizontal Refrigerated Case Luminaires | Standard | FALSE | [9 empty] | 9/20/2013 12:00:00 AM | Not Yet Verified | Not Yet Verified | Not Yet Verified | Qualified with PS6500 24V 50W Power Suppluy |  | 600 | 58 | 10.6 |  |  | 3000 | 80
P00000SIV | GE Lighting Solutions | IMMERSION | 69684 | Indoor Luminaires | Case Lighting | Horizontal Refrigerated Case Luminaires | Standard | FALSE | [9 empty] | 9/20/2013 12:00:00 AM | Not Yet Verified | Not Yet Verified | Not Yet Verified | Qualified with PS6500 24V 50W Power Suppluy |  | 600 | 58 | 10.6 |  |  | 3000 | 80
P00000SIW | GE Lighting Solutions | IMMERSION | 69709 | Indoor Luminaires | Case Lighting | Horizontal Refrigerated Case Luminaires | Standard | FALSE | [9 empty] | 9/20/2013 12:00:00 AM | Not Yet Verified | Not Yet Verified | Not Yet Verified | Qualified with PS6500 24V 50W Power Suppluy |  | 738 | 71 | 10.6 |  |  | 3500 | 80
P00000SIX | GE Lighting Solutions | IMMERSION | 69710 | Indoor Luminaires | Case Lighting | Horizontal Refrigerated Case Luminaires | Standard | FALSE | [9 empty] | 9/20/2013 12:00:00 AM | Not Yet Verified | Not Yet Verified | Not Yet Verified | Qualified with PS6500 24V 50W Power Suppluy |  | 738 | 71 | 10.6 |  |  | 3500 | 80
P00000SIY | GE Lighting Solutions | IMMERSION | 69715 | Indoor Luminaires | Case Lighting | Horizontal Refrigerated Case Luminaires | Standard | FALSE | [9 empty] | 9/20/2013 12:00:00 AM | Not Yet Verified | Not Yet Verified | Not Yet Verified | Qualified with PS6500 24V 50W Power Suppluy |  | 250 | 69 | 3.6 |  |  | 3500 | 80
P00000SJ1 | GE Lighting Solutions | IMMERSION | 69653 | Indoor Luminaires | Case Lighting | Horizontal Refrigerated Case Luminaires | Standard | FALSE | [9 empty] | 9/20/2013 12:00:00 AM | Not Yet Verified | Not Yet Verified | Not Yet Verified | Qualified with PS6500 24V 50W Power Suppluy |  | 773 | 74 | 10.6 |  |  | 4000 | 80
P00000SJ2 | GE Lighting Solutions | IMMERSION | 69664 | Indoor Luminaires | Case Lighting | Horizontal Refrigerated Case Luminaires | Standard | FALSE | [9 empty] | 9/20/2013 12:00:00 AM | Not Yet Verified | Not Yet Verified | Not Yet Verified | Qualified with PS6500 24V 50W Power Suppluy |  | 240 | 67 | 3.6 |  |  | 4000 | 80
P00000SIZ | GE Lighting Solutions | IMMERSION | 69716 | Indoor Luminaires | Case Lighting | Horizontal Refrigerated Case Luminaires | Standard | FALSE | [9 empty] | 9/20/2013 12:00:00 AM | Not Yet Verified | Not Yet Verified | Not Yet Verified | Qualified with PS6500 24V 50W Power Suppluy |  | 250 | 69 | 3.6 |  |  | 3500 | 80
P00000U0J | Global Energy Efficiency Holdings | G-LiTE | LES-T8-03/04-120V | Indoor Luminaires | Case Lighting | Horizontal Refrigerated Case Luminaires | Standard | TRUE | 1614 | 97.8 | 16.5 | 12.87 | 0.982 | 4104 | 82.2 | 5 |  | 8/21/2012 12:00:00 AM | Not Yet Verified | Not Yet Verified | Not Yet Verified |  | 1.6 |  |  |  |  | 0.982
P00000U0K | Global Energy Efficiency Holdings | G-LiTE | LES-T8-03/04-120V-5FT | Indoor Luminaires | Case Lighting | Vertical Refrigerated Case Luminaires | Standard | TRUE | 2196 | 99.1 | 22.15 | 11 | 0.99 | 5056 | 88.1 | 5 |  | 12/11/2012 12:00:00 AM | Not Yet Verified | Not Yet Verified | Not Yet Verified |  | 1.7
P00000U0L | Global Energy Efficiency Holdings | G-LiTE | LES-T8-03/04-120V-3FT-4K | Indoor Luminaires | Case Lighting | Horizontal Refrigerated Case Luminaires | Standard | TRUE | 1195 | 97.79 | 12.22 | 10.2 | 0.99 | 4267 | 84 | 5 | 50000 | 5/10/2013 12:00:00 AM | Not Yet Verified | Not Yet Verified | Not Yet Verified |  | 2 | 1195 | 98 | 12 |  | 0.99 | 4000 | 80
P00000U0P | Global Energy Efficiency Holdings | G-LiTE | LES-T8-03/04-120V-4FT-3K | Indoor Luminaires | Case Lighting | Horizontal Refrigerated Case Luminaires | Standard | TRUE | 1871 | 97.76 | 19.14 | 14.7 | 0.9835 | 3110 | 82 | 5 |  | 6/14/2013 12:00:00 AM | Not Yet Verified | Not Yet Verified | Not Yet Verified |  | 1.7 | 1871 | 98 | 19.14 |  | 0.9835 | 3000 | 80
P00000U0Q | Global Energy Efficiency Holdings | G-LiTE | LES-T8-03/04-120V-6FT | Indoor Luminaires | Case Lighting | Vertical Refrigerated Case Luminaires | Standard | TRUE | 2355.9 | 103.32 | 22.8 | 14.6 | 0.9 | 4294 | 83.9 | 5 |  | 6/17/2013 12:00:00 AM | Not Yet Verified | Not Yet Verified | Not Yet Verified |  | 2 | 2356 | 102 | 23 |  | 0.99 | 4200 | 82
PSV5NM4H | Global Energy Efficiency Holdings | G-Lite | LES-T8F-04-120-4100K[120V ONLY] | Indoor Luminaires | Case Lighting | Horizontal Refrigerated Case Luminaires | Standard | TRUE | 1969.19 | 126 | 15.63 | 17 | 0.999 | 4035 | 84 | 5 |  | 1/2/2015 12:00:00 AM | Not Yet Verified | Not Yet Verified | Not Yet Verified |  | 2.1 | 1969 | 126 | 15.5 |  |  | 4100 | 84
PDMZXJJU | Global Energy Efficiency Holdings | G-Lite | LES-T8F-04-120-5000K[120V ONLY] | Indoor Luminaires | Case Lighting | Horizontal Refrigerated Case Luminaires | Standard | FALSE | [9 empty] | 1/2/2015 12:00:00 AM | Not Yet Verified | Not Yet Verified | Not Yet Verified |  |  | 1970 | 126 | 15.5 |  |  | 5000 | 83
PG2RRV5W | Global Energy Efficiency Holdings | G-Lite | LES-T8F-04-150-4100K[120V ONLY] | Indoor Luminaires | Case Lighting | Horizontal Refrigerated Case Luminaires | Standard | TRUE | 2482.95 | 125 | 19.93 | 18 | 0.98 | 4056 | 84 | 5 |  | 1/2/2015 12:00:00 AM | Not Yet Verified | Not Yet Verified | Not Yet Verified |  | 2.1 | 2500 | 125 | 20 |  |  | 4100 | 84
PYWP1E3X | Global Energy Efficiency Holdings | G-Lite | LES-T8F-04-150-5000K[120V ONLY] | Indoor Luminaires | Case Lighting | Horizontal Refrigerated Case Luminaires | Standard | FALSE | [9 empty] | 1/2/2015 12:00:00 AM | Not Dimmable | Not Dimmable | Not Yet Verified |  |  | 2500 | 125 | 20 | 20 | 0.9 | 5000 | 84
PQMRZUEJ | Global Energy Efficiency Holdings | G-Lite | LES-T8F-04-90-4100K[120V ONLY] | Indoor Luminaires | Case Lighting | Horizontal Refrigerated Case Luminaires | Standard | TRUE | 1413.03 | 114 | 12.43 | 15 | 0.99 | 4052 | 83.5 | 5 |  | 1/2/2015 12:00:00 AM | Not Yet Verified | Not Yet Verified | Not Yet Verified |  | 2.1 | 1413 | 114 | 12.5 |  |  | 4100 | 84
P56RVANS | Global Energy Efficiency Holdings | G-Lite | LES-T8F-04-180-4100K[120V ONLY] | Indoor Luminaires | Case Lighting | Horizontal Refrigerated Case Luminaires | Standard | TRUE | 2642.36 | 113 | 23.29 | 18 | 0.98 | 4056 | 84 | 5 |  | 1/2/2015 12:00:00 AM | Not Yet Verified | Not Yet Verified | Not Yet Verified |  | 2.1 | 2650 | 113 | 23 |  |  | 4100 | 84
PHMAQPFE | Global Energy Efficiency Holdings | G-Lite | LES-T8F-04-120-3500K[120V ONLY] | Indoor Luminaires | Case Lighting | Horizontal Refrigerated Case Luminaires | Standard | TRUE | 2043.49 | 115 | 17.79 | 15 | 0.98 | 3535 | 85 | 5 |  | 1/2/2015 12:00:00 AM | Not Yet Verified | Not Yet Verified | Not Yet Verified |  | 2.1 | 2043 | 115 | 17.5 |  |  | 3500 | 85
P00000U75 | GREEN X LED (HK) CO LTD | Cool-a-strip | GX-CS125070D | Indoor Luminaires | Case Lighting | Vertical Refrigerated Case Luminaires | Standard | TRUE | 2201.3 | 67.3 | 32.7 | 10.45 | 0.9842 | 4288 | 81.7 | 5 |  | 2/13/2013 12:00:00 AM | Not Yet Verified | Not Yet Verified | Not Yet Verified |  | 1.7 |  |  | 24 |  | 0.99
P00000U73 | GREEN X LED (HK) CO LTD | Cool-a-strip | GX-CS155070D | Indoor Luminaires | Case Lighting | Vertical Refrigerated Case Luminaires | Standard | TRUE | 2648 | 66.9 | 39.6 | 10.75 | 0.9866 | 4200 | 79.1 | 5 |  | 2/13/2013 12:00:00 AM | Not Yet Verified | Not Yet Verified | Not Yet Verified |  | 1.7 |  |  | 30 |  | 0.99
P00001FL4 | GTech Services, Inc. | GTech Services, Inc. | G-DM47112CE5D6 | Indoor Luminaires | Case Lighting | Vertical Refrigerated Case Luminaires | Standard | TRUE | 805.18 | 52.22 | 15.42 | 6.12 | 0.976 | 3848 | 81.1 | 5 | 50000 | 10/1/2013 12:00:00 AM | Not Yet Verified | Not Yet Verified | Not Yet Verified |  | 2 | 875 | 55 | 15.5 |  | 0.95 | 4000 | 80
P00001FL5 | GTech Services, Inc. | GTech Services, Inc. | G-LP58515CE5D6 | Indoor Luminaires | Case Lighting | Vertical Refrigerated Case Luminaires | Standard | TRUE | 1440.89 | 71.08 | 20.27 | 5.05 | 0.973 | 3868 | 80.1 | 5 | 50000 | 10/1/2013 12:00:00 AM | Not Yet Verified | Not Yet Verified | Not Yet Verified |  | 2 | 1300 | 60 | 21 |  | 0.95 | 4100 | 80
P00001FL6 | GTech Services, Inc. | GTech Services, Inc. | G-DM58515CE5D6 | Indoor Luminaires | Case Lighting | Vertical Refrigerated Case Luminaires | Standard | TRUE | 1406.99 | 66.9 | 21.03 | 6.12 | 0.976 | 3850 | 80.3 | 5 | 50000 | 10/1/2013 12:00:00 AM | Not Yet Verified | Not Yet Verified | Not Yet Verified |  | 2 | 1300 | 60 | 21 |  | 0.95 | 4100 | 80
P00001FL7 | GTech Services, Inc. | GTech Services, Inc. | G-DM47112PL5D6 | Indoor Luminaires | Case Lighting | Vertical Refrigerated Case Luminaires | Standard | TRUE | 912.91 | 58.75 | 15.5 | 6.12 | 0.976 | 4077 | 87 | 5 | 50000 | 10/2/2013 12:00:00 AM | Not Yet Verified | Not Yet Verified | Not Yet Verified |  | 2 | 875 | 55 | 15.5 |  | 0.95 | 4000 | 80
P00001FL8 | GTech Services, Inc. | GTech Services, Inc. | G-LP47112CE5D6 | Indoor Luminaires | Case Lighting | Vertical Refrigerated Case Luminaires | Standard | TRUE | 1100.13 | 70.84 | 15.53 | 6.95 | 0.976 | 4082 | 83.4 | 5 | 50000 | 10/1/2013 12:00:00 AM | Not Yet Verified | Not Yet Verified | Not Yet Verified |  | 2 | 875 | 55 | 15.5 |  | 0.95 | 4000 | 80
P00001FL9 | GTech Services, Inc. | GTech Services, Inc. | G-LP58515PL5D6 | Indoor Luminaires | Case Lighting | Vertical Refrigerated Case Luminaires | Standard | TRUE | 1120.6 | 55.4 | 20.2 | 5.05 | 0.973 | 3782 | 84.8 | 5 | 50000 | 10/7/2013 12:00:00 AM | Not Yet Verified | Not Yet Verified | Not Yet Verified |  | 2 | 1300 | 60 | 21 |  | 0.95 | 4100 | 80
P00001FLA | GTech Services, Inc. | GTech Services, Inc. | G-DM58515PL5D6 | Indoor Luminaires | Case Lighting | Vertical Refrigerated Case Luminaires | Standard | TRUE | 1120.6 | 55.44 | 20.2 | 5.05 | 0.973 | 3782 | 84.8 | 5 | 50000 | 10/7/2013 12:00:00 AM | Not Yet Verified | Not Yet Verified | Not Yet Verified |  | 2 | 1300 | 60 | 21 |  | 0.95 | 4100 | 80
P00001FLB | GTech Services, Inc. | GTech Services, Inc. | G-LP47112PL5D6 | Indoor Luminaires | Case Lighting | Vertical Refrigerated Case Luminaires | Standard | TRUE | 873.18 | 55.61 | 15.7 | 6.81 | 0.976 | 3800 | 85.4 | 5 | 50000 | 10/7/2013 12:00:00 AM | Not Yet Verified | Not Yet Verified | Not Yet Verified |  | 2 | 875 | 55 | 15.5 |  | 0.95 | 4000 | 80
P00001FLC | GTech Services, Inc. | GTech Services, Inc. | G-LP69918CE5D6 - 120V | Indoor Luminaires | Case Lighting | Vertical Refrigerated Case Luminaires | Standard | TRUE | 1571 | 64.4 | 24.43 | 5.87 | 0.982 | 4026 | 82.1 | 5 | 50000 | 10/23/2013 12:00:00 AM | Not Yet Verified | Not Yet Verified | Not Yet Verified |  | 2 | 1500 | 60 | 24 |  | 0.95 | 4100 | 80
P00001FLD | GTech Services, Inc. | GTech Services, Inc. | G-LP69918PL5D6 - 120V | Indoor Luminaires | Case Lighting | Vertical Refrigerated Case Luminaires | Standard | TRUE | 1250 | 50.6 | 24.69 | 5.83 | 0.982 | 3822 | 85.1 | 5 | 50000 | 10/23/2013 12:00:00 AM | Not Yet Verified | Not Yet Verified | Not Yet Verified |  | 2 | 1500 | 60 | 24 |  | 0.95 | 4100 | 80
P00001FLE | GTech Services, Inc. | GTech Services, Inc. | G-DM69918CE5D6 - 120V | Indoor Luminaires | Case Lighting | Vertical Refrigerated Case Luminaires | Standard | TRUE | 1679 | 65 | 25.82 | 7.26 | 0.985 | 4033 | 82.4 | 5 | 50000 | 10/25/2013 12:00:00 AM | Not Yet Verified | Not Yet Verified | Not Yet Verified |  | 2 | 1500 | 60 | 24 |  | 0.95 | 4100 | 80
P00001FLF | GTech Services, Inc. | GTech Services, Inc. | G-DM69918PL5D6 [120 V ONLY] | Indoor Luminaires | Case Lighting | Vertical Refrigerated Case Luminaires | Standard | TRUE | 1392 | 53.2 | 26.15 | 7.2 | 0.985 | 3883 | 85.8 | 5 | 50000 | 11/18/2013 12:00:00 AM | Not Yet Verified | Not Yet Verified | Not Yet Verified |  | 2.1 | 1500 | 60 | 24 |  | 0.95 | 4100 | 80
P00001FLG | GTech Services, Inc. | GTech Services, Inc. | G-CT47248LG7D6Z | Indoor Luminaires | Case Lighting | Vertical Refrigerated Case Luminaires | Standard | TRUE | 1792.47 | 104.82 | 17.1 | 7.62 | 0.96 | 3112 | 83 | 5 | 73000 | 4/2/2014 12:00:00 AM | Not Yet Verified | Not Yet Verified | Not Yet Verified |  | 2.1 | 1600 | 100 | 16 | 8 | 0.9 | 3000 | 80
P00001FLH | GTech Services, Inc. | GTech Services, Inc. | G-CT47248LG6D6Z | Indoor Luminaires | Case Lighting | Vertical Refrigerated Case Luminaires | Standard | FALSE | [9 empty] | 4/2/2014 12:00:00 AM | Not Yet Verified | Not Yet Verified | Not Yet Verified |  |  | 1600 | 100 | 16 | 8 | 0.9 | 3500 | 80
P00001FLI | GTech Services, Inc. | GTech Services, Inc. | G-CT47248LG5D6Z | Indoor Luminaires | Case Lighting | Vertical Refrigerated Case Luminaires | Standard | FALSE | [9 empty] | 4/2/2014 12:00:00 AM | Not Yet Verified | Not Yet Verified | Not Yet Verified |  |  | 1600 | 100 | 16 | 8 | 0.9 | 4000 | 80
P00001FLJ | GTech Services, Inc. | GTech Services, Inc. | G-ST47224LG7D6Z | Indoor Luminaires | Case Lighting | Vertical Refrigerated Case Luminaires | Standard | TRUE | 932.47 | 106.44 | 8.76 | 8.19 | 0.952 | 3129 | 83 | 5 | 73000 | 4/2/2014 12:00:00 AM | Not Yet Verified | Not Yet Verified | Not Yet Verified |  | 2.1 | 800 | 100 | 8 | 8 | 0.9 | 3000 | 80
P00001FLL | GTech Services, Inc. | GTech Services, Inc. | G-ST47224LG5D6Z | Indoor Luminaires | Case Lighting | Vertical Refrigerated Case Luminaires | Standard | FALSE | [9 empty] | 4/2/2014 12:00:00 AM | Not Yet Verified | Not Yet Verified | Not Yet Verified |  |  | 800 | 100 | 8 | 8 | 0.9 | 4000 | 80
P00001FLK | GTech Services, Inc. | GTech Services, Inc. | G-ST47224LG6D6Z | Indoor Luminaires | Case Lighting | Vertical Refrigerated Case Luminaires | Standard | FALSE | [9 empty] | 4/2/2014 12:00:00 AM | Not Yet Verified | Not Yet Verified | Not Yet Verified |  |  | 800 | 100 | 8 | 8 | 0.9 | 3500 | 80
P00001FLM | GTech Services, Inc. | GTech Services, Inc. | G-CT35336LG7D6Z | Indoor Luminaires | Case Lighting | Vertical Refrigerated Case Luminaires | Standard | TRUE | 1347.87 | 102.89 | 13.1 | 8.03 | 0.957 | 3141 | 82.9 | 5 | 73000 | 4/2/2014 12:00:00 AM | Not Yet Verified | Not Yet Verified | Not Yet Verified |  | 2.1 | 1200 | 100 | 12 | 8 | 0.9 | 3000 | 80
P00001FLN | GTech Services, Inc. | GTech Services, Inc. | G-CT35336LG6D6Z | Indoor Luminaires | Case Lighting | Vertical Refrigerated Case Luminaires | Standard | FALSE | [9 empty] | 4/2/2014 12:00:00 AM | Not Yet Verified | Not Yet Verified | Not Yet Verified |  |  | 1200 | 100 | 12 | 8 | 0.9 | 3500 | 80
P00001FLO | GTech Services, Inc. | GTech Services, Inc. | G-CT35336LG5D6Z | Indoor Luminaires | Case Lighting | Vertical Refrigerated Case Luminaires | Standard | FALSE | [9 empty] | 4/2/2014 12:00:00 AM | Not Yet Verified | Not Yet Verified | Not Yet Verified |  |  | 1200 | 100 | 12 | 8 | 0.9 | 4000 | 80
P00001FLP | GTech Services, Inc. | GTech Services, Inc. | G-ST35318LG7D6Z | Indoor Luminaires | Case Lighting | Vertical Refrigerated Case Luminaires | Standard | TRUE | 674.79 | 102.24 | 6.6 | 8.4 | 0.949 | 3144 | 83 | 5 | 73000 | 4/2/2014 12:00:00 AM | Not Yet Verified | Not Yet Verified | Not Yet Verified |  | 2.1 | 600 | 100 | 6 | 8 | 0.9 | 3000 | 80
P00001FLQ | GTech Services, Inc. | GTech Services, Inc. | G-ST35318LG6D6Z | Indoor Luminaires | Case Lighting | Vertical Refrigerated Case Luminaires | Standard | FALSE | [9 empty] | 4/2/2014 12:00:00 AM | Not Yet Verified | Not Yet Verified | Not Yet Verified |  |  | 600 | 100 | 6 | 8 | 0.9 | 3500 | 80
P00001FLR | GTech Services, Inc. | GTech Services, Inc. | G-ST35318LG5D6Z | Indoor Luminaires | Case Lighting | Vertical Refrigerated Case Luminaires | Standard | FALSE | [9 empty] | 4/2/2014 12:00:00 AM | Not Yet Verified | Not Yet Verified | Not Yet Verified |  |  | 600 | 100 | 6 | 8 | 0.9 | 4000 | 80
P00001FLS | GTech Services, Inc. | GTech Services, Inc. | G-CT23224LG7D6Z | Indoor Luminaires | Case Lighting | Vertical Refrigerated Case Luminaires | Standard | TRUE | 894.61 | 102.82 | 8.7 | 8.45 | 0.953 | 3134 | 83.1 | 5 | 73000 | 4/2/2014 12:00:00 AM | Not Yet Verified | Not Yet Verified | Not Yet Verified |  | 2.1 | 800 | 100 | 8 | 8 | 0.9 | 3000 | 80
P00001FLT | GTech Services, Inc. | GTech Services, Inc. | G-CT23224LG6D6Z | Indoor Luminaires | Case Lighting | Vertical Refrigerated Case Luminaires | Standard | FALSE | [9 empty] | 4/2/2014 12:00:00 AM | Not Yet Verified | Not Yet Verified | Not Yet Verified |  |  | 800 | 100 | 8 | 8 | 0.9 | 3500 | 80
P00001FLU | GTech Services, Inc. | GTech Services, Inc. | G-CT23224LG5D6Z | Indoor Luminaires | Case Lighting | Vertical Refrigerated Case Luminaires | Standard | FALSE | [9 empty] | 4/2/2014 12:00:00 AM | Not Yet Verified | Not Yet Verified | Not Yet Verified |  |  | 800 | 100 | 8 | 8 | 0.9 | 4000 | 80
P00001FLV | GTech Services, Inc. | GTech Services, Inc. | G-ST23212LG7D6Z | Indoor Luminaires | Case Lighting | Vertical Refrigerated Case Luminaires | Standard | TRUE | 443.32 | 100.75 | 4.4 | 8.77 | 0.945 | 3118 | 83 | 5 | 73000 | 4/2/2014 12:00:00 AM | Not Yet Verified | Not Yet Verified | Not Yet Verified |  | 2.1 | 400 | 100 | 4 | 8 | 0.9 | 3000 | 80
P00001FLW | GTech Services, Inc. | GTech Services, Inc. | G-ST23212LG6D6Z | Indoor Luminaires | Case Lighting | Vertical Refrigerated Case Luminaires | Standard | FALSE | [9 empty] | 4/2/2014 12:00:00 AM | Not Yet Verified | Not Yet Verified | Not Yet Verified |  |  | 400 | 100 | 4 | 8 | 0.9 | 3500 | 80
P00001FLX | GTech Services, Inc. | GTech Services, Inc. | G-ST23212LG5D6Z | Indoor Luminaires | Case Lighting | Vertical Refrigerated Case Luminaires | Standard | FALSE | [9 empty] | 4/2/2014 12:00:00 AM | Not Yet Verified | Not Yet Verified | Not Yet Verified |  |  | 400 | 100 | 4 | 8 | 0.9 | 4000 | 80
P00001FLY | GTech Services, Inc. | GTech Services, Inc. | G-CT17218LG7D6Z | Indoor Luminaires | Case Lighting | Vertical Refrigerated Case Luminaires | Standard | TRUE | 670.45 | 104.75 | 6.4 | 8.59 | 0.949 | 3124 | 82.8 | 5 | 73000 | 4/2/2014 12:00:00 AM | Not Yet Verified | Not Yet Verified | Not Yet Verified |  | 2.1 | 600 | 100 | 6 | 8 | 0.9 | 3000 | 80
P00001FM0 | GTech Services, Inc. | GTech Services, Inc. | G-CT17218LG5D6Z | Indoor Luminaires | Case Lighting | Vertical Refrigerated Case Luminaires | Standard | FALSE | [9 empty] | 4/2/2014 12:00:00 AM | Not Yet Verified | Not Yet Verified | Not Yet Verified |  |  | 600 | 100 | 6 | 8 | 0.9 | 4000 | 80
P00001FLZ | GTech Services, Inc. | GTech Services, Inc. | G-CT17218LG6D6Z | Indoor Luminaires | Case Lighting | Vertical Refrigerated Case Luminaires | Standard | FALSE | [9 empty] | 4/2/2014 12:00:00 AM | Not Yet Verified | Not Yet Verified | Not Yet Verified |  |  | 600 | 100 | 6 | 8 | 0.9 | 3500 | 80
P00001FM1 | GTech Services, Inc. | GTech Services, Inc. | G-ST17210LG7D6Z | Indoor Luminaires | Case Lighting | Vertical Refrigerated Case Luminaires | Standard | TRUE | 329.97 | 103.11 | 3.2 | 8.72 | 0.944 | 3114 | 82.9 | 5 | 73000 | 4/2/2014 12:00:00 AM | Not Yet Verified | Not Yet Verified | Not Yet Verified |  | 2.1 | 300 | 100 | 3 | 8 | 0.9 | 3000 | 80
P00001FM2 | GTech Services, Inc. | GTech Services, Inc. | G-ST17210LG6D6Z | Indoor Luminaires | Case Lighting | Vertical Refrigerated Case Luminaires | Standard | FALSE | [9 empty] | 4/2/2014 12:00:00 AM | Not Yet Verified | Not Yet Verified | Not Yet Verified |  |  | 300 | 100 | 3 | 8 | 0.9 | 3500 | 80
P00001FM3 | GTech Services, Inc. | GTech Services, Inc. | G-ST17210LG5D6Z | Indoor Luminaires | Case Lighting | Vertical Refrigerated Case Luminaires | Standard | FALSE | [9 empty] | 4/2/2014 12:00:00 AM | Not Yet Verified | Not Yet Verified | Not Yet Verified |  |  | 300 | 100 | 3 | 8 | 0.9 | 4000 | 80
P00001FM4 | GTech Services, Inc. | GTech Services, Inc. | G-CT11212LG7D6Z | Indoor Luminaires | Case Lighting | Vertical Refrigerated Case Luminaires | Standard | TRUE | 419.96 | 104.99 | 4 | 8.6 | 0.946 | 3170 | 83 | 5 | 73000 | 4/2/2014 12:00:00 AM | Not Yet Verified | Not Yet Verified | Not Yet Verified |  | 2.1 | 400 | 100 | 4 | 8 | 0.9 | 3000 | 80
P00001FM6 | GTech Services, Inc. | GTech Services, Inc. | G-CT11212LG5D6Z | Indoor Luminaires | Case Lighting | Vertical Refrigerated Case Luminaires | Standard | FALSE | [9 empty] | 4/2/2014 12:00:00 AM | Not Yet Verified | Not Yet Verified | Not Yet Verified |  |  | 400 | 100 | 4 | 8 | 0.9 | 4000 | 80
P00001FM5 | GTech Services, Inc. | GTech Services, Inc. | G-CT11212LG6D6Z | Indoor Luminaires | Case Lighting | Vertical Refrigerated Case Luminaires | Standard | FALSE | [9 empty] | 4/2/2014 12:00:00 AM | Not Yet Verified | Not Yet Verified | Not Yet Verified |  |  | 400 | 100 | 4 | 8 | 0.9 | 3500 | 80
P00001FM7 | GTech Services, Inc. | GTech Services, Inc. | G-ST11206LG7D6Z | Indoor Luminaires | Case Lighting | Vertical Refrigerated Case Luminaires | Standard | TRUE | 211.13 | 100.53 | 2.1 | 8.82 | 0.942 | 3148 | 83.1 | 5 | 73000 | 4/2/2014 12:00:00 AM | Not Yet Verified | Not Yet Verified | Not Yet Verified |  | 2.1 | 200 | 100 | 2 | 8 | 0.9 | 3000 | 80
P00001FM9 | GTech Services, Inc. | GTech Services, Inc. | G-ST11206LG5D6Z | Indoor Luminaires | Case Lighting | Vertical Refrigerated Case Luminaires | Standard | FALSE | [9 empty] | 4/2/2014 12:00:00 AM | Not Yet Verified | Not Yet Verified | Not Yet Verified |  |  | 200 | 100 | 2 | 8 | 0.9 | 4000 | 80
P00001FM8 | GTech Services, Inc. | GTech Services, Inc. | G-ST11206LG6D6Z | Indoor Luminaires | Case Lighting | Vertical Refrigerated Case Luminaires | Standard | FALSE | [9 empty] | 4/2/2014 12:00:00 AM | Not Yet Verified | Not Yet Verified | Not Yet Verified |  |  | 200 | 100 | 2 | 8 | 0.9 | 3500 | 80
P00001FMA | GTech Services, Inc. | GTech Services, Inc. | G-CT57060LG7D6Z | Indoor Luminaires | Case Lighting | Vertical Refrigerated Case Luminaires | Standard | TRUE | 2167.02 | 100.79 | 21.5 | 7.95 | 0.956 | 3108 | 82.9 | 5 | 73000 | 4/2/2014 12:00:00 AM | Not Yet Verified | Not Yet Verified | Not Yet Verified |  | 2.1 | 2000 | 100 | 20 | 8 | 0.9 | 3000 | 80
P00001FMB | GTech Services, Inc. | GTech Services, Inc. | G-CT57060LG6D6Z | Indoor Luminaires | Case Lighting | Vertical Refrigerated Case Luminaires | Standard | FALSE | [9 empty] | 4/2/2014 12:00:00 AM | Not Yet Verified | Not Yet Verified | Not Yet Verified |  |  | 2000 | 100 | 20 | 8 | 0.9 | 3500 | 80
P00001FMC | GTech Services, Inc. | GTech Services, Inc. | G-CT57060LG5D6Z | Indoor Luminaires | Case Lighting | Vertical Refrigerated Case Luminaires | Standard | FALSE | [9 empty] | 4/2/2014 12:00:00 AM | Not Yet Verified | Not Yet Verified | Not Yet Verified |  |  | 2000 | 100 | 20 | 8 | 0.9 | 4000 | 80
P00001FMD | GTech Services, Inc. | GTech Services, Inc. | G-ST57030LG7D6Z | Indoor Luminaires | Case Lighting | Vertical Refrigerated Case Luminaires | Standard | TRUE | 1126.66 | 100.59 | 11.2 | 8.01 | 0.957 | 3105 | 83.1 | 5 | 73000 | 4/2/2014 12:00:00 AM | Not Yet Verified | Not Yet Verified | Not Yet Verified |  | 2.1 | 1000 | 100 | 10 | 8 | 0.9 | 3000 | 80
P00001FME | GTech Services, Inc. | GTech Services, Inc. | G-ST57030LG6D6Z | Indoor Luminaires | Case Lighting | Vertical Refrigerated Case Luminaires | Standard | FALSE | [9 empty] | 4/2/2014 12:00:00 AM | Not Yet Verified | Not Yet Verified | Not Yet Verified |  |  | 1000 | 100 | 10 | 8 | 0.9 | 3500 | 80
P00001FMF | GTech Services, Inc. | GTech Services, Inc. | G-ST57030LG5D6Z | Indoor Luminaires | Case Lighting | Vertical Refrigerated Case Luminaires | Standard | FALSE | [9 empty] | 4/2/2014 12:00:00 AM | Not Yet Verified | Not Yet Verified | Not Yet Verified |  |  | 1000 | 100 | 10 | 8 | 0.9 | 4000 | 80
P00001FMG | GTech Services, Inc. | GTech Services, Inc. | G-CT45848LG7D6Z | Indoor Luminaires | Case Lighting | Vertical Refrigerated Case Luminaires | Standard | TRUE | 1762.98 | 102.49 | 17.2 | 7.55 | 0.965 | 3113 | 83 | 5 | 73000 | 4/2/2014 12:00:00 AM | Not Yet Verified | Not Yet Verified | Not Yet Verified |  | 2.1 | 1600 | 100 | 16 | 9 | 0.9 | 3000 | 80
P00001FMI | GTech Services, Inc. | GTech Services, Inc. | G-CT45848LG5D6Z | Indoor Luminaires | Case Lighting | Vertical Refrigerated Case Luminaires | Standard | FALSE | [9 empty] | 4/2/2014 12:00:00 AM | Not Yet Verified | Not Yet Verified | Not Yet Verified |  |  | 1600 | 100 | 16 | 9 | 0.9 | 4000 | 80
P00001FMH | GTech Services, Inc. | GTech Services, Inc. | G-CT45848LG6D6Z | Indoor Luminaires | Case Lighting | Vertical Refrigerated Case Luminaires | Standard | FALSE | [9 empty] | 4/2/2014 12:00:00 AM | Not Yet Verified | Not Yet Verified | Not Yet Verified |  |  | 1600 | 100 | 16 | 9 | 0.9 | 3500 | 80
P00001FMJ | GTech Services, Inc. | GTech Services, Inc. | G-ST45824LG7D6Z | Indoor Luminaires | Case Lighting | Vertical Refrigerated Case Luminaires | Standard | TRUE | 912.66 | 100.29 | 9.1 | 8.13 | 0.955 | 3120 | 82.9 | 5 | 73000 | 4/2/2014 12:00:00 AM | Not Yet Verified | Not Yet Verified | Not Yet Verified |  | 2.1 | 800 | 100 | 8 | 9 | 0.9 | 3000 | 80
P00001FMK | GTech Services, Inc. | GTech Services, Inc. | G-ST45824LG6D6Z | Indoor Luminaires | Case Lighting | Vertical Refrigerated Case Luminaires | Standard | FALSE | [9 empty] | 4/2/2014 12:00:00 AM | Not Yet Verified | Not Yet Verified | Not Yet Verified |  |  | 800 | 100 | 8 | 9 | 0.9 | 3500 | 80
P00001FML | GTech Services, Inc. | GTech Services, Inc. | G-ST45824LG5D6Z | Indoor Luminaires | Case Lighting | Vertical Refrigerated Case Luminaires | Standard | FALSE | [9 empty] | 4/2/2014 12:00:00 AM | Not Yet Verified | Not Yet Verified | Not Yet Verified |  |  | 800 | 100 | 8 | 9 | 0.9 | 4000 | 80
P00001FMM | GTech Services, Inc. | GTech Services, Inc. | G-CT33936LG7D6Z | Indoor Luminaires | Case Lighting | Vertical Refrigerated Case Luminaires | Standard | TRUE | 1323.1 | 100 | 13 | 7.87 | 0.958 | 3101 | 82.9 | 5 | 73000 | 4/2/2014 12:00:00 AM | Not Yet Verified | Not Yet Verified | Not Yet Verified |  | 2.1 | 1200 | 100 | 12 | 9 | 0.9 | 3000 | 80
P00001FMO | GTech Services, Inc. | GTech Services, Inc. | G-CT33936LG5D6Z | Indoor Luminaires | Case Lighting | Vertical Refrigerated Case Luminaires | Standard | FALSE | [9 empty] | 4/2/2014 12:00:00 AM | Not Yet Verified | Not Yet Verified | Not Yet Verified |  |  | 1200 | 100 | 12 | 9 | 0.9 | 4000 | 80
P00001FMN | GTech Services, Inc. | GTech Services, Inc. | G-CT33936LG6D6Z | Indoor Luminaires | Case Lighting | Vertical Refrigerated Case Luminaires | Standard | FALSE | [9 empty] | 4/2/2014 12:00:00 AM | Not Yet Verified | Not Yet Verified | Not Yet Verified |  |  | 1200 | 100 | 12 | 9 | 0.9 | 3500 | 80
P00001FMP | GTech Services, Inc. | GTech Services, Inc. | G-ST33918LG7D6Z | Indoor Luminaires | Case Lighting | Vertical Refrigerated Case Luminaires | Standard | TRUE | 693.45 | 103.5 | 6.7 | 8.4 | 0.949 | 3130 | 83.2 | 5 | 73000 | 4/2/2014 12:00:00 AM | Not Yet Verified | Not Yet Verified | Not Yet Verified |  | 2.1 | 600 | 100 | 6 | 9 | 0.9 | 3000 | 80
P00001FMQ | GTech Services, Inc. | GTech Services, Inc. | G-ST33918LG6D6Z | Indoor Luminaires | Case Lighting | Vertical Refrigerated Case Luminaires | Standard | FALSE | [9 empty] | 4/2/2014 12:00:00 AM | Not Yet Verified | Not Yet Verified | Not Yet Verified |  |  | 600 | 100 | 6 | 9 | 0.9 | 3500 | 80
P00001FMR | GTech Services, Inc. | GTech Services, Inc. | G-ST33918LG5D6Z | Indoor Luminaires | Case Lighting | Vertical Refrigerated Case Luminaires | Standard | FALSE | [9 empty] | 4/2/2014 12:00:00 AM | Not Yet Verified | Not Yet Verified | Not Yet Verified |  |  | 600 | 100 | 6 | 9 | 0.9 | 4000 | 80
P00001FMS | GTech Services, Inc. | GTech Services, Inc. | G-CT59060LG7D6Z | Indoor Luminaires | Case Lighting | Vertical Refrigerated Case Luminaires | Standard | TRUE | 2225.74 | 104.98 | 21.2 | 9.18 | 0.937 | 3128 | 83.1 | 5 | 73000 | 4/2/2014 12:00:00 AM | Not Yet Verified | Not Yet Verified | Not Yet Verified |  | 2.1 | 2000 | 100 | 20 | 9.5 | 0.9 | 3000 | 80
P00001FMU | GTech Services, Inc. | GTech Services, Inc. | G-CT59060LG5D6Z | Indoor Luminaires | Case Lighting | Vertical Refrigerated Case Luminaires | Standard | FALSE | [9 empty] | 4/2/2014 12:00:00 AM | Not Yet Verified | Not Yet Verified | Not Yet Verified |  |  | 2000 | 100 | 20 | 9.5 | 0.9 | 4000 | 80
P00001FMT | GTech Services, Inc. | GTech Services, Inc. | G-CT59060LG6D6Z | Indoor Luminaires | Case Lighting | Vertical Refrigerated Case Luminaires | Standard | FALSE | [9 empty] | 4/2/2014 12:00:00 AM | Not Yet Verified | Not Yet Verified | Not Yet Verified |  |  | 2000 | 100 | 20 | 9.5 | 0.9 | 3500 | 80
P00001FMV | GTech Services, Inc. | GTech Services, Inc. | G-ST59030LG7D6Z | Indoor Luminaires | Case Lighting | Vertical Refrigerated Case Luminaires | Standard | TRUE | 1142.71 | 100.23 | 11.4 | 8.22 | 0.957 | 3147 | 83 | 5 | 73000 | 4/2/2014 12:00:00 AM | Not Yet Verified | Not Yet Verified | Not Yet Verified |  | 2.1 | 1000 | 100 | 10 | 9.5 | 0.9 | 3000 | 80
P00001FMW | GTech Services, Inc. | GTech Services, Inc. | G-ST59030LG6D6Z | Indoor Luminaires | Case Lighting | Vertical Refrigerated Case Luminaires | Standard | FALSE | [9 empty] | 4/2/2014 12:00:00 AM | Not Yet Verified | Not Yet Verified | Not Yet Verified |  |  | 1000 | 100 | 10 | 9.5 | 0.9 | 3500 | 80
P00001FMX | GTech Services, Inc. | GTech Services, Inc. | G-ST59030LG5D6Z | Indoor Luminaires | Case Lighting | Vertical Refrigerated Case Luminaires | Standard | FALSE | [9 empty] | 4/2/2014 12:00:00 AM | Not Yet Verified | Not Yet Verified | Not Yet Verified |  |  | 1000 | 100 | 10 | 9.5 | 0.9 | 4000 | 80
P00000UI0 | Hill PHOENIX | Clearvoyant2 | C2-LED24-xxx-3000K-L36-Std-xx [120V input] | Indoor Luminaires | Case Lighting | Horizontal Refrigerated Case Luminaires | Standard | TRUE | 424 | 56.4 | 10.25 | 12.9 | 0.914 | 3038 | 81 | 5 | 50000 | 11/13/2012 12:00:00 AM | Not Yet Verified | Not Yet Verified | Not Yet Verified |  | 1.7 | 480 | 69 | 7 |  | 0.9 | 3000 | 80
P00000UI2 | Hill PHOENIX | Clearvoyant2 | C2-LED24-xxx-4000K-L36-Std-xx [120V input] | Indoor Luminaires | Case Lighting | Horizontal Refrigerated Case Luminaires | Standard | FALSE | [9 empty] | 6/14/2013 12:00:00 AM | Not Yet Verified | Not Yet Verified | Not Yet Verified |  |  | 480 | 69 | 7 |  | 0.9 | 4000 | 80
P00000UI4 | Hill PHOENIX | Clearvoyant2 | C2-LED24-xxx-3500K-L48-Std-xx [120V input] | Indoor Luminaires | Case Lighting | Horizontal Refrigerated Case Luminaires | Standard | FALSE | [9 empty] | 11/13/2012 12:00:00 AM | Not Yet Verified | Not Yet Verified | Not Yet Verified |  |  | 670 | 67 | 10 |  | 0.9 | 3500 | 80
P00000UI5 | Hill PHOENIX | Clearvoyant2 | C2-LED24-xxx-4000K-L48-Std-xx [120V input] | Indoor Luminaires | Case Lighting | Horizontal Refrigerated Case Luminaires | Standard | FALSE | [9 empty] | 6/14/2013 12:00:00 AM | Not Yet Verified | Not Yet Verified | Not Yet Verified |  |  | 670 | 67 | 10 |  | 0.9 | 4000 | 80
P00000UI1 | Hill PHOENIX | Clearvoyant2 | C2-LED24-xxx-3500K-L36-Std-xx [120V input] | Indoor Luminaires | Case Lighting | Horizontal Refrigerated Case Luminaires | Standard | FALSE | [9 empty] | 11/13/2012 12:00:00 AM | Not Yet Verified | Not Yet Verified | Not Yet Verified |  |  | 480 | 69 | 7 |  | 0.9 | 3500 | 80
P00000UI3 | Hill PHOENIX | Clearvoyant2 | C2-LED24-xxx-3000K-L48-Std-xx [120V input] | Indoor Luminaires | Case Lighting | Horizontal Refrigerated Case Luminaires | Standard | FALSE | [9 empty] | 11/13/2012 12:00:00 AM | Not Yet Verified | Not Yet Verified | Not Yet Verified |  |  | 670 | 67 | 10 |  | 0.9 | 3000 | 80
P00000UI6 | Hill PHOENIX | Clearvoyant2 | C2-LED24-xxx-3000K-L36-HI-xx [120V input] | Indoor Luminaires | Case Lighting | Horizontal Refrigerated Case Luminaires | Standard | TRUE | 868.5 | 60.6 | 28.65 | 12.1 | 0.973 | 3071 | 81.3 | 5 | 50000 | 11/13/2012 12:00:00 AM | Not Yet Verified | Not Yet Verified | Not Yet Verified |  | 1.7 | 850 | 68 | 12.5 |  | 0.9 | 3000 | 80
P00000UI8 | Hill PHOENIX | Clearvoyant2 | C2-LED24-xxx-4000K-L36-HI-xx [120V input] | Indoor Luminaires | Case Lighting | Horizontal Refrigerated Case Luminaires | Standard | FALSE | [9 empty] | 6/14/2013 12:00:00 AM | Not Yet Verified | Not Yet Verified | Not Yet Verified |  |  | 850 | 68 | 12.5 |  | 0.9 | 4000 | 80
P00000UIA | Hill PHOENIX | Clearvoyant2 | C2-LED24-xxx-3500K-L48-HI-xx [120V input] | Indoor Luminaires | Case Lighting | Horizontal Refrigerated Case Luminaires | Standard | FALSE | [9 empty] | 11/13/2012 12:00:00 AM | Not Yet Verified | Not Yet Verified | Not Yet Verified |  |  | 1200 | 67 | 18 |  | 0.9 | 3500 | 80
P00000UIB | Hill PHOENIX | Clearvoyant2 | C2-LED24-xxx-4000K-L48-HI-xx [120V input] | Indoor Luminaires | Case Lighting | Horizontal Refrigerated Case Luminaires | Standard | FALSE | [9 empty] | 6/14/2013 12:00:00 AM | Not Yet Verified | Not Yet Verified | Not Yet Verified |  |  | 1200 | 67 | 18 |  | 0.9 | 4000 | 80
P00000UI9 | Hill PHOENIX | Clearvoyant2 | C2-LED24-xxx-3000K-L48-HI-xx [120V input] | Indoor Luminaires | Case Lighting | Horizontal Refrigerated Case Luminaires | Standard | FALSE | [9 empty] | 11/13/2012 12:00:00 AM | Not Yet Verified | Not Yet Verified | Not Yet Verified |  |  | 1200 | 67 | 18 |  | 0.9 | 3000 | 80
P00000UI7 | Hill PHOENIX | Clearvoyant2 | C2-LED24-xxx-3500K-L36-HI-xx [120V input] | Indoor Luminaires | Case Lighting | Horizontal Refrigerated Case Luminaires | Standard | FALSE | [9 empty] | 11/13/2012 12:00:00 AM | Not Yet Verified | Not Yet Verified | Not Yet Verified |  |  | 850 | 68 | 12.5 |  | 0.9 | 3500 | 80
P00000WCE | Hussmann | EcoShine II | 4442002 / 0524581 - 120V | Indoor Luminaires | Case Lighting | Vertical Refrigerated Case Luminaires | Standard | TRUE | 429.5 | 55.87 | 11.79 | 12.2 | 0.934 | 3691 | 84.2 | 5 |  | 8/14/2012 12:00:00 AM | Not Yet Verified | Not Yet Verified | Not Yet Verified |  | 1.6 | [5 empty] | 3500
P00000WCG | Hussmann | EcoShine II | 4441981 / 0524583 - 120V | Indoor Luminaires | Case Lighting | Vertical Refrigerated Case Luminaires | Standard | FALSE | [9 empty] | 8/14/2012 12:00:00 AM | Not Yet Verified | Not Yet Verified | Not Yet Verified |  |  | 606 | 60 | 10.1 |  |  | 3500 | 84
P00000WCI | Hussmann | EcoShine II | 4441987 / 0524585 - 120V | Indoor Luminaires | Case Lighting | Vertical Refrigerated Case Luminaires | Standard | FALSE | [9 empty] | 8/14/2012 12:00:00 AM | Not Yet Verified | Not Yet Verified | Not Yet Verified |  |  | 606 | 60 | 10.1 |  |  | 3500 | 84
P00000WCK | Hussmann | EcoShine II | 526986 - 120V | Indoor Luminaires | Case Lighting | Vertical Refrigerated Case Luminaires | Standard | FALSE | [9 empty] | 9/7/2012 12:00:00 AM | Not Yet Verified | Not Yet Verified | Not Yet Verified |  |  | 528 | 60 | 8.8 |  |  | 3500 | 84
P00000WCF | Hussmann | EcoShine II | 4442001 / 0523419- 120V | Indoor Luminaires | Case Lighting | Vertical Refrigerated Case Luminaires | Standard | FALSE | [9 empty] | 8/14/2012 12:00:00 AM | Not Yet Verified | Not Yet Verified | Not Yet Verified |  |  | 444 | 60 | 7.4 |  |  | 3500 | 84
P00000WCJ | Hussmann | EcoShine II | 4441986 / 0523427 - 120V | Indoor Luminaires | Case Lighting | Vertical Refrigerated Case Luminaires | Standard | FALSE | [9 empty] | 8/14/2012 12:00:00 AM | Not Yet Verified | Not Yet Verified | Not Yet Verified |  |  | 606 | 60 | 10.1 |  |  | 3500 | 84
P00000WCL | Hussmann | EcoShine II | 526985 - 120V | Indoor Luminaires | Case Lighting | Vertical Refrigerated Case Luminaires | Standard | FALSE | [9 empty] | 9/7/2012 12:00:00 AM | Not Yet Verified | Not Yet Verified | Not Yet Verified |  |  | 528 | 60 | 8.8 |  |  | 3500 | 84
P00000WCM | Hussmann | EcoShine II | 524583 - 120V | Indoor Luminaires | Case Lighting | Vertical Refrigerated Case Luminaires | Standard | FALSE | [9 empty] | 9/7/2012 12:00:00 AM | Not Yet Verified | Not Yet Verified | Not Yet Verified |  |  | 606 | 60 | 10.1 |  |  | 3500 | 84
P00000WCN | Hussmann | EcoShine II | 523423 - 120V | Indoor Luminaires | Case Lighting | Vertical Refrigerated Case Luminaires | Standard | FALSE | [9 empty] | 9/7/2012 12:00:00 AM | Not Yet Verified | Not Yet Verified | Not Yet Verified |  |  | 606 | 60 | 10.1 |  |  | 3500 | 84
P00000WCH | Hussmann | EcoShine II | 4441980 / 0523423 - 120V | Indoor Luminaires | Case Lighting | Vertical Refrigerated Case Luminaires | Standard | FALSE | [9 empty] | 8/14/2012 12:00:00 AM | Not Yet Verified | Not Yet Verified | Not Yet Verified |  |  | 606 | 60 | 10.1 |  |  | 3500 | 84
P00000WCT | Hussmann | EcoShine II | 4442005 / 0524582 - 120V | Indoor Luminaires | Case Lighting | Vertical Refrigerated Case Luminaires | Standard | TRUE | 423.1 | 55.87 | 12 | 12.1 | 0.936 | 3848 | 84 | 5 |  | 8/14/2012 12:00:00 AM | Not Yet Verified | Not Yet Verified | Not Yet Verified |  | 1.6 | [5 empty] | 4000
P00000WCW | Hussmann | EcoShine II | 4441983 / 0523425 - 120V | Indoor Luminaires | Case Lighting | Vertical Refrigerated Case Luminaires | Standard | FALSE | [9 empty] | 8/14/2012 12:00:00 AM | Not Yet Verified | Not Yet Verified | Not Yet Verified |  |  | 606 | 60 | 10.1 |  |  | 4000 | 84
P00000WCY | Hussmann | EcoShine II | 4441989 / 0523429 - 120V | Indoor Luminaires | Case Lighting | Vertical Refrigerated Case Luminaires | Standard | FALSE | [9 empty] | 8/14/2012 12:00:00 AM | Not Yet Verified | Not Yet Verified | Not Yet Verified |  |  | 606 | 60 | 10.1 |  |  | 4000 | 84
P00000WD2 | Hussmann | EcoShine II | 526988 - 120V | Indoor Luminaires | Case Lighting | Vertical Refrigerated Case Luminaires | Standard | FALSE | [9 empty] | 9/7/2012 12:00:00 AM | Not Yet Verified | Not Yet Verified | Not Yet Verified |  |  | 528 | 60 | 8.8 |  |  | 4000 | 84
P00000WD4 | Hussmann | EcoShine II | 523425 - 120V | Indoor Luminaires | Case Lighting | Vertical Refrigerated Case Luminaires | Standard | FALSE | [9 empty] | 9/7/2012 12:00:00 AM | Not Yet Verified | Not Yet Verified | Not Yet Verified |  |  | 606 | 60 | 10.1 |  |  | 4000 | 84
P00000WD5 | Hussmann | EcoShine II | 4442003 / 0523420 - 120V | Indoor Luminaires | Case Lighting | Vertical Refrigerated Case Luminaires | Standard | FALSE | [9 empty] | 8/14/2012 12:00:00 AM | Not Yet Verified | Not Yet Verified | Not Yet Verified |  |  | 738 | 60 | 12.3 |  |  | 4000 | 84
P00000WD9 | Hussmann | EcoShine II | 526987 - 120V | Indoor Luminaires | Case Lighting | Vertical Refrigerated Case Luminaires | Standard | FALSE | [9 empty] | 9/7/2012 12:00:00 AM | Not Yet Verified | Not Yet Verified | Not Yet Verified |  |  | 891 | 60 | 14.85 |  |  | 4000 | 84
P00000WDA | Hussmann | EcoShine II | 523424 - 120V | Indoor Luminaires | Case Lighting | Vertical Refrigerated Case Luminaires | Standard | FALSE | [9 empty] | 9/7/2012 12:00:00 AM | Not Yet Verified | Not Yet Verified | Not Yet Verified |  |  | 990 | 60 | 16.5 |  |  | 4000 | 84
P00000WCX | Hussmann | EcoShine II | 4441990 / 0524586 - 120V | Indoor Luminaires | Case Lighting | Vertical Refrigerated Case Luminaires | Standard | FALSE | [9 empty] | 8/14/2012 12:00:00 AM | Not Yet Verified | Not Yet Verified | Not Yet Verified |  |  | 606 | 60 | 10.1 |  |  | 4000 | 84
P00000WD6 | Hussmann | EcoShine II | 4441982 / 0523424 - 120V | Indoor Luminaires | Case Lighting | Vertical Refrigerated Case Luminaires | Standard | FALSE | [9 empty] | 8/14/2012 12:00:00 AM | Not Yet Verified | Not Yet Verified | Not Yet Verified |  |  | 990 | 60 | 16.5 |  |  | 4000 | 84
P00000WD8 | Hussmann | EcoShine II | 4441994 / 0523430 - 120V | Indoor Luminaires | Case Lighting | Vertical Refrigerated Case Luminaires | Standard | FALSE | [9 empty] | 8/14/2012 12:00:00 AM | Not Yet Verified | Not Yet Verified | Not Yet Verified |  |  | 1464 | 60 | 24.4 |  |  | 4000 | 84
P00000WD1 | Hussmann | EcoShine II | 526989 - 120V | Indoor Luminaires | Case Lighting | Vertical Refrigerated Case Luminaires | Standard | FALSE | [9 empty] | 9/7/2012 12:00:00 AM | Not Yet Verified | Not Yet Verified | Not Yet Verified |  |  | 528 | 60 | 8.8 |  |  | 4000 | 84
P00000WD3 | Hussmann | EcoShine II | 524584 - 120V | Indoor Luminaires | Case Lighting | Vertical Refrigerated Case Luminaires | Standard | FALSE | [9 empty] | 9/7/2012 12:00:00 AM | Not Yet Verified | Not Yet Verified | Not Yet Verified |  |  | 606 | 60 | 10.1 |  |  | 4000 | 84
P00000WCU | Hussmann | EcoShine II | 4442004 / 0523421 - 120V | Indoor Luminaires | Case Lighting | Vertical Refrigerated Case Luminaires | Standard | FALSE | [9 empty] | 8/14/2012 12:00:00 AM | Not Yet Verified | Not Yet Verified | Not Yet Verified |  |  | 444 | 60 | 7.4 |  |  | 4000 | 84
P00000WCV | Hussmann | EcoShine II | 4441984 / 0524584 - 120V | Indoor Luminaires | Case Lighting | Vertical Refrigerated Case Luminaires | Standard | FALSE | [9 empty] | 8/14/2012 12:00:00 AM | Not Yet Verified | Not Yet Verified | Not Yet Verified |  |  | 606 | 60 | 10.1 |  |  | 4000 | 84
P00000WD7 | Hussmann | EcoShine II | 4441988 / 0523428 - 120V | Indoor Luminaires | Case Lighting | Vertical Refrigerated Case Luminaires | Standard | FALSE | [9 empty] | 8/14/2012 12:00:00 AM | Not Yet Verified | Not Yet Verified | Not Yet Verified |  |  | 990 | 60 | 16.5 |  |  | 4000 | 84
P00000WCZ | Hussmann | EcoShine II | 4441996 / 0524587 - 120V | Indoor Luminaires | Case Lighting | Vertical Refrigerated Case Luminaires | Standard | FALSE | [9 empty] | 8/14/2012 12:00:00 AM | Not Yet Verified | Not Yet Verified | Not Yet Verified |  |  | 882 | 60 | 14.7 |  |  | 4000 | 84
P00000WD0 | Hussmann | EcoShine II | 4441995 / 0523431 - 120V | Indoor Luminaires | Case Lighting | Vertical Refrigerated Case Luminaires | Standard | FALSE | [9 empty] | 8/14/2012 12:00:00 AM | Not Yet Verified | Not Yet Verified | Not Yet Verified |  |  | 882 | 60 | 14.7 |  |  | 4000 | 84
P00000WDB | Hussmann | EcoShine II | 4441997 / 0523432 - 120V | Indoor Luminaires | Case Lighting | Vertical Refrigerated Case Luminaires | Standard | TRUE | 1458 | 50.1 | 29.09 | 9.6 | 0.984 | 5233 | 84 | 5 |  | 8/14/2012 12:00:00 AM | Not Yet Verified | Not Yet Verified | Not Yet Verified |  | 1.6 | [5 empty] | 5000
P00000WDC | Hussmann | EcoShine II | 4441991 / 0523551 - 120V | Indoor Luminaires | Case Lighting | Vertical Refrigerated Case Luminaires | Standard | FALSE | [9 empty] | 8/14/2012 12:00:00 AM | Not Yet Verified | Not Yet Verified | Not Yet Verified |  |  | 990 | 60 | 16.5 |  |  | 5000 | 84
P00000WDF | Hussmann | EcoShine II | 4441999 / 0524588 - 120V | Indoor Luminaires | Case Lighting | Vertical Refrigerated Case Luminaires | Standard | FALSE | [9 empty] | 8/14/2012 12:00:00 AM | Not Yet Verified | Not Yet Verified | Not Yet Verified |  |  | 882 | 60 | 14.7 |  |  | 5000 | 84
P00000WDI | Hussmann | EcoShine II | 526991 - 120V | Indoor Luminaires | Case Lighting | Vertical Refrigerated Case Luminaires | Standard | FALSE | [9 empty] | 9/7/2012 12:00:00 AM | Not Yet Verified | Not Yet Verified | Not Yet Verified |  |  | 528 | 60 | 8.8 |  |  | 5000 | 84
P00000WDD | Hussmann | EcoShine II | 4441993 / 0524589 - 120V | Indoor Luminaires | Case Lighting | Vertical Refrigerated Case Luminaires | Standard | FALSE | [9 empty] | 8/14/2012 12:00:00 AM | Not Yet Verified | Not Yet Verified | Not Yet Verified |  |  | 606 | 60 | 10.1 |  |  | 5000 | 84
P00000WDE | Hussmann | EcoShine II | 4441992 / 0523552 - 120V | Indoor Luminaires | Case Lighting | Vertical Refrigerated Case Luminaires | Standard | FALSE | [9 empty] | 8/14/2012 12:00:00 AM | Not Yet Verified | Not Yet Verified | Not Yet Verified |  |  | 606 | 60 | 10.1 |  |  | 5000 | 84
P00000WDG | Hussmann | EcoShine II | 4441998 / 0523433 - 120V | Indoor Luminaires | Case Lighting | Vertical Refrigerated Case Luminaires | Standard | FALSE | [9 empty] | 8/14/2012 12:00:00 AM | Not Yet Verified | Not Yet Verified | Not Yet Verified |  |  | 882 | 60 | 14.7 |  |  | 5000 | 84
P00000WDJ | Hussmann | EcoShine II | 526990 - 120V | Indoor Luminaires | Case Lighting | Vertical Refrigerated Case Luminaires | Standard | FALSE | [9 empty] | 9/7/2012 12:00:00 AM | Not Yet Verified | Not Yet Verified | Not Yet Verified |  |  | 891 | 60 | 14.85 |  |  | 5000 | 84
P00000WDH | Hussmann | EcoShine II | 526992 - 120V | Indoor Luminaires | Case Lighting | Vertical Refrigerated Case Luminaires | Standard | FALSE | [9 empty] | 9/7/2012 12:00:00 AM | Not Yet Verified | Not Yet Verified | Not Yet Verified |  |  | 528 | 60 | 8.8 |  |  | 5000 | 84
P00000WDK | Hussmann | EcoShine II | 4442059 / 0524966 - 120V | Indoor Luminaires | Case Lighting | Horizontal Refrigerated Case Luminaires | Standard | TRUE | 1177 | 51.43 | 22.89 | 11.3 | 0.976 | 3040 | 84.5 | 5 |  | 8/14/2012 12:00:00 AM | Not Yet Verified | Not Yet Verified | Not Yet Verified | Positioned at 8° or 24° Rotation | 1.6 | [5 empty] | 3000 | 85
P00000WDQ | Hussmann | EcoShine II | 4442060 / 0524967 - 120V | Indoor Luminaires | Case Lighting | Horizontal Refrigerated Case Luminaires | Standard | TRUE | 1177 | 51.96 | 22.65 | 11.31 | 0.975 | 3249 | 86 | 5 |  | 8/14/2012 12:00:00 AM | Not Yet Verified | Not Yet Verified | Not Yet Verified | Positioned at 8° or 24° Rotation | 1.6 | [5 empty] | 3500 | 85
P00000WDW | Hussmann | EcoShine II | 4442061 / 0524968 - 120V | Indoor Luminaires | Case Lighting | Horizontal Refrigerated Case Luminaires | Standard | TRUE | 1245 | 54.12 | 23.01 | 11.37 | 0.976 | 4124 | 84.2 | 5 |  | 8/14/2012 12:00:00 AM | Not Yet Verified | Not Yet Verified | Not Yet Verified | Positioned at 8° or 24° Rotation | 1.6 | [5 empty] | 4000 | 85
P00000WE2 | Hussmann | EcoShine II | 4442065 / 0524972 - 120V | Indoor Luminaires | Case Lighting | Horizontal Refrigerated Case Luminaires | Standard | TRUE | 1390 | 52.35 | 26.55 | 9.63 | 0.982 | 2909 | 86.1 | 5 |  | 8/14/2012 12:00:00 AM | Not Yet Verified | Not Yet Verified | Not Yet Verified | Positioned at 7° or 19° Rotation | 1.6 | [5 empty] | 3000 | 85
P00000WE8 | Hussmann | EcoShine II | 4442066 / 0524973 - 120V | Indoor Luminaires | Case Lighting | Horizontal Refrigerated Case Luminaires | Standard | TRUE | 1512 | 56.18 | 26.91 | 9.53 | 0.982 | 3514 | 85.3 | 5 |  | 8/14/2012 12:00:00 AM | Not Yet Verified | Not Yet Verified | Not Yet Verified | Positioned at 7° or 19° Rotation | 1.6 | [5 empty] | 3500 | 85
P00000WEE | Hussmann | EcoShine II | 4442067 / 0524974 - 120V | Indoor Luminaires | Case Lighting | Horizontal Refrigerated Case Luminaires | Standard | TRUE | 1573 | 59.43 | 26.47 | 9.66 | 0.981 | 4064 | 85.1 | 5 |  | 8/14/2012 12:00:00 AM | Not Yet Verified | Not Yet Verified | Not Yet Verified | Positioned at 7° or 19° Rotation | 1.6 | [5 empty] | 4000 | 85
P00000WEQ | Hussmann | EcoShine II | 4442081 / 523751 | Indoor Luminaires | Case Lighting | Horizontal Refrigerated Case Luminaires | Standard | TRUE | 428.9 | 64.33 | 6.667 | 20.63 | 0.876 | 3403 | 84.1 | 5 |  | 1/23/2013 12:00:00 AM | Not Yet Verified | Not Yet Verified | Not Yet Verified |  | 1.7 |  | 65 | 7.4 |  |  | 3500 | 85
P00000WEW | Hussmann | EcoShine II | 4442073 / 523746 | Indoor Luminaires | Case Lighting | Horizontal Refrigerated Case Luminaires | Standard | TRUE | 139.9 | 68.75 | 2.035 | 20.63 | 0.876 | 3964 | 82.6 | 5 |  | 1/23/2013 12:00:00 AM | Not Yet Verified | Not Yet Verified | Not Yet Verified |  | 1.7 |  | 65 | 2.2 |  |  | 4000 | 85
P00000WEK | Hussmann | EcoShine II | 4442071 / 523744 | Indoor Luminaires | Case Lighting | Horizontal Refrigerated Case Luminaires | Standard | TRUE | 129.7 | 63.68 | 2.037 | 20.63 | 0.876 | 2993 | 82.1 | 5 |  | 1/23/2013 12:00:00 AM | Not Yet Verified | Not Yet Verified | Not Yet Verified |  | 1.7 |  | 65 | 2.2 |  |  | 3000 | 85
P00000WEO | Hussmann | EcoShine II | 4442083 / 523753 | Indoor Luminaires | Case Lighting | Horizontal Refrigerated Case Luminaires | Standard | FALSE | [9 empty] | 1/23/2013 12:00:00 AM | Not Yet Verified | Not Yet Verified | Not Yet Verified |  |  | 670 | 65 | 10.5 |  |  | 3000 | 85
P00000WEY | Hussmann | EcoShine II | 4442079 / 523749 | Indoor Luminaires | Case Lighting | Horizontal Refrigerated Case Luminaires | Standard | FALSE | [9 empty] | 1/23/2013 12:00:00 AM | Not Yet Verified | Not Yet Verified | Not Yet Verified |  |  | 300 | 65 | 4.8 |  |  | 4000 | 85
P00000WF0 | Hussmann | EcoShine II | 4442085 / 523755 | Indoor Luminaires | Case Lighting | Horizontal Refrigerated Case Luminaires | Standard | FALSE | [9 empty] | 1/23/2013 12:00:00 AM | Not Yet Verified | Not Yet Verified | Not Yet Verified |  |  | 670 | 65 | 10.5 |  |  | 4000 | 85
P00000WF1 | Hussmann | EcoShine II | 4442088 / 523758 | Indoor Luminaires | Case Lighting | Horizontal Refrigerated Case Luminaires | Standard | FALSE | [9 empty] | 1/23/2013 12:00:00 AM | Not Yet Verified | Not Yet Verified | Not Yet Verified |  |  | 860 | 65 | 13.1 |  |  | 4000 | 85
P00000WES | Hussmann | EcoShine II | 4442075 / 524022 | Indoor Luminaires | Case Lighting | Horizontal Refrigerated Case Luminaires | Standard | FALSE | [9 empty] | 1/23/2013 12:00:00 AM | Not Yet Verified | Not Yet Verified | Not Yet Verified |  |  | 220 | 65 | 3.5 |  |  | 3500 | 85
P00000WEU | Hussmann | EcoShine II | 4442084 / 523754 | Indoor Luminaires | Case Lighting | Horizontal Refrigerated Case Luminaires | Standard | FALSE | [9 empty] | 1/23/2013 12:00:00 AM | Not Yet Verified | Not Yet Verified | Not Yet Verified |  |  | 670 | 65 | 10.5 |  |  | 3500 | 85
P00000WEL | Hussmann | EcoShine II | 4442074 / 524021 | Indoor Luminaires | Case Lighting | Horizontal Refrigerated Case Luminaires | Standard | FALSE | [9 empty] | 1/23/2013 12:00:00 AM | Not Yet Verified | Not Yet Verified | Not Yet Verified |  |  | 220 | 65 | 3.5 |  |  | 3000 | 85
P00000WEN | Hussmann | EcoShine II | 4442080 / 523750 | Indoor Luminaires | Case Lighting | Horizontal Refrigerated Case Luminaires | Standard | FALSE | [9 empty] | 1/23/2013 12:00:00 AM | Not Yet Verified | Not Yet Verified | Not Yet Verified |  |  | 480 | 65 | 7.4 |  |  | 3000 | 85
P00000WEP | Hussmann | EcoShine II | 4442086 / 523756 | Indoor Luminaires | Case Lighting | Horizontal Refrigerated Case Luminaires | Standard | FALSE | [9 empty] | 1/23/2013 12:00:00 AM | Not Yet Verified | Not Yet Verified | Not Yet Verified |  |  | 860 | 65 | 13.1 |  |  | 3000 | 85
P00000WEM | Hussmann | EcoShine II | 4442077 / 523747 | Indoor Luminaires | Case Lighting | Horizontal Refrigerated Case Luminaires | Standard | FALSE | [9 empty] | 1/23/2013 12:00:00 AM | Not Yet Verified | Not Yet Verified | Not Yet Verified |  |  | 300 | 65 | 4.8 |  |  | 3000 | 85
P00000WER | Hussmann | EcoShine II | 4442072 / 523745 | Indoor Luminaires | Case Lighting | Horizontal Refrigerated Case Luminaires | Standard | FALSE | [9 empty] | 1/23/2013 12:00:00 AM | Not Yet Verified | Not Yet Verified | Not Yet Verified |  |  | 130 | 65 | 2.2 |  |  | 3500 | 85
P00000WET | Hussmann | EcoShine II | 4442078 / 523748 | Indoor Luminaires | Case Lighting | Horizontal Refrigerated Case Luminaires | Standard | FALSE | [9 empty] | 1/23/2013 12:00:00 AM | Not Yet Verified | Not Yet Verified | Not Yet Verified |  |  | 300 | 65 | 4.8 |  |  | 3500 | 85
P00000WEX | Hussmann | EcoShine II | 4442076 / 524023 | Indoor Luminaires | Case Lighting | Horizontal Refrigerated Case Luminaires | Standard | FALSE | [9 empty] | 1/23/2013 12:00:00 AM | Not Yet Verified | Not Yet Verified | Not Yet Verified |  |  | 220 | 65 | 3.5 |  |  | 4000 | 85
P00000WEZ | Hussmann | EcoShine II | 4442082 / 523752 | Indoor Luminaires | Case Lighting | Horizontal Refrigerated Case Luminaires | Standard | FALSE | [9 empty] | 1/23/2013 12:00:00 AM | Not Yet Verified | Not Yet Verified | Not Yet Verified |  |  | 480 | 65 | 7.4 |  |  | 4000 | 85
P00000WEV | Hussmann | EcoShine II | 4442087 / 523757 | Indoor Luminaires | Case Lighting | Horizontal Refrigerated Case Luminaires | Standard | FALSE | [9 empty] | 1/23/2013 12:00:00 AM | Not Yet Verified | Not Yet Verified | Not Yet Verified |  |  | 860 | 65 | 13.1 |  |  | 3500 | 85
P00000WFC | Hussmann | EcoShine II Plus for Medium Temp Doors | ESII DD Mullion 3000 42" RH End - 534634 | Indoor Luminaires | Case Lighting | Vertical Refrigerated Case Luminaires | Standard | TRUE | 549 | 53.52 | 9.376 | 6.87 | 0.992 | 3105 | 83.2 | 5 | 50000 | 10/7/2013 12:00:00 AM | Not Yet Verified | Not Yet Verified | Not Yet Verified |  | 2 | 585.8 | 58 | 10.1 |  | 0.982 | 3000 | 85
P00000WFK | Hussmann | EcoShine II Plus for Medium Temp Doors | ESII DD Mullion 4000 42" LH End - 534639 | Indoor Luminaires | Case Lighting | Vertical Refrigerated Case Luminaires | Standard | FALSE | [9 empty] | 10/7/2013 12:00:00 AM | Not Yet Verified | Not Yet Verified | Not Yet Verified |  |  | 585.8 | 58 | 10.1 |  | 0.982 | 4000 | 85
P00000WFM | Hussmann | EcoShine II Plus for Medium Temp Doors | ESII DD Mullion 3000 51" RH End - 534652 | Indoor Luminaires | Case Lighting | Vertical Refrigerated Case Luminaires | Standard | FALSE | [9 empty] | 10/7/2013 12:00:00 AM | Not Yet Verified | Not Yet Verified | Not Yet Verified |  |  | 707.6 | 58 | 12.2 |  | 0.982 | 3000 | 85
P00000WFN | Hussmann | EcoShine II Plus for Medium Temp Doors | ESII DD Mullion 3000 51" LH End - 534651 | Indoor Luminaires | Case Lighting | Vertical Refrigerated Case Luminaires | Standard | FALSE | [9 empty] | 10/7/2013 12:00:00 AM | Not Yet Verified | Not Yet Verified | Not Yet Verified |  |  | 707.6 | 58 | 12.2 |  | 0.982 | 3000 | 85
P00000WFO | Hussmann | EcoShine II Plus for Medium Temp Doors | ESII DD Mullion 3500 51" Center - 534653 | Indoor Luminaires | Case Lighting | Vertical Refrigerated Case Luminaires | Standard | FALSE | [9 empty] | 10/7/2013 12:00:00 AM | Not Yet Verified | Not Yet Verified | Not Yet Verified |  |  | 1171.6 | 58 | 20.2 |  | 0.982 | 3500 | 85
P00000WG2 | Hussmann | EcoShine II Plus for Medium Temp Doors | ESII DD Mullion 4000 59" LH End - 534666 | Indoor Luminaires | Case Lighting | Vertical Refrigerated Case Luminaires | Standard | FALSE | [9 empty] | 10/7/2013 12:00:00 AM | Not Yet Verified | Not Yet Verified | Not Yet Verified |  |  | 887.4 | 58 | 15.3 |  | 0.982 | 4000 | 85
P00000WG3 | Hussmann | EcoShine II Plus for Medium Temp Doors | ESII DD Mullion 3000 71" Center - 534668 | Indoor Luminaires | Case Lighting | Vertical Refrigerated Case Luminaires | Standard | FALSE | [9 empty] | 10/7/2013 12:00:00 AM | Not Yet Verified | Not Yet Verified | Not Yet Verified |  |  | 1740 | 58 | 30 |  | 0.982 | 3000 | 85
P00000WG4 | Hussmann | EcoShine II Plus for Medium Temp Doors | ESII DD Mullion 3000 71" RH End - 534670 | Indoor Luminaires | Case Lighting | Vertical Refrigerated Case Luminaires | Standard | FALSE | [9 empty] | 10/7/2013 12:00:00 AM | Not Yet Verified | Not Yet Verified | Not Yet Verified |  |  | 1067.2 | 58 | 18.4 |  | 0.982 | 3000 | 85
P00000WFH | Hussmann | EcoShine II Plus for Medium Temp Doors | ESII DD Mullion 3500 42" LH End - 534636 | Indoor Luminaires | Case Lighting | Vertical Refrigerated Case Luminaires | Standard | FALSE | [9 empty] | 10/7/2013 12:00:00 AM | Not Yet Verified | Not Yet Verified | Not Yet Verified |  |  | 585.8 | 58 | 10.1 |  | 0.982 | 3500 | 85
P00000WFS | Hussmann | EcoShine II Plus for Medium Temp Doors | ESII DD Mullion 4000 51" RH End - 534658 | Indoor Luminaires | Case Lighting | Vertical Refrigerated Case Luminaires | Standard | FALSE | [9 empty] | 10/7/2013 12:00:00 AM | Not Yet Verified | Not Yet Verified | Not Yet Verified |  |  | 707.6 | 58 | 12.2 |  | 0.982 | 4000 | 85
P00000WG9 | Hussmann | EcoShine II Plus for Medium Temp Doors | ESII DD Mullion 4000 71" Center - 534674 | Indoor Luminaires | Case Lighting | Vertical Refrigerated Case Luminaires | Standard | FALSE | [9 empty] | 10/7/2013 12:00:00 AM | Not Yet Verified | Not Yet Verified | Not Yet Verified |  |  | 1740 | 58 | 30 |  | 0.982 | 4000 | 85
P00000WGB | Hussmann | EcoShine II Plus for Medium Temp Doors | ESII DD Mullion 4000 71" LH End - 534675 | Indoor Luminaires | Case Lighting | Vertical Refrigerated Case Luminaires | Standard | FALSE | [9 empty] | 10/7/2013 12:00:00 AM | Not Yet Verified | Not Yet Verified | Not Yet Verified |  |  | 1067.2 | 58 | 18.4 |  | 0.982 | 4000 | 85
P00000WFU | Hussmann | EcoShine II Plus for Medium Temp Doors | ESII DD Mullion 3000 59" Center - 534659 | Indoor Luminaires | Case Lighting | Vertical Refrigerated Case Luminaires | Standard | FALSE | [9 empty] | 10/7/2013 12:00:00 AM | Not Yet Verified | Not Yet Verified | Not Yet Verified |  |  | 1421 | 58 | 24.5 |  | 0.982 | 3000 | 85
P00000WFW | Hussmann | EcoShine II Plus for Medium Temp Doors | ESII DD Mullion 3000 59" LH End - 534660 | Indoor Luminaires | Case Lighting | Vertical Refrigerated Case Luminaires | Standard | FALSE | [9 empty] | 10/7/2013 12:00:00 AM | Not Yet Verified | Not Yet Verified | Not Yet Verified |  |  | 887.4 | 58 | 15.3 |  | 0.982 | 3000 | 85
P00000WG0 | Hussmann | EcoShine II Plus for Medium Temp Doors | ESII DD Mullion 4000 59" Center - 534665 | Indoor Luminaires | Case Lighting | Vertical Refrigerated Case Luminaires | Standard | FALSE | [9 empty] | 10/7/2013 12:00:00 AM | Not Yet Verified | Not Yet Verified | Not Yet Verified |  |  | 1421 | 58 | 24.5 |  | 0.982 | 4000 | 85
P00000WFD | Hussmann | EcoShine II Plus for Medium Temp Doors | ESII DD Mullion 3000 42" Center - 534632 | Indoor Luminaires | Case Lighting | Vertical Refrigerated Case Luminaires | Standard | FALSE | [9 empty] | 10/7/2013 12:00:00 AM | Not Yet Verified | Not Yet Verified | Not Yet Verified |  |  | 957 | 58 | 16.5 |  | 0.982 | 3000 | 85
P00000WFY | Hussmann | EcoShine II Plus for Medium Temp Doors | ESII DD Mullion 3500 59" RH End - 534664 | Indoor Luminaires | Case Lighting | Vertical Refrigerated Case Luminaires | Standard | FALSE | [9 empty] | 10/7/2013 12:00:00 AM | Not Yet Verified | Not Yet Verified | Not Yet Verified |  |  | 887.4 | 58 | 15.3 |  | 0.982 | 3500 | 85
P00000WG6 | Hussmann | EcoShine II Plus for Medium Temp Doors | ESII DD Mullion 3500 71" Center - 534671 | Indoor Luminaires | Case Lighting | Vertical Refrigerated Case Luminaires | Standard | FALSE | [9 empty] | 10/7/2013 12:00:00 AM | Not Yet Verified | Not Yet Verified | Not Yet Verified |  |  | 1740 | 58 | 30 |  | 0.982 | 3500 | 85
P00000WG7 | Hussmann | EcoShine II Plus for Medium Temp Doors | ESII DD Mullion 3500 71" RH End - 534673 | Indoor Luminaires | Case Lighting | Vertical Refrigerated Case Luminaires | Standard | FALSE | [9 empty] | 10/7/2013 12:00:00 AM | Not Yet Verified | Not Yet Verified | Not Yet Verified |  |  | 1067.2 | 58 | 18.4 |  | 0.982 | 3500 | 85
P00000WGA | Hussmann | EcoShine II Plus for Medium Temp Doors | ESII DD Mullion 4000 71" RH End - 534676 | Indoor Luminaires | Case Lighting | Vertical Refrigerated Case Luminaires | Standard | FALSE | [9 empty] | 10/7/2013 12:00:00 AM | Not Yet Verified | Not Yet Verified | Not Yet Verified |  |  | 1067.2 | 58 | 18.4 |  | 0.982 | 4000 | 85
P00000WFJ | Hussmann | EcoShine II Plus for Medium Temp Doors | ESII DD Mullion 4000 42" RH End - 534640 | Indoor Luminaires | Case Lighting | Vertical Refrigerated Case Luminaires | Standard | FALSE | [9 empty] | 10/7/2013 12:00:00 AM | Not Yet Verified | Not Yet Verified | Not Yet Verified |  |  | 585.8 | 58 | 10.1 |  | 0.982 | 4000 | 85
P00000WFP | Hussmann | EcoShine II Plus for Medium Temp Doors | ESII DD Mullion 3500 51" RH End - 534655 | Indoor Luminaires | Case Lighting | Vertical Refrigerated Case Luminaires | Standard | FALSE | [9 empty] | 10/7/2013 12:00:00 AM | Not Yet Verified | Not Yet Verified | Not Yet Verified |  |  | 707.6 | 58 | 12.2 |  | 0.982 | 3500 | 85
P00000WFR | Hussmann | EcoShine II Plus for Medium Temp Doors | ESII DD Mullion 4000 51" Center - 534656 | Indoor Luminaires | Case Lighting | Vertical Refrigerated Case Luminaires | Standard | FALSE | [9 empty] | 10/7/2013 12:00:00 AM | Not Yet Verified | Not Yet Verified | Not Yet Verified |  |  | 1171.6 | 58 | 20.2 |  | 0.982 | 4000 | 85
P00000WFL | Hussmann | EcoShine II Plus for Medium Temp Doors | ESII DD Mullion 3000 51" Center - 534650 | Indoor Luminaires | Case Lighting | Vertical Refrigerated Case Luminaires | Standard | FALSE | [9 empty] | 10/7/2013 12:00:00 AM | Not Yet Verified | Not Yet Verified | Not Yet Verified |  |  | 1171.6 | 58 | 20.2 |  | 0.982 | 3000 | 85
P00000WFQ | Hussmann | EcoShine II Plus for Medium Temp Doors | ESII DD Mullion 3500 51" LH End - 534654 | Indoor Luminaires | Case Lighting | Vertical Refrigerated Case Luminaires | Standard | FALSE | [9 empty] | 10/7/2013 12:00:00 AM | Not Yet Verified | Not Yet Verified | Not Yet Verified |  |  | 707.6 | 58 | 12.2 |  | 0.982 | 3500 | 85
P00000WFT | Hussmann | EcoShine II Plus for Medium Temp Doors | ESII DD Mullion 4000 51" LH End - 534657 | Indoor Luminaires | Case Lighting | Vertical Refrigerated Case Luminaires | Standard | FALSE | [9 empty] | 10/7/2013 12:00:00 AM | Not Yet Verified | Not Yet Verified | Not Yet Verified |  |  | 707.6 | 58 | 12.2 |  | 0.982 | 4000 | 85
P00000WFZ | Hussmann | EcoShine II Plus for Medium Temp Doors | ESII DD Mullion 3500 59" LH End - 534663 | Indoor Luminaires | Case Lighting | Vertical Refrigerated Case Luminaires | Standard | FALSE | [9 empty] | 10/7/2013 12:00:00 AM | Not Yet Verified | Not Yet Verified | Not Yet Verified |  |  | 887.4 | 58 | 15.3 |  | 0.982 | 3500 | 85
P00000WG8 | Hussmann | EcoShine II Plus for Medium Temp Doors | ESII DD Mullion 3500 71" LH End - 534672 | Indoor Luminaires | Case Lighting | Vertical Refrigerated Case Luminaires | Standard | FALSE | [9 empty] | 10/7/2013 12:00:00 AM | Not Yet Verified | Not Yet Verified | Not Yet Verified |  |  | 1067.2 | 58 | 18.4 |  | 0.982 | 3500 | 85
P00000WFE | Hussmann | EcoShine II Plus for Medium Temp Doors | ESII DD Mullion 3000 42" LH End - 534633 | Indoor Luminaires | Case Lighting | Vertical Refrigerated Case Luminaires | Standard | FALSE | [9 empty] | 10/7/2013 12:00:00 AM | Not Yet Verified | Not Yet Verified | Not Yet Verified |  |  | 585.8 | 58 | 10.1 |  | 0.982 | 3000 | 85
P00000WFF | Hussmann | EcoShine II Plus for Medium Temp Doors | ESII DD Mullion 3500 42" Center - 534635 | Indoor Luminaires | Case Lighting | Vertical Refrigerated Case Luminaires | Standard | FALSE | [9 empty] | 10/7/2013 12:00:00 AM | Not Yet Verified | Not Yet Verified | Not Yet Verified |  |  | 957 | 58 | 16.5 |  | 0.982 | 3500 | 85
P00000WFI | Hussmann | EcoShine II Plus for Medium Temp Doors | ESII DD Mullion 4000 42" Center - 534638 | Indoor Luminaires | Case Lighting | Vertical Refrigerated Case Luminaires | Standard | FALSE | [9 empty] | 10/7/2013 12:00:00 AM | Not Yet Verified | Not Yet Verified | Not Yet Verified |  |  | 957 | 58 | 16.5 |  | 0.982 | 4000 | 85
P00000WFG | Hussmann | EcoShine II Plus for Medium Temp Doors | ESII DD Mullion 3500 42" RH End - 534637 | Indoor Luminaires | Case Lighting | Vertical Refrigerated Case Luminaires | Standard | FALSE | [9 empty] | 10/7/2013 12:00:00 AM | Not Yet Verified | Not Yet Verified | Not Yet Verified |  |  | 585.8 | 58 | 10.1 |  | 0.982 | 3500 | 85
P00000WG1 | Hussmann | EcoShine II Plus for Medium Temp Doors | ESII DD Mullion 4000 59" RH End - 534667 | Indoor Luminaires | Case Lighting | Vertical Refrigerated Case Luminaires | Standard | FALSE | [9 empty] | 10/7/2013 12:00:00 AM | Not Yet Verified | Not Yet Verified | Not Yet Verified |  |  | 887.4 | 58 | 15.3 |  | 0.982 | 4000 | 85
P00000WFV | Hussmann | EcoShine II Plus for Medium Temp Doors | ESII DD Mullion 3000 59" RH End - 534661 | Indoor Luminaires | Case Lighting | Vertical Refrigerated Case Luminaires | Standard | FALSE | [9 empty] | 10/7/2013 12:00:00 AM | Not Yet Verified | Not Yet Verified | Not Yet Verified |  |  | 887.4 | 58 | 15.3 |  | 0.982 | 3000 | 85
P00000WFX | Hussmann | EcoShine II Plus for Medium Temp Doors | ESII DD Mullion 3500 59" Center - 534662 | Indoor Luminaires | Case Lighting | Vertical Refrigerated Case Luminaires | Standard | FALSE | [9 empty] | 10/7/2013 12:00:00 AM | Not Yet Verified | Not Yet Verified | Not Yet Verified |  |  | 1421 | 58 | 24.5 |  | 0.982 | 3500 | 85
P00000WG5 | Hussmann | EcoShine II Plus for Medium Temp Doors | ESII DD Mullion 3000 71" LH End - 534669 | Indoor Luminaires | Case Lighting | Vertical Refrigerated Case Luminaires | Standard | FALSE | [9 empty] | 10/7/2013 12:00:00 AM | Not Yet Verified | Not Yet Verified | Not Yet Verified |  |  | 1067.2 | 58 | 18.4 |  | 0.982 | 3000 | 85
P00000WGC | Hussmann | EcoShine II for Reach In / Walk In | ESII RI/WI 4000K 62" - 530530 | Indoor Luminaires | Case Lighting | Vertical Refrigerated Case Luminaires | Standard | TRUE | 532.3 | 56.12 | 9.49 | 6.83 | 0.9952 | 3995 | 84.8 | 5 | 50000 | 11/26/2013 12:00:00 AM | Not Yet Verified | Not Yet Verified | Not Yet Verified |  | 2.1 | 544.48 | 66.4 | 8.2 | 20 | 0.988 | 4000 | 85
P00000WGE | Hussmann | EcoShine II for Reach In / Walk In | ESII RI/WI 4000K 48" - 530524 | Indoor Luminaires | Case Lighting | Vertical Refrigerated Case Luminaires | Standard | FALSE | [9 empty] | 11/26/2013 12:00:00 AM | Not Yet Verified | Not Yet Verified | Not Yet Verified |  |  | 438.24 | 66.4 | 6.6 | 15.39 | 0.988 | 4000 | 85
P00000WGG | Hussmann | EcoShine II for Reach In / Walk In | ESII RI/WI 3500K 56" - 530526 | Indoor Luminaires | Case Lighting | Vertical Refrigerated Case Luminaires | Standard | FALSE | [9 empty] | 11/26/2013 12:00:00 AM | Not Yet Verified | Not Yet Verified | Not Yet Verified |  |  | 511.28 | 66.4 | 7.7 | 15.39 | 0.988 | 3500 | 85
P00000WGM | Hussmann | EcoShine II for Reach In / Walk In | ESII RI/WI CS 3500K 68" - 530535 | Indoor Luminaires | Case Lighting | Vertical Refrigerated Case Luminaires | Standard | FALSE | [9 empty] | 11/26/2013 12:00:00 AM | Not Yet Verified | Not Yet Verified | Not Yet Verified |  |  | 624.16 | 66.4 | 9.4 | 15.39 | 0.988 | 4000 | 85
P00000WGN | Hussmann | EcoShine II for Reach In / Walk In | ESII RI/WI 4000K 68" - 530533 | Indoor Luminaires | Case Lighting | Vertical Refrigerated Case Luminaires | Standard | FALSE | [9 empty] | 11/26/2013 12:00:00 AM | Not Yet Verified | Not Yet Verified | Not Yet Verified |  |  | 624.16 | 66.4 | 9.4 | 15.39 | 0.988 | 5000 | 85
P00000WGI | Hussmann | EcoShine II for Reach In / Walk In | ESII RI/WI 5000K 56" - 530528 | Indoor Luminaires | Case Lighting | Vertical Refrigerated Case Luminaires | Standard | FALSE | [9 empty] | 11/26/2013 12:00:00 AM | Not Yet Verified | Not Yet Verified | Not Yet Verified |  |  | 511.28 | 66.4 | 7.7 | 15.39 | 0.988 | 5000 | 85
P00000WGR | Hussmann | EcoShine II for Reach In / Walk In | ESII RI/WI 3500K 72" - 530538 | Indoor Luminaires | Case Lighting | Vertical Refrigerated Case Luminaires | Standard | FALSE | [9 empty] | 11/26/2013 12:00:00 AM | Not Yet Verified | Not Yet Verified | Not Yet Verified |  |  | 664 | 66.4 | 10 | 15.39 | 0.988 | 3500 | 85
P00000WGK | Hussmann | EcoShine II for Reach In / Walk In | ESII RI/WI 5000K 62" - 530531 | Indoor Luminaires | Case Lighting | Vertical Refrigerated Case Luminaires | Standard | FALSE | [9 empty] | 11/26/2013 12:00:00 AM | Not Yet Verified | Not Yet Verified | Not Yet Verified |  |  | 544.48 | 66.4 | 8.2 | 15.39 | 0.988 | 5000 | 85
P00000WGU | Hussmann | EcoShine II for Reach In / Walk In | ESII RI/WI CS 4000K 72" - 530542 | Indoor Luminaires | Case Lighting | Vertical Refrigerated Case Luminaires | Standard | FALSE | [9 empty] | 11/26/2013 12:00:00 AM | Not Yet Verified | Not Yet Verified | Not Yet Verified |  |  | 664 | 66.4 | 10 | 15.39 | 0.988 | 3500 | 85
P00000WGV | Hussmann | EcoShine II for Reach In / Walk In | ESII RI/WI 5000K 72" - 530540 | Indoor Luminaires | Case Lighting | Vertical Refrigerated Case Luminaires | Standard | FALSE | [9 empty] | 11/26/2013 12:00:00 AM | Not Yet Verified | Not Yet Verified | Not Yet Verified |  |  | 664 | 66.4 | 10 | 15.39 | 0.988 | 4000 | 85
P00000WGH | Hussmann | EcoShine II for Reach In / Walk In | ESII RI/WI 4000K 56" - 530527 | Indoor Luminaires | Case Lighting | Vertical Refrigerated Case Luminaires | Standard | FALSE | [9 empty] | 11/26/2013 12:00:00 AM | Not Yet Verified | Not Yet Verified | Not Yet Verified |  |  | 511.28 | 66.4 | 7.7 | 15.39 | 0.988 | 4000 | 85
P00000WGJ | Hussmann | EcoShine II for Reach In / Walk In | ESII RI/WI 3500K 62" - 530529 | Indoor Luminaires | Case Lighting | Vertical Refrigerated Case Luminaires | Standard | FALSE | [9 empty] | 11/26/2013 12:00:00 AM | Not Yet Verified | Not Yet Verified | Not Yet Verified |  |  | 544.48 | 66.4 | 8.2 | 15.39 | 0.988 | 3500 | 85
P00000WGF | Hussmann | EcoShine II for Reach In / Walk In | ESII RI/WI 5000K 48" - 530525 | Indoor Luminaires | Case Lighting | Vertical Refrigerated Case Luminaires | Standard | FALSE | [9 empty] | 11/26/2013 12:00:00 AM | Not Yet Verified | Not Yet Verified | Not Yet Verified |  |  | 438.24 | 66.4 | 6.6 | 15.39 | 0.988 | 5000 | 85
P00000WGW | Hussmann | EcoShine II for Reach In / Walk In | ESII RI/WI CS 5000K 72" - 530543 | Indoor Luminaires | Case Lighting | Vertical Refrigerated Case Luminaires | Standard | FALSE | [9 empty] | 11/26/2013 12:00:00 AM | Not Yet Verified | Not Yet Verified | Not Yet Verified |  |  | 664 | 66.4 | 10 | 15.39 | 0.988 | 5000 | 85
P00000WGD | Hussmann | EcoShine II for Reach In / Walk In | ESII RI/WI 3500K 48" - 530523 | Indoor Luminaires | Case Lighting | Vertical Refrigerated Case Luminaires | Standard | FALSE | [9 empty] | 11/26/2013 12:00:00 AM | Not Yet Verified | Not Yet Verified | Not Yet Verified |  |  | 438.24 | 66.4 | 6.6 | 15.39 | 0.988 | 3500 | 85
P00000WGP | Hussmann | EcoShine II for Reach In / Walk In | ESII RI/WI 5000K 68" - 530534 | Indoor Luminaires | Case Lighting | Vertical Refrigerated Case Luminaires | Standard | FALSE | [9 empty] | 11/26/2013 12:00:00 AM | Not Yet Verified | Not Yet Verified | Not Yet Verified |  |  | 624.16 | 66.4 | 9.4 | 15.39 | 0.988 | 4000 | 85
P00000WGQ | Hussmann | EcoShine II for Reach In / Walk In | ESII RI/WI CS 5000K 68" - 530537 | Indoor Luminaires | Case Lighting | Vertical Refrigerated Case Luminaires | Standard | FALSE | [9 empty] | 11/26/2013 12:00:00 AM | Not Yet Verified | Not Yet Verified | Not Yet Verified |  |  | 624.16 | 66.4 | 9.4 | 15.39 | 0.988 | 5000 | 85
P00000WGS | Hussmann | EcoShine II for Reach In / Walk In | ESII RI/WI CS 3500K 72" - 530541 | Indoor Luminaires | Case Lighting | Vertical Refrigerated Case Luminaires | Standard | FALSE | [9 empty] | 11/26/2013 12:00:00 AM | Not Yet Verified | Not Yet Verified | Not Yet Verified |  |  | 664 | 66.4 | 10 | 15.39 | 0.988 | 4000 | 85
P00000WGT | Hussmann | EcoShine II for Reach In / Walk In | ESII RI/WI 4000K 72" - 530539 | Indoor Luminaires | Case Lighting | Vertical Refrigerated Case Luminaires | Standard | FALSE | [9 empty] | 11/26/2013 12:00:00 AM | Not Yet Verified | Not Yet Verified | Not Yet Verified |  |  | 664 | 66.4 | 10 | 15.39 | 0.988 | 5000 | 85
P00000WGL | Hussmann | EcoShine II for Reach In / Walk In | ESII RI/WI 3500K 68" - 530532 | Indoor Luminaires | Case Lighting | Vertical Refrigerated Case Luminaires | Standard | FALSE | [9 empty] | 11/26/2013 12:00:00 AM | Not Yet Verified | Not Yet Verified | Not Yet Verified |  |  | 624.16 | 66.4 | 9.4 | 15.39 | 0.988 | 3500 | 85
P00000WGO | Hussmann | EcoShine II for Reach In / Walk In | ESII RI/WI CS 4000K 68" - 530536 | Indoor Luminaires | Case Lighting | Vertical Refrigerated Case Luminaires | Standard | FALSE | [9 empty] | 11/26/2013 12:00:00 AM | Not Yet Verified | Not Yet Verified | Not Yet Verified |  |  | 624.16 | 66.4 | 9.4 | 15.39 | 0.988 | 3500 | 85
P00000WGX | Hussmann | EcoShine II Plus Canopy | ESII Plus Canopy 12" 3000K - 533567 | Indoor Luminaires | Case Lighting | Horizontal Refrigerated Case Luminaires | Standard | TRUE | 318 | 74 | 4.328 | 11.4 | 0.966 | 3028 | 83.3 | 5 | 50000 | 1/13/2014 12:00:00 AM | Not Yet Verified | Not Yet Verified | Not Yet Verified |  | 2 | 324.8025 | 72.1783333333333 | 4.5 |  |  | 3000 | 80
P00000WGY | Hussmann | EcoShine II Plus Canopy | ESII Plus Canopy 12" 3500K - 533568 | Indoor Luminaires | Case Lighting | Horizontal Refrigerated Case Luminaires | Standard | FALSE | [9 empty] | 1/13/2014 12:00:00 AM | Not Yet Verified | Not Yet Verified | Not Yet Verified |  |  | 340.5 | 75.7 | 4.5 |  |  | 3500 | 80
P00000WH0 | Hussmann | EcoShine II Plus Canopy | ESII Plus HO Canopy 12" 3000K - 533585 | Indoor Luminaires | Case Lighting | Horizontal Refrigerated Case Luminaires | Standard | FALSE | [9 empty] | 1/13/2014 12:00:00 AM | Not Yet Verified | Not Yet Verified | Not Yet Verified |  |  | 404.8 | 72.3 | 5.6 |  |  | 3000 | 80
P00000WH2 | Hussmann | EcoShine II Plus Canopy | ESII Plus HO Canopy 12" 4000K - 533587 | Indoor Luminaires | Case Lighting | Horizontal Refrigerated Case Luminaires | Standard | FALSE | [9 empty] | 1/13/2014 12:00:00 AM | Not Yet Verified | Not Yet Verified | Not Yet Verified |  |  | 448.6 | 80.1 | 5.6 |  |  | 4000 | 80
P00000WH4 | Hussmann | EcoShine II Plus Canopy | ESII Plus Canopy 18" 3500K - 533571 | Indoor Luminaires | Case Lighting | Horizontal Refrigerated Case Luminaires | Standard | FALSE | [9 empty] | 1/13/2014 12:00:00 AM | Not Yet Verified | Not Yet Verified | Not Yet Verified |  |  | 567.5 | 75.7 | 7.5 |  |  | 3500 | 80
P00000WH5 | Hussmann | EcoShine II Plus Canopy | ESII Plus Canopy 18" 4000K - 533572 | Indoor Luminaires | Case Lighting | Horizontal Refrigerated Case Luminaires | Standard | FALSE | [9 empty] | 1/13/2014 12:00:00 AM | Not Yet Verified | Not Yet Verified | Not Yet Verified |  |  | 576.3 | 76.8 | 7.5 |  |  | 4000 | 80
P00000WHA | Hussmann | EcoShine II Plus Canopy | ESII Plus Canopy 24" 3500K - 533574 | Indoor Luminaires | Case Lighting | Horizontal Refrigerated Case Luminaires | Standard | FALSE | [9 empty] | 1/13/2014 12:00:00 AM | Not Yet Verified | Not Yet Verified | Not Yet Verified |  |  | 681 | 75.7 | 9 |  |  | 3500 | 80
P00000WHB | Hussmann | EcoShine II Plus Canopy | ESII Plus Canopy 24" 4000K - 533575 | Indoor Luminaires | Case Lighting | Horizontal Refrigerated Case Luminaires | Standard | FALSE | [9 empty] | 1/13/2014 12:00:00 AM | Not Yet Verified | Not Yet Verified | Not Yet Verified |  |  | 691.5 | 76.8 | 9 |  |  | 4000 | 80
P00000WHG | Hussmann | EcoShine II Plus Canopy | ESII Plus Canopy 36" 3500K - 533577 | Indoor Luminaires | Case Lighting | Horizontal Refrigerated Case Luminaires | Standard | FALSE | [9 empty] | 1/13/2014 12:00:00 AM | Not Yet Verified | Not Yet Verified | Not Yet Verified |  |  | 1248.6 | 75.7 | 16.5 |  |  | 3500 | 80
P00000WHM | Hussmann | EcoShine II Plus Canopy | ESII Plus Canopy 48" 3500K - 533580 | Indoor Luminaires | Case Lighting | Horizontal Refrigerated Case Luminaires | Standard | FALSE | [9 empty] | 1/13/2014 12:00:00 AM | Not Yet Verified | Not Yet Verified | Not Yet Verified |  |  | 1740.4 | 75.7 | 23 |  |  | 3500 | 80
P00000WHO | Hussmann | EcoShine II Plus Canopy | ESII Plus HO Canopy 48" 3000K - 533597 | Indoor Luminaires | Case Lighting | Horizontal Refrigerated Case Luminaires | Standard | FALSE | [9 empty] | 1/13/2014 12:00:00 AM | Not Yet Verified | Not Yet Verified | Not Yet Verified |  |  | 1973.6 | 72.3 | 27.3 |  |  | 3000 | 80
P00000WHQ | Hussmann | EcoShine II Plus Canopy | ESII Plus HO Canopy 48" 4000K - 533599 | Indoor Luminaires | Case Lighting | Horizontal Refrigerated Case Luminaires | Standard | FALSE | [9 empty] | 1/13/2014 12:00:00 AM | Not Yet Verified | Not Yet Verified | Not Yet Verified |  |  | 2186.9 | 80.1 | 27.3 |  |  | 4000 | 80
P00000WHR | Hussmann | EcoShine II Plus Canopy | ESII Plus Canopy 60" 3000K - 533582 | Indoor Luminaires | Case Lighting | Horizontal Refrigerated Case Luminaires | Standard | FALSE | [9 empty] | 1/13/2014 12:00:00 AM | Not Yet Verified | Not Yet Verified | Not Yet Verified |  |  | 2093.2 | 72.2 | 29 |  |  | 3000 | 80
P00000WHS | Hussmann | EcoShine II Plus Canopy | ESII Plus Canopy 60" 3500K - 533583 | Indoor Luminaires | Case Lighting | Horizontal Refrigerated Case Luminaires | Standard | FALSE | [9 empty] | 1/13/2014 12:00:00 AM | Not Yet Verified | Not Yet Verified | Not Yet Verified |  |  | 2194.5 | 75.7 | 29 |  |  | 3500 | 80
P00000WHT | Hussmann | EcoShine II Plus Canopy | ESII Plus Canopy 60" 4000K - 533584 | Indoor Luminaires | Case Lighting | Horizontal Refrigerated Case Luminaires | Standard | FALSE | [9 empty] | 1/13/2014 12:00:00 AM | Not Yet Verified | Not Yet Verified | Not Yet Verified |  |  | 2228.2 | 76.8 | 29 |  |  | 4000 | 80
P00000WHW | Hussmann | EcoShine II Plus Canopy | ESII Plus HO Canopy 60" 4000K - 533602 | Indoor Luminaires | Case Lighting | Horizontal Refrigerated Case Luminaires | Standard | FALSE | [9 empty] | 1/13/2014 12:00:00 AM | Not Yet Verified | Not Yet Verified | Not Yet Verified |  |  | 2771.7 | 80.1 | 34.6 |  |  | 4000 | 80
P00000WHZ | Hussmann | EcoShine II Plus Canopy | ESII Plus Canopy 36" 4000K - 533605 | Indoor Luminaires | Case Lighting | Horizontal Refrigerated Case Luminaires | Standard | FALSE | [9 empty] | 1/13/2014 12:00:00 AM | Not Yet Verified | Not Yet Verified | Not Yet Verified |  |  | 1267.8 | 76.8 | 16.5 |  |  | 4000 | 80
P00000WI2 | Hussmann | EcoShine II Plus Canopy | ESII Plus HO Canopy 36" 4000K - 533692 | Indoor Luminaires | Case Lighting | Horizontal Refrigerated Case Luminaires | Standard | FALSE | [9 empty] | 1/13/2014 12:00:00 AM | Not Yet Verified | Not Yet Verified | Not Yet Verified |  |  | 1618.2 | 80.1 | 20.2 |  |  | 4000 | 80
P00000WI3 | Hussmann | EcoShine II Plus Canopy | ESII Plus Canopy 48" 3000K - 533687 | Indoor Luminaires | Case Lighting | Horizontal Refrigerated Case Luminaires | Standard | FALSE | [9 empty] | 1/13/2014 12:00:00 AM | Not Yet Verified | Not Yet Verified | Not Yet Verified |  |  | 1660.1 | 72.2 | 23 |  |  | 3000 | 80
P00000WI4 | Hussmann | EcoShine II Plus Canopy | ESII Plus Canopy 48" 3500K - 533688 | Indoor Luminaires | Case Lighting | Horizontal Refrigerated Case Luminaires | Standard | FALSE | [9 empty] | 1/13/2014 12:00:00 AM | Not Yet Verified | Not Yet Verified | Not Yet Verified |  |  | 1740.4 | 75.7 | 23 |  |  | 3500 | 80
P00000WI5 | Hussmann | EcoShine II Plus Canopy | ESII Plus Canopy 48" 4000K - 533689 | Indoor Luminaires | Case Lighting | Horizontal Refrigerated Case Luminaires | Standard | FALSE | [9 empty] | 1/13/2014 12:00:00 AM | Not Yet Verified | Not Yet Verified | Not Yet Verified |  |  | 1767.2 | 76.8 | 23 |  |  | 4000 | 80
P00000WI6 | Hussmann | EcoShine II Plus Canopy | ESII Plus HO Canopy 48" 3000K - 533693 | Indoor Luminaires | Case Lighting | Horizontal Refrigerated Case Luminaires | Standard | FALSE | [9 empty] | 1/13/2014 12:00:00 AM | Not Yet Verified | Not Yet Verified | Not Yet Verified |  |  | 1973.6 | 72.3 | 27.3 |  |  | 3000 | 80
P00000WI8 | Hussmann | EcoShine II Plus Canopy | ESII Plus HO Canopy 48" 4000K - 533695 | Indoor Luminaires | Case Lighting | Horizontal Refrigerated Case Luminaires | Standard | FALSE | [9 empty] | 1/13/2014 12:00:00 AM | Not Yet Verified | Not Yet Verified | Not Yet Verified |  |  | 2186.4 | 80.11 | 27.3 |  |  | 4000 | 80
P00000WHE | Hussmann | EcoShine II Plus Canopy | ESII Plus HO Canopy 24" 4000K - 533593 | Indoor Luminaires | Case Lighting | Horizontal Refrigerated Case Luminaires | Standard | FALSE | [9 empty] | 1/13/2014 12:00:00 AM | Not Yet Verified | Not Yet Verified | Not Yet Verified |  |  | 881.2 | 80.1 | 11 |  |  | 4000 | 80
P00000WHH | Hussmann | EcoShine II Plus Canopy | ESII Plus Canopy 36" 4000K - 533578 | Indoor Luminaires | Case Lighting | Horizontal Refrigerated Case Luminaires | Standard | FALSE | [9 empty] | 1/13/2014 12:00:00 AM | Not Yet Verified | Not Yet Verified | Not Yet Verified |  |  | 1267.8 | 76.8 | 16.5 |  |  | 4000 | 80
P00000WGZ | Hussmann | EcoShine II Plus Canopy | ESII Plus Canopy 12" 4000K - 533569 | Indoor Luminaires | Case Lighting | Horizontal Refrigerated Case Luminaires | Standard | FALSE | [9 empty] | 1/13/2014 12:00:00 AM | Not Yet Verified | Not Yet Verified | Not Yet Verified |  |  | 345.8 | 76.8 | 4.5 |  |  | 4000 | 80
P00000WH1 | Hussmann | EcoShine II Plus Canopy | ESII Plus HO Canopy 12" 3500K - 533586 | Indoor Luminaires | Case Lighting | Horizontal Refrigerated Case Luminaires | Standard | FALSE | [9 empty] | 1/13/2014 12:00:00 AM | Not Yet Verified | Not Yet Verified | Not Yet Verified |  |  | 434.9 | 77.7 | 5.6 |  |  | 3500 | 80
P00000WH6 | Hussmann | EcoShine II Plus Canopy | ESII Plus HO Canopy 18" 3000K - 533588 | Indoor Luminaires | Case Lighting | Horizontal Refrigerated Case Luminaires | Standard | FALSE | [9 empty] | 1/13/2014 12:00:00 AM | Not Yet Verified | Not Yet Verified | Not Yet Verified |  |  | 672.3 | 72.3 | 9.3 |  |  | 3000 | 80
P00000WH8 | Hussmann | EcoShine II Plus Canopy | ESII Plus HO Canopy 18" 4000K - 533590 | Indoor Luminaires | Case Lighting | Horizontal Refrigerated Case Luminaires | Standard | FALSE | [9 empty] | 1/13/2014 12:00:00 AM | Not Yet Verified | Not Yet Verified | Not Yet Verified |  |  | 745 | 80.1 | 9.3 |  |  | 4000 | 80
P00000WH9 | Hussmann | EcoShine II Plus Canopy | ESII Plus Canopy 24" 3000K - 533573 | Indoor Luminaires | Case Lighting | Horizontal Refrigerated Case Luminaires | Standard | FALSE | [9 empty] | 1/13/2014 12:00:00 AM | Not Yet Verified | Not Yet Verified | Not Yet Verified |  |  | 649.6 | 72.2 | 9 |  |  | 3000 | 80
P00000WHD | Hussmann | EcoShine II Plus Canopy | ESII Plus HO Canopy 24" 3500K - 533592 | Indoor Luminaires | Case Lighting | Horizontal Refrigerated Case Luminaires | Standard | FALSE | [9 empty] | 1/13/2014 12:00:00 AM | Not Yet Verified | Not Yet Verified | Not Yet Verified |  |  | 854.3 | 77.7 | 11 |  |  | 3500 | 80
P00000WHF | Hussmann | EcoShine II Plus Canopy | ESII Plus Canopy 36" 3000K - 533576 | Indoor Luminaires | Case Lighting | Horizontal Refrigerated Case Luminaires | Standard | FALSE | [9 empty] | 1/13/2014 12:00:00 AM | Not Yet Verified | Not Yet Verified | Not Yet Verified |  |  | 1190.9 | 72.2 | 16.5 |  |  | 3000 | 80
P00000WHI | Hussmann | EcoShine II Plus Canopy | ESII Plus HO Canopy 36" 3000K - 533594 | Indoor Luminaires | Case Lighting | Horizontal Refrigerated Case Luminaires | Standard | FALSE | [9 empty] | 1/13/2014 12:00:00 AM | Not Yet Verified | Not Yet Verified | Not Yet Verified |  |  | 1460.3 | 72.3 | 20.2 |  |  | 3000 | 80
P00000WHJ | Hussmann | EcoShine II Plus Canopy | ESII Plus HO Canopy 36" 3500K - 533595 | Indoor Luminaires | Case Lighting | Horizontal Refrigerated Case Luminaires | Standard | FALSE | [9 empty] | 1/13/2014 12:00:00 AM | Not Yet Verified | Not Yet Verified | Not Yet Verified |  |  | 1568.8 | 77.7 | 20.2 |  |  | 3500 | 80
P00000WHL | Hussmann | EcoShine II Plus Canopy | ESII Plus Canopy 48" 3000K - 533579 | Indoor Luminaires | Case Lighting | Horizontal Refrigerated Case Luminaires | Standard | FALSE | [9 empty] | 1/13/2014 12:00:00 AM | Not Yet Verified | Not Yet Verified | Not Yet Verified |  |  | 1660.1 | 72.2 | 23 |  |  | 3000 | 80
P00000WHP | Hussmann | EcoShine II Plus Canopy | ESII Plus HO Canopy 48" 3500K - 533598 | Indoor Luminaires | Case Lighting | Horizontal Refrigerated Case Luminaires | Standard | FALSE | [9 empty] | 1/13/2014 12:00:00 AM | Not Yet Verified | Not Yet Verified | Not Yet Verified |  |  | 2120.3 | 77.7 | 27.3 |  |  | 3500 | 80
P00000WHU | Hussmann | EcoShine II Plus Canopy | ESII Plus HO Canopy 60" 3000K - 533600 | Indoor Luminaires | Case Lighting | Horizontal Refrigerated Case Luminaires | Standard | FALSE | [9 empty] | 1/13/2014 12:00:00 AM | Not Yet Verified | Not Yet Verified | Not Yet Verified |  |  | 2501.3 | 72.3 | 34.6 |  |  | 3000 | 80
P00000WHV | Hussmann | EcoShine II Plus Canopy | ESII Plus HO Canopy 60" 3500K - 533601 | Indoor Luminaires | Case Lighting | Horizontal Refrigerated Case Luminaires | Standard | FALSE | [9 empty] | 1/13/2014 12:00:00 AM | Not Yet Verified | Not Yet Verified | Not Yet Verified |  |  | 2687.2 | 77.7 | 34.6 |  |  | 3500 | 80
P00000WHX | Hussmann | EcoShine II Plus Canopy | ESII Plus Canopy 36" 3000K - 533603 | Indoor Luminaires | Case Lighting | Horizontal Refrigerated Case Luminaires | Standard | FALSE | [9 empty] | 1/13/2014 12:00:00 AM | Not Yet Verified | Not Yet Verified | Not Yet Verified |  |  | 1190.9 | 72.2 | 16.5 |  |  | 3000 | 80
P00000WHY | Hussmann | EcoShine II Plus Canopy | ESII Plus Canopy 36" 3500K - 533604 | Indoor Luminaires | Case Lighting | Horizontal Refrigerated Case Luminaires | Standard | FALSE | [9 empty] | 1/13/2014 12:00:00 AM | Not Yet Verified | Not Yet Verified | Not Yet Verified |  |  | 1248.6 | 75.7 | 16.5 |  |  | 3500 | 80
P00000WI0 | Hussmann | EcoShine II Plus Canopy | ESII Plus HO Canopy 36" 3000K - 533690 | Indoor Luminaires | Case Lighting | Horizontal Refrigerated Case Luminaires | Standard | FALSE | [9 empty] | 1/13/2014 12:00:00 AM | Not Yet Verified | Not Yet Verified | Not Yet Verified |  |  | 1460.3 | 72.3 | 20.2 |  |  | 3000 | 80
P00000WI1 | Hussmann | EcoShine II Plus Canopy | ESII Plus HO Canopy 36" 3500K - 533691 | Indoor Luminaires | Case Lighting | Horizontal Refrigerated Case Luminaires | Standard | FALSE | [9 empty] | 1/13/2014 12:00:00 AM | Not Yet Verified | Not Yet Verified | Not Yet Verified |  |  | 1568.8 | 77.7 | 20.2 |  |  | 3500 | 80
P00000WI7 | Hussmann | EcoShine II Plus Canopy | ESII Plus HO Canopy 48" 3500K - 533694 | Indoor Luminaires | Case Lighting | Horizontal Refrigerated Case Luminaires | Standard | FALSE | [9 empty] | 1/13/2014 12:00:00 AM | Not Yet Verified | Not Yet Verified | Not Yet Verified |  |  | 2120.3 | 77.7 | 27.3 |  |  | 3500 | 80
P00000WH3 | Hussmann | EcoShine II Plus Canopy | ESII Plus Canopy 18" 3000K - 533570 | Indoor Luminaires | Case Lighting | Horizontal Refrigerated Case Luminaires | Standard | FALSE | [9 empty] | 1/13/2014 12:00:00 AM | Not Yet Verified | Not Yet Verified | Not Yet Verified |  |  | 541.3 | 72.2 | 7.5 |  |  | 3000 | 80
P00000WHC | Hussmann | EcoShine II Plus Canopy | ESII Plus HO Canopy 24" 3000K - 533591 | Indoor Luminaires | Case Lighting | Horizontal Refrigerated Case Luminaires | Standard | FALSE | [9 empty] | 1/13/2014 12:00:00 AM | Not Yet Verified | Not Yet Verified | Not Yet Verified |  |  | 795.2 | 72.3 | 11 |  |  | 3000 | 80
P00000WH7 | Hussmann | EcoShine II Plus Canopy | ESII Plus HO Canopy 18" 3500K - 533589 | Indoor Luminaires | Case Lighting | Horizontal Refrigerated Case Luminaires | Standard | FALSE | [9 empty] | 1/13/2014 12:00:00 AM | Not Yet Verified | Not Yet Verified | Not Yet Verified |  |  | 722.3 | 77.7 | 9.3 |  |  | 3500 | 80
P00000WHN | Hussmann | EcoShine II Plus Canopy | ESII Plus Canopy 48" 4000K - 533581 | Indoor Luminaires | Case Lighting | Horizontal Refrigerated Case Luminaires | Standard | FALSE | [9 empty] | 1/13/2014 12:00:00 AM | Not Yet Verified | Not Yet Verified | Not Yet Verified |  |  | 1767.2 | 76.8 | 23 |  |  | 4000 | 80
P00000WHK | Hussmann | EcoShine II Plus Canopy | ESII Plus HO Canopy 36" 4000K - 533596 | Indoor Luminaires | Case Lighting | Horizontal Refrigerated Case Luminaires | Standard | FALSE | [9 empty] | 1/13/2014 12:00:00 AM | Not Yet Verified | Not Yet Verified | Not Yet Verified |  |  | 1618.2 | 80.1 | 20.2 |  |  | 4000 | 80
P00000WI9 | Hussmann | Hussmann | LED-CANOPY ESII PLUS HO 36IN 3000K - 0536888 | Indoor Luminaires | Case Lighting | Horizontal Refrigerated Case Luminaires | Standard | TRUE | 1576 | 63.5 | 24.8 | 9.24 | 0.98 | 2999 | 82 | 5 | 50000 | 1/28/2014 12:00:00 AM | Not Yet Verified | Not Yet Verified | Not Yet Verified |  | 2.1 | 1547 | 80.99 | 19.1 |  | 0.9 | 3000 | 80
P00000WIA | Hussmann | Hussmann | LED-CANOPY ESII PLUS 36IN 3000K - 0536885 | Indoor Luminaires | Case Lighting | Horizontal Refrigerated Case Luminaires | Standard | TRUE | 1274 | 65.6 | 19.41 | 11.6 | 0.966 | 3019 | 82 | 5 | 50000 | 1/28/2014 12:00:00 AM | Not Yet Verified | Not Yet Verified | Not Yet Verified |  | 2.1 | 1280 | 87.07 | 14.7 |  | 0.9 | 3000 | 80
P00000WIF | Hussmann | Hussmann | LED-CANOPY ESII PLUS 48IN 3000K - 0536891 | Indoor Luminaires | Case Lighting | Horizontal Refrigerated Case Luminaires | Standard | FALSE | [9 empty] | 1/28/2014 12:00:00 AM | Not Yet Verified | Not Yet Verified | Not Yet Verified |  |  | 1707 | 87.09 | 19.6 |  | 0.9 | 3000 | 80
P00000WIH | Hussmann | Hussmann | LED-CANOPY ESII PLUS 48IN 4000K - 0536893 | Indoor Luminaires | Case Lighting | Horizontal Refrigerated Case Luminaires | Standard | FALSE | [9 empty] | 1/28/2014 12:00:00 AM | Not Yet Verified | Not Yet Verified | Not Yet Verified |  |  | 1826 | 93.16 | 19.6 |  | 0.9 | 4000 | 80
P00000WII | Hussmann | Hussmann | LED-CANOPY ESII PLUS HO 48IN 3000K - 0536894 | Indoor Luminaires | Case Lighting | Horizontal Refrigerated Case Luminaires | Standard | FALSE | [9 empty] | 1/28/2014 12:00:00 AM | Not Yet Verified | Not Yet Verified | Not Yet Verified |  |  | 2063 | 80.27 | 25.7 |  | 0.9 | 3000 | 80
P00000WIG | Hussmann | Hussmann | LED-CANOPY ESII PLUS 48IN 3500K - 0536892 | Indoor Luminaires | Case Lighting | Horizontal Refrigerated Case Luminaires | Standard | FALSE | [9 empty] | 1/28/2014 12:00:00 AM | Not Yet Verified | Not Yet Verified | Not Yet Verified |  |  | 1786 | 91.12 | 19.6 |  | 0.9 | 3500 | 80
P00000WIB | Hussmann | Hussmann | LED-CANOPY ESII PLUS 36IN 3500K - 0536886 | Indoor Luminaires | Case Lighting | Horizontal Refrigerated Case Luminaires | Standard | FALSE | [9 empty] | 1/28/2014 12:00:00 AM | Not Yet Verified | Not Yet Verified | Not Yet Verified |  |  | 1340 | 91.16 | 14.7 |  | 0.9 | 3500 | 80
P00000WIC | Hussmann | Hussmann | LED-CANOPY ESII PLUS 36IN 4000K - 0536887 | Indoor Luminaires | Case Lighting | Horizontal Refrigerated Case Luminaires | Standard | FALSE | [9 empty] | 1/28/2014 12:00:00 AM | Not Yet Verified | Not Yet Verified | Not Yet Verified |  |  | 1369 | 93.13 | 14.7 |  | 0.9 | 4000 | 80
P00000WID | Hussmann | Hussmann | LED-CANOPY ESII PLUS HO 36IN 3500K - 0536889 | Indoor Luminaires | Case Lighting | Horizontal Refrigerated Case Luminaires | Standard | FALSE | [9 empty] | 1/28/2014 12:00:00 AM | Not Yet Verified | Not Yet Verified | Not Yet Verified |  |  | 1619 | 84.76 | 19.1 |  | 0.9 | 3500 | 80
P00000WIJ | Hussmann | Hussmann | LED-CANOPY ESII PLUS HO 48IN 3500K - 0536895 | Indoor Luminaires | Case Lighting | Horizontal Refrigerated Case Luminaires | Standard | FALSE | [9 empty] | 1/28/2014 12:00:00 AM | Not Yet Verified | Not Yet Verified | Not Yet Verified |  |  | 2159 | 84.01 | 25.7 |  | 0.9 | 3500 | 80
P00000WIK | Hussmann | Hussmann | LED-CANOPY ESII PLUS HO 48IN 4000K - 0536896 | Indoor Luminaires | Case Lighting | Horizontal Refrigerated Case Luminaires | Standard | FALSE | [9 empty] | 1/28/2014 12:00:00 AM | Not Yet Verified | Not Yet Verified | Not Yet Verified |  |  | 2207 | 85.88 | 25.7 |  | 0.9 | 4000 | 80
P00000WIE | Hussmann | Hussmann | LED-CANOPY ESII PLUS HO 36IN 4000K - 0536890 | Indoor Luminaires | Case Lighting | Horizontal Refrigerated Case Luminaires | Standard | FALSE | [9 empty] | 1/28/2014 12:00:00 AM | Not Yet Verified | Not Yet Verified | Not Yet Verified |  |  | 1655 | 86.65 | 19.1 |  | 0.9 | 4000 | 80
PEA4DM3T | iGlo, LLC | iGlo | GL18WT8ZNH3000KUDX1.2MT | Indoor Luminaires | Case Lighting | Vertical Refrigerated Case Luminaires | Standard | TRUE | 2233.3 | 113.71 | 19.64 | 18.65 | 0.9024 | 3073 | 83.9 | 5 | 50000 | 7/8/2016 12:00:00 AM | Not Dimmable | Not Dimmable | No | End-mounted only | 3 | 2233.3 | 113.71 | 19.64 | 18.65 | 0.9024 | 3000 | 83.9
PHU899SF | iGlo, LLC | iGlo | GL18WT8ZNH5700KUDX1.2MT(5000K) | Indoor Luminaires | Case Lighting | Vertical Refrigerated Case Luminaires | Standard | FALSE | [9 empty] | 7/8/2016 12:00:00 AM | Not Dimmable | Not Dimmable | No |  |  | 2344.9 | 118.85 | 19.73 | 18.65 | 0.9032 | 5000 | 84
PN6JKKKC | iGlo, LLC | iGlo | GL18WT8ZNH4100KUDX1.2MT | Indoor Luminaires | Case Lighting | Vertical Refrigerated Case Luminaires | Standard | FALSE | [9 empty] | 7/8/2016 12:00:00 AM | Not Dimmable | Not Dimmable | No |  |  | 2233.3 | 113.71 | 19.64 | 18.65 | 0.9024 | 4000 | 83.9
P1FVQSKJ | iGlo, LLC | iGlo | GL32WT8ZNH3000KUDX1.5MC | Indoor Luminaires | Case Lighting | Vertical Refrigerated Case Luminaires | Standard | TRUE | 3315.7 | 98.28 | 33.74 | 12.1 | 0.9064 | 3109 | 83.1 | 5 | 50000 | 7/8/2016 12:00:00 AM | Not Dimmable | Not Dimmable | No | Center and End-Mounted | 3 | 3315.7 | 98.28 | 33.74 | 12.1 | 0.9064 | 3000 | 83.1
P94F1E2Z | iGlo, LLC | iGlo | GL32WT8ZNH5700KUDX1.5MC(5000K) | Indoor Luminaires | Case Lighting | Vertical Refrigerated Case Luminaires | Standard | FALSE | [9 empty] | 7/8/2016 12:00:00 AM | Not Dimmable | Not Dimmable | No | Center and End-Mounted |  | 4196 | 125.47 | 33.44 | 14.6 | 0.9102 | 5000 | 84.4
PSR6NDHR | iGlo, LLC | iGlo | GL32WT8ZNH4100KUDX1.5MC | Indoor Luminaires | Case Lighting | Vertical Refrigerated Case Luminaires | Standard | FALSE | [9 empty] | 7/8/2016 12:00:00 AM | Not Dimmable | Not Dimmable | No | Center and End-Mounted |  | 3315.7 | 98.28 | 33.74 | 12.1 | 0.9064 | 4000 | 83.1
PY178WQ1 | iGlo, LLC | iGlo | GL40WT8ZNH3000KUDX1.8MC | Indoor Luminaires | Case Lighting | Vertical Refrigerated Case Luminaires | Standard | TRUE | 3315.7 | 98.28 | 33.74 | 12.1 | 0.9064 | 3109 | 83.1 | 5 | 50000 | 7/8/2016 12:00:00 AM | Not Dimmable | Not Dimmable | No | Center and End-mounted | 3 | 4506 | 113.01 | 39.87 | 15.1 | 0.9012 | 3000 | 83.3
PTEV4C8P | iGlo, LLC | iGlo | GL40WT8ZNH4100KUDX1.8MC | Indoor Luminaires | Case Lighting | Vertical Refrigerated Case Luminaires | Standard | FALSE | [9 empty] | 7/8/2016 12:00:00 AM | Not Dimmable | Not Dimmable | No | Center and End-mounted |  | 4506 | 113.01 | 39.87 | 15.1 | 0.9012 | 4000 | 83.3
P4JZ4TJ6 | iGlo, LLC | iGlo | GL40WT8ZNH5700KUDX1.8MC（5000K） | Indoor Luminaires | Case Lighting | Vertical Refrigerated Case Luminaires | Standard | FALSE | [9 empty] | 7/8/2016 12:00:00 AM | Not Dimmable | Not Dimmable | No | Center and End-mounted |  | 4783 | 123.66 | 38.68 | 15 | 0.9033 | 5000 | 84.4
P00000WW1 | Innovative Lighting, LLC | Innovative Lighting | 771-0*48-1 - 120V | Indoor Luminaires | Case Lighting | Horizontal Refrigerated Case Luminaires | Standard | TRUE | 1103 | 62.3 | 17.76 | 8.95 | 0.941 | 3347 | 85.9 | 5 | 50000 | 12/11/2012 12:00:00 AM | Not Yet Verified | Not Yet Verified | Not Yet Verified |  | 2.1 | 1103 | 62.3 | 17.7 |  |  | 3500 | 86
P00000WW2 | Innovative Lighting, LLC | Innovative Lighting | 771-5*48-1 - 120V | Indoor Luminaires | Case Lighting | Horizontal Refrigerated Case Luminaires | Standard | TRUE | 1190 | 67.2 | 17.71 | 8.93 | 0.941 | 3801 | 76 | 5 | 50000 | 12/11/2012 12:00:00 AM | Not Yet Verified | Not Yet Verified | Not Yet Verified |  | 2.1 | 1190 | 67 | 17.7 |  |  | 3500 | 86
P00000WW3 | Innovative Lighting, LLC | Innovative Lighting | 734-5*72-1 -120V | Indoor Luminaires | Case Lighting | Vertical Refrigerated Case Luminaires | Standard | TRUE | 598 | 51.4 | 14.02 | 5.6 | 0.931 | 3911 | 81.3 | 5 | 80000 | 9/5/2012 12:00:00 AM | Not Yet Verified | Not Yet Verified | Not Yet Verified | Product only meets Power Factor and THD requirements at 120V | 1.6 | [5 empty] | 4000
P00000WW6 | Innovative Lighting, LLC | Innovative Lighting | 734-5*60-1 -120V | Indoor Luminaires | Case Lighting | Vertical Refrigerated Case Luminaires | Standard | TRUE | 498 | 51.4 | 12.02 | 7.21 | 0.963 | 3901 | 81.3 | 5 | 80000 | 9/5/2012 12:00:00 AM | Not Yet Verified | Not Yet Verified | Not Yet Verified | Product only meets Power Factor and THD requirements at 120V | 1.6 | [5 empty] | 4000
P00000WW8 | Innovative Lighting, LLC | Innovative Lighting | 734-5*60-4 -120V | Indoor Luminaires | Case Lighting | Vertical Refrigerated Case Luminaires | Standard | FALSE | [9 empty] | 9/5/2012 12:00:00 AM | Not Yet Verified | Not Yet Verified | Not Yet Verified | Product only meets Power Factor and THD requirements at 120V |  | 1000 | 51.4 | 24 |  |  | 4000 | 81
P00000WW4 | Innovative Lighting, LLC | Innovative Lighting | 734-5*72-1A -120V | Indoor Luminaires | Case Lighting | Vertical Refrigerated Case Luminaires | Standard | FALSE | [9 empty] | 9/5/2012 12:00:00 AM | Not Yet Verified | Not Yet Verified | Not Yet Verified | Product only meets Power Factor and THD requirements at 120V |  | 600 | 51.4 | 14 |  |  | 4000 | 81
P00000WW5 | Innovative Lighting, LLC | Innovative Lighting | 734-5*72-4 -120V | Indoor Luminaires | Case Lighting | Vertical Refrigerated Case Luminaires | Standard | FALSE | [9 empty] | 9/5/2012 12:00:00 AM | Not Yet Verified | Not Yet Verified | Not Yet Verified | Product only meets Power Factor and THD requirements at 120V |  | 1200 | 51.4 | 28 |  |  | 4000 | 81
P00000WW7 | Innovative Lighting, LLC | Innovative Lighting | 734-5*60-1A -120V | Indoor Luminaires | Case Lighting | Vertical Refrigerated Case Luminaires | Standard | FALSE | [9 empty] | 9/5/2012 12:00:00 AM | Not Yet Verified | Not Yet Verified | Not Yet Verified | Product only meets Power Factor and THD requirements at 120V |  | 500 | 51.4 | 12 |  |  | 4000 | 81
P00000WWO | Innovative Lighting, LLC | Innovative Lighting | 751-5*72-1 - 120V | Indoor Luminaires | Case Lighting | Vertical Refrigerated Case Luminaires | Standard | TRUE | 1584 | 60.7 | 26.11 | 15.9 | 0.958 | 3894 | 80.9 | 5 | 80000 | 7/11/2012 12:00:00 AM | Not Yet Verified | Not Yet Verified | Not Yet Verified |  | 1.6 | 1584 | 60 | 21.6 |  |  | 4000 | 75
P00000WWP | Innovative Lighting, LLC | Innovative Lighting | 751-5*60-1 - 120V | Indoor Luminaires | Case Lighting | Vertical Refrigerated Case Luminaires | Standard | TRUE | 1328 | 60.8 | 21.85 | 20.8 | 0.942 | 3917 | 80.9 | 5 | 80000 | 7/11/2012 12:00:00 AM | Not Yet Verified | Not Yet Verified | Not Yet Verified |  | 1.6 | 1320 | 60 | 18 |  |  | 4000 | 75
PZUE89TT | Innovative Lighting, LLC | Innovative Lighting | 750-6*60-1-120V | Indoor Luminaires | Case Lighting | Vertical Refrigerated Case Luminaires | Standard | TRUE | 1842 | 64.4 | 28.55 | 5.09 | 0.976 | 4871 | 82.9 | 5 | 80000 | 11/19/2014 12:00:00 AM | Not Dimmable | Not Dimmable | Not Yet Verified |  | 2.1 | 1842 | 64.4 | 28.6 |  |  | 5000 | 82.9
P2SZGG1E | Innovative Lighting, LLC | Innovative Lighting | 733-6*60-1-120V | Indoor Luminaires | Case Lighting | Vertical Refrigerated Case Luminaires | Standard | TRUE | 770 | 51 | 15.14 | 13.1 | 0.92 | 4818 | 82.9 | 5 | 80000 | 11/19/2014 12:00:00 AM | Not Dimmable | Not Dimmable | Not Yet Verified |  | 2.1 | 770 | 51 | 15.1 |  |  | 5000 | 82.9
PZH4NUUG | Innovative Lighting, LLC | Innovative Lighting | 733-6*60-1A-120V | Indoor Luminaires | Case Lighting | Vertical Refrigerated Case Luminaires | Standard | FALSE | [9 empty] | 11/19/2014 12:00:00 AM | Not Dimmable | Not Dimmable | Not Yet Verified |  |  | 770 | 51 | 15.1 |  |  | 5000 | 82.9
P00001JU5 | INTEGRATED ILLUMINATION SYSTEMS INC, | I2 SYSTEMS | T8210S-211BBD | Indoor Luminaires | Case Lighting | Display Case Luminaires | Standard | TRUE | 976 | 59.9 | 16.29 | 16.5 | 0.978 | 4030 | 85.2 | 5 | 50000 | 5/1/2014 12:00:00 AM | Not Yet Verified | Not Yet Verified | Not Yet Verified |  | 2.1 | 999 | 61.3 | 16.2 | 16.5 | 0.978 | 4000 | 85.2
P00001JU8 | INTEGRATED ILLUMINATION SYSTEMS INC, | I2 Systems | SP02844-32BBD | Indoor Luminaires | Case Lighting | Display Case Luminaires | Standard | FALSE | [9 empty] | 5/1/2014 12:00:00 AM | Not Yet Verified | Not Yet Verified | Not Yet Verified |  |  | 999 | 61.3 | 16.2 | 16.5 | 0.978 | 4030 | 85.2
P00001JUA | INTEGRATED ILLUMINATION SYSTEMS INC, | I2 Systems | T8210S-3323BBD | Indoor Luminaires | Case Lighting | Display Case Luminaires | Standard | FALSE | [9 empty] | 5/1/2014 12:00:00 AM | Not Yet Verified | Not Yet Verified | Not Yet Verified |  |  | 1498.5 | 61.6666666666667 | 24.3 | 16.5 | 0.978 | 4030 | 85.2
P00001JUE | INTEGRATED ILLUMINATION SYSTEMS INC, | I2 Systems | T8210S-4723BBD | Indoor Luminaires | Case Lighting | Display Case Luminaires | Standard | FALSE | [9 empty] | 5/1/2014 12:00:00 AM | Not Yet Verified | Not Yet Verified | Not Yet Verified |  |  | 1998 | 61.67 | 32.4 | 16.5 | 0.978 | 4030 | 85.2
P00001JUI | INTEGRATED ILLUMINATION SYSTEMS INC, | I2 Systems | T8210S-3911BBD | Indoor Luminaires | Case Lighting | Display Case Luminaires | Standard | FALSE | [9 empty] | 5/1/2014 12:00:00 AM | Not Yet Verified | Not Yet Verified | Not Yet Verified |  |  | 1998 | 61.67 | 32.4 | 16.5 | 0.978 | 4030 | 85.2
P00001JUK | INTEGRATED ILLUMINATION SYSTEMS INC, | I2 Systems | SP02844-24BBD | Indoor Luminaires | Case Lighting | Display Case Luminaires | Standard | FALSE | [9 empty] | 5/1/2014 12:00:00 AM | Not Yet Verified | Not Yet Verified | Not Yet Verified |  |  | 1998 | 61.67 | 32.4 | 16.5 | 0.978 | 4030 | 85.2
P00001JUB | INTEGRATED ILLUMINATION SYSTEMS INC, | I2 Systems | T8210S-3332BBD | Indoor Luminaires | Case Lighting | Display Case Luminaires | Standard | FALSE | [9 empty] | 5/1/2014 12:00:00 AM | Not Yet Verified | Not Yet Verified | Not Yet Verified |  |  | 1498.5 | 61.67 | 24.3 | 16.5 | 0.978 | 4030 | 85.2
P00001JUL | INTEGRATED ILLUMINATION SYSTEMS INC, | I2 Systems | T8210S-6011BBD | Indoor Luminaires | Case Lighting | Display Case Luminaires | Standard | FALSE | [9 empty] | 5/1/2014 12:00:00 AM | Not Yet Verified | Not Yet Verified | Not Yet Verified |  |  | 1998 | 61.67 | 32.4 | 16.5 | 0.978 | 4030 | 85.2
P00001JUN | INTEGRATED ILLUMINATION SYSTEMS INC, | I2 Systems | T8210S-6032BBD | Indoor Luminaires | Case Lighting | Display Case Luminaires | Standard | FALSE | [9 empty] | 5/1/2014 12:00:00 AM | Not Yet Verified | Not Yet Verified | Not Yet Verified |  |  | 1998 | 61.67 | 32.4 | 16.5 | 0.978 | 4030 | 85.2
P00001JUP | INTEGRATED ILLUMINATION SYSTEMS INC, | I2 Systems | T8210S-3932BBD | Indoor Luminaires | Case Lighting | Display Case Luminaires | Standard | FALSE | [9 empty] | 8/12/2014 12:00:00 AM | Not Yet Verified | Not Yet Verified | Not Yet Verified |  |  | 1998 | 61.67 | 32.4 |  |  | 4030 | 85.2
P00001JUM | INTEGRATED ILLUMINATION SYSTEMS INC, | I2 Systems | T8210S-6023BBD | Indoor Luminaires | Case Lighting | Display Case Luminaires | Standard | FALSE | [9 empty] | 5/1/2014 12:00:00 AM | Not Yet Verified | Not Yet Verified | Not Yet Verified |  |  | 1998 | 61.67 | 32.4 | 16.5 | 0.978 | 4030 | 85.2
P00001JUH | INTEGRATED ILLUMINATION SYSTEMS INC, | I2 Systems | T8210S-2311BBD | Indoor Luminaires | Case Lighting | Display Case Luminaires | Standard | FALSE | [9 empty] | 5/1/2014 12:00:00 AM | Not Yet Verified | Not Yet Verified | Not Yet Verified |  |  | 1998 | 61.67 | 32.4 | 16.5 | 0.978 | 4030 | 85.2
P00001JU9 | INTEGRATED ILLUMINATION SYSTEMS INC, | I2 Systems | T8210S-3311BBD | Indoor Luminaires | Case Lighting | Display Case Luminaires | Standard | FALSE | [9 empty] | 5/1/2014 12:00:00 AM | Not Yet Verified | Not Yet Verified | Not Yet Verified |  |  | 1498.5 | 61.6666666666667 | 24.3 | 16.5 | 0.978 | 4030 | 85.2
P00001JUO | INTEGRATED ILLUMINATION SYSTEMS INC, | I2 Systems | SP02844-60BBD | Indoor Luminaires | Case Lighting | Display Case Luminaires | Standard | FALSE | [9 empty] | 5/1/2014 12:00:00 AM | Not Yet Verified | Not Yet Verified | Not Yet Verified |  |  | 1998 | 61.67 | 32.4 | 16.5 | 0.978 | 4030 | 85.2
P00001JU7 | INTEGRATED ILLUMINATION SYSTEMS INC, | I2 Systems | T8210S-2332BBD | Indoor Luminaires | Case Lighting | Display Case Luminaires | Standard | FALSE | [9 empty] | 5/1/2014 12:00:00 AM | Not Yet Verified | Not Yet Verified | Not Yet Verified |  |  | 999 | 61.3 | 16.2 | 16.5 | 0.978 | 4030 | 85.2
P00001JUD | INTEGRATED ILLUMINATION SYSTEMS INC, | I2 Systems | T8210S-4711BBD | Indoor Luminaires | Case Lighting | Display Case Luminaires | Standard | FALSE | [9 empty] | 5/1/2014 12:00:00 AM | Not Yet Verified | Not Yet Verified | Not Yet Verified |  |  | 1998 | 61.67 | 32.4 | 16.5 | 0.978 | 4030 | 85.2
P00001JUG | INTEGRATED ILLUMINATION SYSTEMS INC, | I2 Systems | SP02844-48BBD | Indoor Luminaires | Case Lighting | Display Case Luminaires | Standard | FALSE | [9 empty] | 5/1/2014 12:00:00 AM | Not Yet Verified | Not Yet Verified | Not Yet Verified |  |  | 1998 | 61.67 | 32.4 | 16.5 | 0.978 | 4030 | 85.2
P00001JU6 | INTEGRATED ILLUMINATION SYSTEMS INC, | I2 Systems | T8210S-2323BBD | Indoor Luminaires | Case Lighting | Display Case Luminaires | Standard | FALSE | [9 empty] | 5/1/2014 12:00:00 AM | Not Yet Verified | Not Yet Verified | Not Yet Verified |  |  | 999 | 61.3 | 16.2 | 16.5 | 0.978 | 4030 | 85.2
P00001JUJ | INTEGRATED ILLUMINATION SYSTEMS INC, | I2 Systems | T8210S-3923BBD | Indoor Luminaires | Case Lighting | Display Case Luminaires | Standard | FALSE | [9 empty] | 5/1/2014 12:00:00 AM | Not Yet Verified | Not Yet Verified | Not Yet Verified |  |  | 1998 | 61.67 | 32.4 | 16.5 | 0.978 | 4030 | 85.2
P00001JUC | INTEGRATED ILLUMINATION SYSTEMS INC, | I2 Systems | SP02844-38BBD | Indoor Luminaires | Case Lighting | Display Case Luminaires | Standard | FALSE | [9 empty] | 5/1/2014 12:00:00 AM | Not Yet Verified | Not Yet Verified | Not Yet Verified |  |  | 1498.5 | 61.67 | 24.3 | 16.5 | 0.978 | 4030 | 85.2
P00001JUF | INTEGRATED ILLUMINATION SYSTEMS INC, | I2 Systems | T8210S-4732BBD | Indoor Luminaires | Case Lighting | Display Case Luminaires | Standard | FALSE | [9 empty] | 5/1/2014 12:00:00 AM | Not Yet Verified | Not Yet Verified | Not Yet Verified |  |  | 1998 | 61.67 | 32.4 | 16.5 | 0.978 | 4030 | 85.2
P00000X2Y | International Light Technologies | Horizontal CaseLight | ILT48-BAO-W35LH | Indoor Luminaires | Case Lighting | Horizontal Refrigerated Case Luminaires | Standard | TRUE | 2080 | 80.35 | 44.32 | 14.87 | 0.937 | 3549 | 85.7 | 5 | 50000 | 9/5/2012 12:00:00 AM | Not Yet Verified | Not Yet Verified | Not Yet Verified | Unit has rotating end-caps. Unit passes zonal lumen requirements at -10 degree rotation. | 2.1 | 1714 | 77 | 22.2 | 20 | 0.94 | 3500 | 85
P00000X31 | International Light Technologies | Horizontal CaseLight | ILT48-BAO-W40RH | Indoor Luminaires | Case Lighting | Horizontal Refrigerated Case Luminaires | Standard | FALSE | [9 empty] | 9/5/2012 12:00:00 AM | Not Yet Verified | Not Yet Verified | Not Yet Verified | Unit has rotating end-caps. Unit passes zonal lumen requirements at -10 degree rotation. |  | 1714 | 77 | 22.2 |  | 0.94 | 4000 | 85
P00000X2U | International Light Technologies | Horizontal CaseLight | ILT70-BAO-W40LH | Indoor Luminaires | Case Lighting | Horizontal Refrigerated Case Luminaires | Standard | FALSE | [9 empty] | 9/5/2012 12:00:00 AM | Not Yet Verified | Not Yet Verified | Not Yet Verified | Unit has rotating end-caps. Unit passes zonal lumen requirements at -10 degree rotation. |  | 2541 | 81.2 | 31.3 |  | 0.94 | 4000 | 85
P00000X2V | International Light Technologies | Horizontal CaseLight | ILT70-BAO-W40RH | Indoor Luminaires | Case Lighting | Horizontal Refrigerated Case Luminaires | Standard | FALSE | [9 empty] | 9/5/2012 12:00:00 AM | Not Yet Verified | Not Yet Verified | Not Yet Verified | Unit has rotating end-caps. Unit passes zonal lumen requirements at -10 degree rotation. |  | 2541 | 81.2 | 31.1 |  | 0.94 | 4000 | 85
P00000X2W | International Light Technologies | Horizontal CaseLight | ILT70-BAO-W50LH | Indoor Luminaires | Case Lighting | Horizontal Refrigerated Case Luminaires | Standard | FALSE | [9 empty] | 9/5/2012 12:00:00 AM | Not Yet Verified | Not Yet Verified | Not Yet Verified | Unit has rotating end-caps. Unit passes zonal lumen requirements at -10 degree rotation. |  | 3000 | 95 | 31.3 |  | 0.94 | 5000 | 85
P00000X2X | International Light Technologies | Horizontal CaseLight | ILT70-BAO-W50RH | Indoor Luminaires | Case Lighting | Horizontal Refrigerated Case Luminaires | Standard | FALSE | [9 empty] | 9/5/2012 12:00:00 AM | Not Yet Verified | Not Yet Verified | Not Yet Verified | Unit has rotating end-caps. Unit passes zonal lumen requirements at -10 degree rotation. |  | 3000 | 95 | 31.3 |  | 0.94 | 5000 | 85
P00000X33 | International Light Technologies | Horizontal CaseLight | ILT48-BAO-W50RH | Indoor Luminaires | Case Lighting | Horizontal Refrigerated Case Luminaires | Standard | FALSE | [9 empty] | 9/5/2012 12:00:00 AM | Not Yet Verified | Not Yet Verified | Not Yet Verified | Unit has rotating end-caps. Unit passes zonal lumen requirements at -10 degree rotation. |  | 2000 | 90 | 22.2 |  | 0.94 | 5000 | 85
P00000X2S | International Light Technologies | Horizontal CaseLight | ILT70-BAO-W35LH | Indoor Luminaires | Case Lighting | Horizontal Refrigerated Case Luminaires | Standard | FALSE | [9 empty] | 9/5/2012 12:00:00 AM | Not Yet Verified | Not Yet Verified | Not Yet Verified | Unit has rotating end-caps. Unit passes zonal lumen requirements at -10 degree rotation. |  | 2541 | 81.2 | 31.3 | 20 | 0.94 | 3500 | 85
P00000X2T | International Light Technologies | Horizontal CaseLight | ILT70-BAO-W35RH | Indoor Luminaires | Case Lighting | Horizontal Refrigerated Case Luminaires | Standard | FALSE | [9 empty] | 9/5/2012 12:00:00 AM | Not Yet Verified | Not Yet Verified | Not Yet Verified | Unit has rotating end-caps. Unit passes zonal lumen requirements at -10 degree rotation. |  | 2541 | 81.2 | 31.3 | 20 | 0.94 | 3500 | 85
P00000X2Z | International Light Technologies | Horizontal CaseLight | ILT48-BAO-W35RH | Indoor Luminaires | Case Lighting | Horizontal Refrigerated Case Luminaires | Standard | FALSE | [9 empty] | 9/5/2012 12:00:00 AM | Not Yet Verified | Not Yet Verified | Not Yet Verified | Unit has rotating end-caps. Unit passes zonal lumen requirements at -10 degree rotation. |  | 1714 | 77 | 22.2 |  | 0.94 | 3500 | 85
P00000X30 | International Light Technologies | Horizontal CaseLight | ILT48-BAO-W40LH | Indoor Luminaires | Case Lighting | Horizontal Refrigerated Case Luminaires | Standard | FALSE | [9 empty] | 9/5/2012 12:00:00 AM | Not Yet Verified | Not Yet Verified | Not Yet Verified | Unit has rotating end-caps. Unit passes zonal lumen requirements at -10 degree rotation. |  | 1714 | 77 | 22.2 |  | 0.94 | 4000 | 85
P00000X32 | International Light Technologies | Horizontal CaseLight | ILT48-BAO-W50LH | Indoor Luminaires | Case Lighting | Horizontal Refrigerated Case Luminaires | Standard | FALSE | [9 empty] | 9/5/2012 12:00:00 AM | Not Yet Verified | Not Yet Verified | Not Yet Verified | Unit has rotating end-caps. Unit passes zonal lumen requirements at -10 degree rotation. |  | 2000 | 90 | 22.2 |  | 0.94 | 5000 | 85
P00000X34 | International Light Technologies | CaseLIght | ILT48-BAO-W35CE | Indoor Luminaires | Case Lighting | Vertical Refrigerated Case Luminaires | Standard | TRUE | 1156 | 76.63 | 45.35 | 14.31 | 0.939 | 3410 | 83.5 | 5 | 50000 | 11/25/2013 12:00:00 AM | Not Yet Verified | Not Yet Verified | Not Yet Verified |  | 2.1 | 1160 | 77.33 | 15 | 20 | 0.9 | 3500 | 85
P00000X2N | International Light Technologies | CaseLight | ILT60-BAO-W40CE | Indoor Luminaires | Case Lighting | Vertical Refrigerated Case Luminaires | Standard | FALSE | [9 empty] | 3/13/2012 12:00:00 AM | Not Yet Verified | Not Yet Verified | Not Yet Verified |  |  | 1547 | 77.35 | 20 |  | 0.9 | 4000 | 85
P00000X2Q | International Light Technologies | CaseLight | ILT70-BAO-W40CE | Indoor Luminaires | Case Lighting | Vertical Refrigerated Case Luminaires | Standard | FALSE | [9 empty] | 8/2/2012 12:00:00 AM | Not Yet Verified | Not Yet Verified | Not Yet Verified |  |  | 1940 | 77.6 | 25 |  | 0.9 | 4000 | 85
P00000X2O | International Light Technologies | CaseLight | ILT60-BAO-W50CE | Indoor Luminaires | Case Lighting | Vertical Refrigerated Case Luminaires | Standard | FALSE | [9 empty] | 3/13/2012 12:00:00 AM | Not Yet Verified | Not Yet Verified | Not Yet Verified |  |  | 1600 | 80 | 20 |  | 0.9 | 5000 | 85
P00000X36 | International Light Technologies | CaseLight | ILT48-BAO-W50CE | Indoor Luminaires | Case Lighting | Vertical Refrigerated Case Luminaires | Standard | FALSE | [9 empty] | 11/25/2013 12:00:00 AM | Not Yet Verified | Not Yet Verified | Not Yet Verified |  |  | 1200 | 80 | 15 |  | 0.9 | 5000 | 85
P00000X2R | International Light Technologies | CaseLight | ILT70-BAO-W50CE | Indoor Luminaires | Case Lighting | Vertical Refrigerated Case Luminaires | Standard | FALSE | [9 empty] | 8/2/2012 12:00:00 AM | Not Yet Verified | Not Yet Verified | Not Yet Verified |  |  | 2000 | 80 | 25 |  | 0.9 | 5000 | 85
P00000X3D | International Light Technologies | CaseLight | ILT60-BAO-W35CE | Indoor Luminaires | Case Lighting | Vertical Refrigerated Case Luminaires | Standard | FALSE | [9 empty] | 12/17/2013 12:00:00 AM | Not Yet Verified | Not Yet Verified | Not Yet Verified |  |  | 1547 | 77.35 | 20 |  | 0.9 | 3500 | 85
P00000X3E | International Light Technologies | CaseLight | ILT70-BAO-W35CE | Indoor Luminaires | Case Lighting | Vertical Refrigerated Case Luminaires | Standard | FALSE | [9 empty] | 12/17/2013 12:00:00 AM | Not Yet Verified | Not Yet Verified | Not Yet Verified |  |  | 1940 | 77.6 | 25 |  | 0.9 | 3500 | 85
P00000X35 | International Light Technologies | CaseLIght | ILT48-BAO-W40CE | Indoor Luminaires | Case Lighting | Vertical Refrigerated Case Luminaires | Standard | FALSE | [9 empty] | 11/25/2013 12:00:00 AM | Not Yet Verified | Not Yet Verified | Not Yet Verified |  |  | 1160 | 77.33 | 15 |  | 0.9 | 4000 | 85
P00000X37 | International Light Technologies | Caselight | ILT48-BAO-W35LE | Indoor Luminaires | Case Lighting | Vertical Refrigerated Case Luminaires | Standard | TRUE | 605.4 | 76.63 | 45.35 | 14.31 | 0.939 | 3410 | 83.5 | 5 | 50000 | 12/12/2013 12:00:00 AM | Not Yet Verified | Not Yet Verified | Not Yet Verified |  | 2.1 | 580 | 77.33 | 7.5 | 20 | 0.9 | 3500 | 85
P00000X3C | International Light Technologies | Caselight | ILT48-BAO-W50RE | Indoor Luminaires | Case Lighting | Vertical Refrigerated Case Luminaires | Standard | FALSE | [9 empty] | 12/12/2013 12:00:00 AM | Not Yet Verified | Not Yet Verified | Not Yet Verified |  |  | 600 | 80 | 7.5 |  | 0.9 | 5000 | 85
P00000X3K | International Light Technologies | CaseLight | ILT60-BAO-W50RE | Indoor Luminaires | Case Lighting | Vertical Refrigerated Case Luminaires | Standard | FALSE | [9 empty] | 12/12/2013 12:00:00 AM | Not Yet Verified | Not Yet Verified | Not Yet Verified |  |  | 800 | 80 | 10 |  | 0.9 | 5000 | 85
P00000X3O | International Light Technologies | CaseLight | ILT70-BAO-W40RE | Indoor Luminaires | Case Lighting | Vertical Refrigerated Case Luminaires | Standard | FALSE | [9 empty] | 12/12/2013 12:00:00 AM | Not Yet Verified | Not Yet Verified | Not Yet Verified |  |  | 970 | 77.6 | 12.5 |  | 0.9 | 4000 | 85
P00000X3A | International Light Technologies | Caselight | ILT48-BAO-W35RE | Indoor Luminaires | Case Lighting | Vertical Refrigerated Case Luminaires | Standard | FALSE | [9 empty] | 12/12/2013 12:00:00 AM | Not Yet Verified | Not Yet Verified | Not Yet Verified |  |  | 580 | 77.33 | 7.5 |  | 0.9 | 3500 | 80
P00000X3N | International Light Technologies | CaseLight | ILT70-BAO-W40LE | Indoor Luminaires | Case Lighting | Vertical Refrigerated Case Luminaires | Standard | FALSE | [9 empty] | 12/12/2013 12:00:00 AM | Not Yet Verified | Not Yet Verified | Not Yet Verified |  |  | 970 | 77.6 | 12.5 |  | 0.9 | 4000 | 85
P00000X3M | International Light Technologies | CaseLight | ILT70-BAO-W35RE | Indoor Luminaires | Case Lighting | Vertical Refrigerated Case Luminaires | Standard | FALSE | [9 empty] | 12/12/2013 12:00:00 AM | Not Yet Verified | Not Yet Verified | Not Yet Verified |  |  | 970 | 77.6 | 12.5 |  | 0.9 | 3500 | 85
P00000X38 | International Light Technologies | Caselight | ILT48-BAO-W40LE | Indoor Luminaires | Case Lighting | Vertical Refrigerated Case Luminaires | Standard | FALSE | [9 empty] | 12/12/2013 12:00:00 AM | Not Yet Verified | Not Yet Verified | Not Yet Verified |  |  | 580 | 77.33 | 7.5 |  | 0.9 | 4000 | 85
P00000X3G | International Light Technologies | CaseLight | ILT60-BAO-W35RE | Indoor Luminaires | Case Lighting | Vertical Refrigerated Case Luminaires | Standard | FALSE | [9 empty] | 12/12/2013 12:00:00 AM | Not Yet Verified | Not Yet Verified | Not Yet Verified |  |  | 773 | 77.3 | 10 |  | 0.9 | 3500 | 85
P00000X3H | International Light Technologies | CaseLight | ILT60-BAO-W40LE | Indoor Luminaires | Case Lighting | Vertical Refrigerated Case Luminaires | Standard | FALSE | [9 empty] | 12/12/2013 12:00:00 AM | Not Yet Verified | Not Yet Verified | Not Yet Verified |  |  | 773 | 77.3 | 10 |  | 0.9 | 4000 | 85
P00000X3J | International Light Technologies | CaseLight | ILT60-BAO-W50LE | Indoor Luminaires | Case Lighting | Vertical Refrigerated Case Luminaires | Standard | FALSE | [9 empty] | 12/12/2013 12:00:00 AM | Not Yet Verified | Not Yet Verified | Not Yet Verified |  |  | 800 | 80 | 10 |  | 0.9 | 5000 | 85
P00000X39 | International Light Technologies | Caselight | ILT48-BAO-W50LE | Indoor Luminaires | Case Lighting | Vertical Refrigerated Case Luminaires | Standard | FALSE | [9 empty] | 12/12/2013 12:00:00 AM | Not Yet Verified | Not Yet Verified | Not Yet Verified |  |  | 600 | 80 | 7.5 |  | 0.9 | 5000 | 85
P00000X3B | International Light Technologies | Caselight | ILT48-BAO-W40RE | Indoor Luminaires | Case Lighting | Vertical Refrigerated Case Luminaires | Standard | FALSE | [9 empty] | 12/12/2013 12:00:00 AM | Not Yet Verified | Not Yet Verified | Not Yet Verified |  |  | 580 | 77.33 | 7.5 |  | 0.9 | 4000 | 85
P00000X3F | International Light Technologies | CaseLight | ILT60-BAO-W35LE | Indoor Luminaires | Case Lighting | Vertical Refrigerated Case Luminaires | Standard | FALSE | [9 empty] | 12/12/2013 12:00:00 AM | Not Yet Verified | Not Yet Verified | Not Yet Verified |  |  | 773 | 77.3 | 10 |  | 0.9 | 3500 | 85
P00000X3I | International Light Technologies | CaseLight | ILT60-BAO-W40RE | Indoor Luminaires | Case Lighting | Vertical Refrigerated Case Luminaires | Standard | FALSE | [9 empty] | 12/12/2013 12:00:00 AM | Not Yet Verified | Not Yet Verified | Not Yet Verified |  |  | 773 | 77.3 | 10 |  | 0.9 | 4000 | 85
P00000X3L | International Light Technologies | CaseLight | ILT70-BAO-W35LE | Indoor Luminaires | Case Lighting | Vertical Refrigerated Case Luminaires | Standard | FALSE | [9 empty] | 12/12/2013 12:00:00 AM | Not Yet Verified | Not Yet Verified | Not Yet Verified |  |  | 970 | 77.6 | 12.5 |  | 0.9 | 3500 | 85
P00000X3P | International Light Technologies | CaseLight | ILT70-BAO-W50LE | Indoor Luminaires | Case Lighting | Vertical Refrigerated Case Luminaires | Standard | FALSE | [9 empty] | 12/12/2013 12:00:00 AM | Not Yet Verified | Not Yet Verified | Not Yet Verified |  |  | 1000 | 80 | 12.5 |  | 0.9 | 5000 | 85
P00000X3Q | International Light Technologies | CaseLight | ILT70-BAO-W50RE | Indoor Luminaires | Case Lighting | Vertical Refrigerated Case Luminaires | Standard | FALSE | [9 empty] | 12/12/2013 12:00:00 AM | Not Yet Verified | Not Yet Verified | Not Yet Verified |  |  | 1000 | 80 | 12.5 |  | 0.9 | 5000 | 85
P00000X3V | International Light Technologies | ShelfLight | ILT36-SF-W30 | Indoor Luminaires | Case Lighting | Horizontal Refrigerated Case Luminaires | Standard | TRUE | 451 | 71.7 | 6.3 | 14.4 | 0.936 | 3137 | 81.7 | 5 | 50000 | 5/14/2014 12:00:00 AM | Not Yet Verified | Not Yet Verified | Not Yet Verified |  | 2.1 | 451 | 72 | 6.3 | 14.4 | 0.936 | 3000 | 90
P00000X3W | International Light Technologies | ShelfLight | ILT36-SF-W35 | Indoor Luminaires | Case Lighting | Horizontal Refrigerated Case Luminaires | Standard | FALSE | [9 empty] | 5/14/2014 12:00:00 AM | Not Yet Verified | Not Yet Verified | Not Yet Verified |  |  | 451 | 71.7125139131818 | 6.289 | 14.4 | 0.936 | 3500 | 90
P00000X41 | International Light Technologies | ShelfLight | ILT48-SF-W40 | Indoor Luminaires | Case Lighting | Horizontal Refrigerated Case Luminaires | Standard | FALSE | [9 empty] | 5/14/2014 12:00:00 AM | Not Yet Verified | Not Yet Verified | Not Yet Verified |  |  | 712.5 | 81.8965517241379 | 8.7 | 14.4 | 0.936 | 4000 | 90
P00000X47 | International Light Technologies | ShelfLight | ILT70-SF-W30 | Indoor Luminaires | Case Lighting | Horizontal Refrigerated Case Luminaires | Standard | FALSE | [9 empty] | 5/14/2014 12:00:00 AM | Not Yet Verified | Not Yet Verified | Not Yet Verified |  |  | 1127 | 71.6921119592875 | 15.72 | 14.4 | 0.936 | 3000 | 90
P00000X48 | International Light Technologies | ShelfLight | ILT70-SF-W35 | Indoor Luminaires | Case Lighting | Horizontal Refrigerated Case Luminaires | Standard | FALSE | [9 empty] | 5/14/2014 12:00:00 AM | Not Yet Verified | Not Yet Verified | Not Yet Verified |  |  | 1127 | 71.6921119592875 | 15.72 | 14.4 | 0.936 | 3500 | 90
P00000X4A | International Light Technologies | ShelfLight | ILT70-SF-W50 | Indoor Luminaires | Case Lighting | Horizontal Refrigerated Case Luminaires | Standard | FALSE | [9 empty] | 5/14/2014 12:00:00 AM | Not Yet Verified | Not Yet Verified | Not Yet Verified |  |  | 1187.5 | 81.8965517241379 | 14.5 | 14.4 | 0.936 | 5000 | 87
P00000X40 | International Light Technologies | ShelfLight | ILT48-SF-W35 | Indoor Luminaires | Case Lighting | Horizontal Refrigerated Case Luminaires | Standard | FALSE | [9 empty] | 5/14/2014 12:00:00 AM | Not Yet Verified | Not Yet Verified | Not Yet Verified |  |  | 676 | 71.6861081654295 | 9.43 | 14.4 | 0.936 | 3500 | 90
P00000X3Y | International Light Technologies | ShelfLight | ILT36-SF-W50 | Indoor Luminaires | Case Lighting | Horizontal Refrigerated Case Luminaires | Standard | FALSE | [9 empty] | 5/14/2014 12:00:00 AM | Not Yet Verified | Not Yet Verified | Not Yet Verified |  |  | 475 | 81.8965517241379 | 5.8 | 14.4 | 0.936 | 5000 | 87
P00000X44 | International Light Technologies | ShelfLight | ILT60-SF-W35 | Indoor Luminaires | Case Lighting | Horizontal Refrigerated Case Luminaires | Standard | FALSE | [9 empty] | 5/14/2014 12:00:00 AM | Not Yet Verified | Not Yet Verified | Not Yet Verified |  |  | 902 | 71.7011128775835 | 12.58 | 14.4 | 0.936 | 3500 | 90
P00000X49 | International Light Technologies | ShelfLight | ILT70-SF-W40 | Indoor Luminaires | Case Lighting | Horizontal Refrigerated Case Luminaires | Standard | FALSE | [9 empty] | 5/14/2014 12:00:00 AM | Not Yet Verified | Not Yet Verified | Not Yet Verified |  |  | 1187.5 | 81.8965517241379 | 14.5 | 14.4 | 0.936 | 4000 | 90
P00000X3X | International Light Technologies | ShelfLight | ILT36-SF-W40 | Indoor Luminaires | Case Lighting | Horizontal Refrigerated Case Luminaires | Standard | FALSE | [9 empty] | 5/14/2014 12:00:00 AM | Not Yet Verified | Not Yet Verified | Not Yet Verified |  |  | 475 | 81.8965517241379 | 5.8 | 14.4 | 0.936 | 4000 | 90
P00000X42 | International Light Technologies | ShelfLight | ILT48-SF-W50 | Indoor Luminaires | Case Lighting | Horizontal Refrigerated Case Luminaires | Standard | FALSE | [9 empty] | 5/14/2014 12:00:00 AM | Not Yet Verified | Not Yet Verified | Not Yet Verified |  |  | 712.5 | 81.8965517241379 | 8.7 | 14.4 | 0.936 | 5000 | 87
P00000X45 | International Light Technologies | ShelfLight | ILT60-SF-W40 | Indoor Luminaires | Case Lighting | Horizontal Refrigerated Case Luminaires | Standard | FALSE | [9 empty] | 5/14/2014 12:00:00 AM | Not Yet Verified | Not Yet Verified | Not Yet Verified |  |  | 950 | 81.8965517241379 | 11.6 | 14.4 | 0.936 | 4000 | 90
P00000X46 | International Light Technologies | ShelfLight | ILT60-SF-W50 | Indoor Luminaires | Case Lighting | Horizontal Refrigerated Case Luminaires | Standard | FALSE | [9 empty] | 5/14/2014 12:00:00 AM | Not Yet Verified | Not Yet Verified | Not Yet Verified |  |  | 950 | 81.8965517241379 | 11.6 | 14.4 | 0.936 | 5000 | 87
P00000X3Z | International Light Technologies | ShelfLight | ILT48-SF-W30 | Indoor Luminaires | Case Lighting | Horizontal Refrigerated Case Luminaires | Standard | FALSE | [9 empty] | 5/14/2014 12:00:00 AM | Not Yet Verified | Not Yet Verified | Not Yet Verified |  |  | 676 | 71.6861081654295 | 9.43 | 14.4 | 0.936 | 3000 | 90
P00000X43 | International Light Technologies | ShelfLight | ILT60-SF-W30 | Indoor Luminaires | Case Lighting | Horizontal Refrigerated Case Luminaires | Standard | FALSE | [9 empty] | 5/14/2014 12:00:00 AM | Not Yet Verified | Not Yet Verified | Not Yet Verified |  |  | 902 | 71.7011128775835 | 12.58 | 14.4 | 0.936 | 3000 | 90
P94E94Q5 | ITC Inc. | Elio | 690560.72.40.24.002 [LPF-25-24 Driver, 110-120VAC Only] | Indoor Luminaires | Case Lighting | Vertical Refrigerated Case Luminaires | Standard | TRUE | 1815 | 84.1 | 21.57 | 8.48 | 0.993 | 4063 | 92 | 5 | 50000 | 10/5/2016 12:00:00 AM | Not Dimmable | Not Dimmable | No |  | 4 | 1728.46 | 82.31 | 21 | 9 | 0.99 | 4092 | 96.3
PFKUM5GD | ITC Inc. | Elio | 690561.48.40.24.[L,R, 110-120VAC Only]02 [LPF-25-24 Driver, 110-120VAC Only] | Indoor Luminaires | Case Lighting | Vertical Refrigerated Case Luminaires | Standard | TRUE | 653 | 79.6 | 8.2 | 17.6 | 0.963 | 4060 | 94.6 | 5 | 50000 | 10/5/2016 12:00:00 AM | Not Dimmable | Not Dimmable | No |  | 4 | 682.99 | 83.85 | 8.15 | 16 | 0.96 | 4098 | 94.6
PE6UMC24 | ITC Inc. | Elio | 690561.60.40.24.[L,R, 110-120VAC Only]02 [LPF-25-24 Driver, 110-120VAC Only] | Indoor Luminaires | Case Lighting | Vertical Refrigerated Case Luminaires | Standard | TRUE | 773.5 | 81.3 | 9.514 | 15.9 | 0.971 | 4095 | 95.4 | 5 | 50000 | 10/5/2016 12:00:00 AM | Not Dimmable | Not Dimmable | No |  | 4 | 840.95 | 86.67 | 9.7 | 16 | 0.97 | 4116 | 94.8
PAZPPT4N | ITC Inc. | Elio | 690561.60.40.24.[L,R, 110-120VAC Only]02 [LPF-60-24 Driver, 110-120VAC Only] | Indoor Luminaires | Case Lighting | Vertical Refrigerated Case Luminaires | Standard | FALSE | [9 empty] | 10/5/2016 12:00:00 AM | Not Dimmable | Not Dimmable | No |  |  | 840.95 | 87.29 | 9.63 | 11 | 0.99 | 4116 | 94.8
PZF696Z9 | ITC Inc. | Elio | 690561.48.40.24.[L,R, 110-120VAC Only]02 [LPF-60-24 Driver, 110-120VAC Only] | Indoor Luminaires | Case Lighting | Vertical Refrigerated Case Luminaires | Standard | FALSE | [9 empty] | 10/5/2016 12:00:00 AM | Not Dimmable | Not Dimmable | No |  |  | 682.99 | 94.1 | 7.32 | 13.25 | 0.97 | 4098 | 94.6
P1TW4TUK | ITC Inc. | Elio | 690561.48.40.24.[L,R, 110-120VAC Only]02 [LPF-90-24 Driver, 110-120VAC Only] | Indoor Luminaires | Case Lighting | Vertical Refrigerated Case Luminaires | Standard | FALSE | [9 empty] | 10/5/2016 12:00:00 AM | Not Dimmable | Not Dimmable | No |  |  | 682.99 | 93.19 | 7.33 | 9 | 0.99 | 4098 | 94.6
P3CAEZGW | ITC Inc. | Elio | 690561.60.30.24.[L,R, 110-120VAC Only]02 [LPF-90-24 Driver, 110-120VAC Only] | Indoor Luminaires | Case Lighting | Vertical Refrigerated Case Luminaires | Standard | FALSE | [9 empty] | 10/5/2016 12:00:00 AM | Not Dimmable | Not Dimmable | No |  |  | 850.51 | 91.34 | 9.31 | 11 | 0.99 | 3099 | 93.2
PBR2STH8 | ITC Inc. | Elio | 690560.48.30.24.002 [LPF-25-24 Driver, 110-120VAC Only] | Indoor Luminaires | Case Lighting | Vertical Refrigerated Case Luminaires | Standard | FALSE | [9 empty] | 10/5/2016 12:00:00 AM | Not Dimmable | Not Dimmable | No |  |  | 1198.1 | 84.73 | 14.14 | 12 | 0.99 | 3109 | 93.2
PK2ES9GD | ITC Inc. | Elio | 690560.48.30.24.002 [LPF-90-24 Driver, 110-120VAC Only] | Indoor Luminaires | Case Lighting | Vertical Refrigerated Case Luminaires | Standard | FALSE | [9 empty] | 10/5/2016 12:00:00 AM | Not Dimmable | Not Dimmable | No |  |  | 1198.1 | 92.08 | 13.01 | 9 | 0.99 | 3109 | 93.2
PXBHCXV9 | ITC Inc. | Elio | 690560.48.40.24.002 [LPF-60-24 Driver, 110-120VAC Only] | Indoor Luminaires | Case Lighting | Vertical Refrigerated Case Luminaires | Standard | FALSE | [9 empty] | 10/5/2016 12:00:00 AM | Not Dimmable | Not Dimmable | No |  |  | 1222.6 | 93.65 | 13.05 | 13.25 | 0.97 | 4082 | 94.6
P7K5QNUX | ITC Inc. | Elio | 690560.60.30.24.002 [LPF-60-24 Driver, 110-120VAC Only] | Indoor Luminaires | Case Lighting | Vertical Refrigerated Case Luminaires | Standard | FALSE | [9 empty] | 10/5/2016 12:00:00 AM | Not Dimmable | Not Dimmable | No |  |  | 1456.5 | 89.96 | 16.26 | 9 | 1 | 3105 | 93.2
P8KBJN1H | ITC Inc. | Elio | 690560.60.40.24.002 [LPF-60-24 Driver, 110-120VAC Only] | Indoor Luminaires | Case Lighting | Vertical Refrigerated Case Luminaires | Standard | FALSE | [9 empty] | 10/5/2016 12:00:00 AM | Not Dimmable | Not Dimmable | No |  |  | 1446.4 | 87.29 | 16.57 | 9 | 1 | 4085 | 94.5
PTRR49F1 | ITC Inc. | Elio | 690560.60.40.24.002 [LPF-90-24 Driver, 110-120VAC Only] | Indoor Luminaires | Case Lighting | Vertical Refrigerated Case Luminaires | Standard | FALSE | [9 empty] | 10/5/2016 12:00:00 AM | Not Dimmable | Not Dimmable | No |  |  | 1446.4 | 88.88 | 16.27 | 9 | 0.99 | 4085 | 94.5
PWDXCY6D | ITC Inc. | Elio | 690560.72.40.24.002 [LPF-60-24 Driver, 110-120VAC Only] | Indoor Luminaires | Case Lighting | Vertical Refrigerated Case Luminaires | Standard | FALSE | [9 empty] | 10/5/2016 12:00:00 AM | Not Dimmable | Not Dimmable | No |  |  | 1728.46 | 93.95 | 18.4 | 7 | 0.99 | 4092 | 96.3
PACXN97M | ITC Inc. | Elio | 690561.48.30.24.[L,R, 110-120VAC Only]02 [LPF-25-24 Driver, 110-120VAC Only] | Indoor Luminaires | Case Lighting | Vertical Refrigerated Case Luminaires | Standard | FALSE | [9 empty] | 10/5/2016 12:00:00 AM | Not Dimmable | Not Dimmable | No |  |  | 696.81 | 84.96 | 8.2 | 16 | 0.96 | 3109 | 94.1
PUTMG7BD | ITC Inc. | Elio | 690561.48.30.24.[L,R, 110-120VAC Only]02 [LPF-90-24 Driver, 110-120VAC Only] | Indoor Luminaires | Case Lighting | Vertical Refrigerated Case Luminaires | Standard | FALSE | [9 empty] | 10/5/2016 12:00:00 AM | Not Dimmable | Not Dimmable | No |  |  | 696.81 | 92.08 | 7.57 | 9 | 0.99 | 3109 | 94.1
P9VESJTN | ITC Inc. | Elio | 690561.72.40.24.[L,R, 110-120VAC Only]02 [LPF-25-24 Driver, 110-120VAC Only] | Indoor Luminaires | Case Lighting | Vertical Refrigerated Case Luminaires | Standard | FALSE | [9 empty] | 10/5/2016 12:00:00 AM | Not Dimmable | Not Dimmable | No |  |  | 1112.64 | 99.34 | 11.2 | 14 | 0.98 | 4183 | 95.7
PPDZ7BFD | ITC Inc. | Elio | 690560.48.40.24.002 [LPF-25-24 Driver, 110-120VAC Only] | Indoor Luminaires | Case Lighting | Vertical Refrigerated Case Luminaires | Standard | FALSE | [9 empty] | 10/5/2016 12:00:00 AM | Not Dimmable | Not Dimmable | No |  |  | 1222.6 | 83.09 | 14.71 | 12 | 0.99 | 4082 | 94.6
P5QDKF29 | ITC Inc. | Elio | 690560.60.40.24.002 [LPF-25-24 Driver, 110-120VAC Only] | Indoor Luminaires | Case Lighting | Vertical Refrigerated Case Luminaires | Standard | FALSE | [9 empty] | 10/5/2016 12:00:00 AM | Not Dimmable | Not Dimmable | No |  |  | 1446.4 | 82.87 | 17.45 | 10 | 0.99 | 4085 | 94.5
PBRAFRCH | ITC Inc. | Elio | 690560.72.40.24.002 [LPF-90-24 Driver, 110-120VAC Only] | Indoor Luminaires | Case Lighting | Vertical Refrigerated Case Luminaires | Standard | FALSE | [9 empty] | 10/5/2016 12:00:00 AM | Not Dimmable | Not Dimmable | No |  |  | 1728.46 | 93.34 | 18.52 | 11.82 | 0.99 | 4092 | 96.3
PS6R6WD8 | ITC Inc. | Elio | 690561.72.30.24.[L,R, 110-120VAC Only]02 [LPF-25-24 Driver, 110-120VAC Only] | Indoor Luminaires | Case Lighting | Vertical Refrigerated Case Luminaires | Standard | FALSE | [9 empty] | 10/5/2016 12:00:00 AM | Not Dimmable | Not Dimmable | No |  |  | 1242.57 | 108.05 | 11.5 | 14 | 0.98 | 3154 | 93.2
P9DQRY5W | ITC Inc. | Elio | 690561.72.40.24.[L,R, 110-120VAC Only]02 [LPF-90-24 Driver, 110-120VAC Only] | Indoor Luminaires | Case Lighting | Vertical Refrigerated Case Luminaires | Standard | FALSE | [9 empty] | 10/5/2016 12:00:00 AM | Not Dimmable | Not Dimmable | No |  |  | 1112.64 | 93.34 | 11.92 | 11.82 | 0.99 | 4183 | 95.7
PQA524W2 | ITC Inc. | Elio | 690561.60.40.24.[L,R, 110-120VAC Only]02 [LPF-90-24 Driver, 110-120VAC Only] | Indoor Luminaires | Case Lighting | Vertical Refrigerated Case Luminaires | Standard | FALSE | [9 empty] | 10/5/2016 12:00:00 AM | Not Dimmable | Not Dimmable | No |  |  | 840.95 | 88.88 | 9.46 | 11 | 0.99 | 4116 | 94.8
PMK2UG21 | ITC Inc. | Elio | 690561.48.30.24.[L,R, 110-120VAC Only]02 [LPF-60-24 Driver, 110-120VAC Only] | Indoor Luminaires | Case Lighting | Vertical Refrigerated Case Luminaires | Standard | FALSE | [9 empty] | 10/5/2016 12:00:00 AM | Not Dimmable | Not Dimmable | No |  |  | 696.81 | 92.88 | 7.5 | 13.25 | 0.97 | 3109 | 94.1
P46USDPT | ITC Inc. | Elio | 690561.60.30.24.[L,R, 110-120VAC Only]02 [LPF-25-24 Driver, 110-120VAC Only] | Indoor Luminaires | Case Lighting | Vertical Refrigerated Case Luminaires | Standard | FALSE | [9 empty] | 10/5/2016 12:00:00 AM | Not Dimmable | Not Dimmable | No |  |  | 850.51 | 90.01 | 9.45 | 16 | 0.97 | 3099 | 93.2
P7Y9UAD5 | ITC Inc. | Elio | 690561.60.30.24.[L,R, 110-120VAC Only]02 [LPF-60-24 Driver, 110-120VAC Only] | Indoor Luminaires | Case Lighting | Vertical Refrigerated Case Luminaires | Standard | FALSE | [9 empty] | 10/5/2016 12:00:00 AM | Not Dimmable | Not Dimmable | No |  |  | 850.51 | 89.96 | 9.45 | 11 | 0.99 | 3099 | 93.2
PH7XG822 | ITC Inc. | Elio | 690560.48.30.24.002 [LPF-60-24 Driver, 110-120VAC Only] | Indoor Luminaires | Case Lighting | Vertical Refrigerated Case Luminaires | Standard | FALSE | [9 empty] | 10/5/2016 12:00:00 AM | Not Dimmable | Not Dimmable | No |  |  | 1198.1 | 92.88 | 12.9 | 13.25 | 0.97 | 3109 | 93.2
PK34QZ5N | ITC Inc. | Elio | 690560.48.40.24.002 [LPF-90-24 Driver, 110-120VAC Only] | Indoor Luminaires | Case Lighting | Vertical Refrigerated Case Luminaires | Standard | FALSE | [9 empty] | 10/5/2016 12:00:00 AM | Not Dimmable | Not Dimmable | No |  |  | 1222.6 | 93.19 | 13.12 | 9 | 0.99 | 4082 | 94.6
PFVHRHG8 | ITC Inc. | Elio | 690560.60.30.24.002 [LPF-25-24 Driver, 110-120VAC Only] | Indoor Luminaires | Case Lighting | Vertical Refrigerated Case Luminaires | Standard | FALSE | [9 empty] | 10/5/2016 12:00:00 AM | Not Dimmable | Not Dimmable | No |  |  | 1456.5 | 84.73 | 17.39 | 10 | 0.99 | 3105 | 93.2
PNCVSB4W | ITC Inc. | Elio | 690560.60.30.24.002 [LPF-90-24 Driver, 110-120VAC Only] | Indoor Luminaires | Case Lighting | Vertical Refrigerated Case Luminaires | Standard | FALSE | [9 empty] | 10/5/2016 12:00:00 AM | Not Dimmable | Not Dimmable | No |  |  | 1456.5 | 91.34 | 15.95 | 9 | 0.99 | 3105 | 93.2
P1J8XA1M | ITC Inc. | Elio | 690560.72.30.24.002 [LPF-60-24 Driver, 110-120VAC Only] | Indoor Luminaires | Case Lighting | Vertical Refrigerated Case Luminaires | Standard | FALSE | [9 empty] | 10/5/2016 12:00:00 AM | Not Dimmable | Not Dimmable | No |  |  | 1810.48 | 93.85 | 19.29 | 7 | 0.99 | 3118 | 92.9
PFEFBQ88 | ITC Inc. | Elio | 690560.72.30.24.002 [LPF-90-24 Driver, 110-120VAC Only] | Indoor Luminaires | Case Lighting | Vertical Refrigerated Case Luminaires | Standard | FALSE | [9 empty] | 10/5/2016 12:00:00 AM | Not Dimmable | Not Dimmable | No |  |  | 1810.48 | 92.64 | 19.54 | 11.82 | 0.99 | 3118 | 92.9
PQVY3MYY | ITC Inc. | Elio | 690561.72.30.24.[L,R, 110-120VAC Only]02 [LPF-60-24 Driver, 110-120VAC Only] | Indoor Luminaires | Case Lighting | Vertical Refrigerated Case Luminaires | Standard | FALSE | [9 empty] | 10/5/2016 12:00:00 AM | Not Dimmable | Not Dimmable | No |  |  | 1242.57 | 93.85 | 13.24 | 7 | 0.99 | 3154 | 93.2
P99EBWZ7 | ITC Inc. | Elio | 690561.72.30.24.[L,R, 110-120VAC Only]02 [LPF-90-24 Driver, 110-120VAC Only] | Indoor Luminaires | Case Lighting | Vertical Refrigerated Case Luminaires | Standard | FALSE | [9 empty] | 10/5/2016 12:00:00 AM | Not Dimmable | Not Dimmable | No |  |  | 1242.57 | 92.64 | 13.41 | 11.82 | 0.99 | 3154 | 93.2
PCFP6W4X | ITC Inc. | Elio | 690561.72.40.24.[L,R, 110-120VAC Only]02 [LPF-60-24 Driver, 110-120VAC Only] | Indoor Luminaires | Case Lighting | Vertical Refrigerated Case Luminaires | Standard | FALSE | [9 empty] | 10/5/2016 12:00:00 AM | Not Dimmable | Not Dimmable | No |  |  | 1112.64 | 93.95 | 11.84 | 7 | 0.99 | 4183 | 95.7
P1NYKAM7 | ITC Inc. | Elio | 690560.72.30.24.002 [LPF-25-24 Driver, 110-120VAC Only] | Indoor Luminaires | Case Lighting | Vertical Refrigerated Case Luminaires | Standard | FALSE | [9 empty] | 10/5/2016 12:00:00 AM | Not Dimmable | Not Dimmable | No |  |  | 1810.48 | 84.73 | 20.9 | 9 | 0.99 | 3118 | 92.9
PH8YRSJD | ITC Inc. | Elio | 690553.36.40.24-WX-CL | Indoor Luminaires | Case Lighting | Vertical Refrigerated Case Luminaires | Standard | TRUE | 608.3 | 48.52 | 12.54 | 14.23 | 0.934 | 4046 | 86.7 | 5 | 50000 | 5/2/2016 12:00:00 AM | Not Dimmable | Not Dimmable | No |  | 3.1 | 608.3 | 48.52 | 12.54 | 14.23 | 0.934 | 4046 | 94.6
PN92DSE4 | ITC Inc. | Elio | 690553.36.40.24-WX-CL | Indoor Luminaires | Case Lighting | Display Case Luminaires | Standard | TRUE | 608.3 | 48.52 | 12.54 | 14.23 | 0.934 | 4046 | 86.7 | 5 | 50000 | 5/2/2016 12:00:00 AM | Not Dimmable | Not Dimmable | No |  | 3.1 | 608.3 | 48.52 | 12.54 | 14.23 | 0.934 | 4046 | 94.6
PCGFNM5D | ITC Inc. | Elio | 690553.36.40.24-WX-CL | Indoor Luminaires | Case Lighting | Horizontal Refrigerated Case Luminaires | Standard | TRUE | 608.3 | 48.52 | 12.54 | 14.23 | 0.934 | 4046 | 86.7 | 5 | 50000 | 5/2/2016 12:00:00 AM | Not Dimmable | Not Dimmable | No |  | 3.1 | 608.3 | 48.52 | 12.54 | 14.23 | 0.934 | 4046 | 94.6
PYAEJSNG | ITC Inc. | Elio | 690553.48.40.24-WX-CL | Indoor Luminaires | Case Lighting | Horizontal Refrigerated Case Luminaires | Standard | FALSE | [9 empty] | 5/2/2016 12:00:00 AM | Not Dimmable | Not Dimmable | No |  |  | 943 | 49.6 | 18.99 | 10.72 | 0.966 | 4042 | 94.4
PMKWKC2C | ITC Inc. | Elio | 690651.60.40.24 | Indoor Luminaires | Case Lighting | Display Case Luminaires | Standard | FALSE | [9 empty] | 5/2/2016 12:00:00 AM | Not Dimmable | Not Dimmable | No |  |  | 1498 | 50.27 | 29.8 | 8.26 | 0.982 | 4027 | 94.7
PP7724WU | ITC Inc. | Elio | 690671.36.40.24 | Indoor Luminaires | Case Lighting | Display Case Luminaires | Standard | FALSE | [9 empty] | 5/2/2016 12:00:00 AM | Not Dimmable | Not Dimmable | No |  |  | 1204 | 50.72 | 23.74 | 9.75 | 0.976 | 3972 | 94.7
PCB7CWMN | ITC Inc. | Elio | 690471.36.40.24 | Indoor Luminaires | Case Lighting | Vertical Refrigerated Case Luminaires | Standard | FALSE | [9 empty] | 5/2/2016 12:00:00 AM | Not Dimmable | Not Dimmable | No |  |  | 1107 | 48.86 | 22.66 | 9.87 | 0.976 | 4060 | 96.5
PDAPT15D | ITC Inc. | Elio | 690553.48.40.24-WX-CL | Indoor Luminaires | Case Lighting | Vertical Refrigerated Case Luminaires | Standard | FALSE | [9 empty] | 5/2/2016 12:00:00 AM | Not Dimmable | Not Dimmable | No |  |  | 943 | 49.6 | 18.99 | 10.72 | 0.966 | 4042 | 94.4
P5VP4SMZ | ITC Inc. | Elio | 690451.72.40.24 | Indoor Luminaires | Case Lighting | Horizontal Refrigerated Case Luminaires | Standard | FALSE | [9 empty] | 5/2/2016 12:00:00 AM | Not Dimmable | Not Dimmable | No |  |  | 1785 | 51.74 | 34.5 | 7.72 | 0.986 | 4043 | 95.7
PEHFW4YZ | ITC Inc. | Elio | 690471.36.40.24 | Indoor Luminaires | Case Lighting | Horizontal Refrigerated Case Luminaires | Standard | FALSE | [9 empty] | 5/2/2016 12:00:00 AM | Not Dimmable | Not Dimmable | No |  |  | 1107 | 48.86 | 22.66 | 9.87 | 0.976 | 4060 | 96.5
PJBVWQTZ | ITC Inc. | Elio | 690553.60.40.24-WX-CL | Indoor Luminaires | Case Lighting | Horizontal Refrigerated Case Luminaires | Standard | FALSE | [9 empty] | 5/2/2016 12:00:00 AM | Not Dimmable | Not Dimmable | No |  |  | 1154 | 48.56 | 23.76 | 9.57 | 0.978 | 4042 | 94.4
PZF3YR6E | ITC Inc. | Elio | 690553.72.40.24-WX-CL | Indoor Luminaires | Case Lighting | Horizontal Refrigerated Case Luminaires | Standard | FALSE | [9 empty] | 5/2/2016 12:00:00 AM | Not Dimmable | Not Dimmable | No |  |  | 1499 | 51.77 | 27.99 | 8.68 | 0.982 | 4045 | 94.3
PAB8FG34 | ITC Inc. | Elio | 690451.48.40.24 | Indoor Luminaires | Case Lighting | Display Case Luminaires | Standard | FALSE | [9 empty] | 5/2/2016 12:00:00 AM | Not Dimmable | Not Dimmable | No |  |  | 1190 | 51.74 | 23 | 9.81 | 0.976 | 4043 | 95.7
PK9Z4QFE | ITC Inc. | Elio | 690671.72.40.24 | Indoor Luminaires | Case Lighting | Vertical Refrigerated Case Luminaires | Standard | FALSE | [9 empty] | 5/2/2016 12:00:00 AM | Not Dimmable | Not Dimmable | No |  |  | 2390 | 49.1 | 48.7 | 6.24 | 0.995 | 3960 | 95.8
P61EERUX | ITC Inc. | Elio | 690451.72.40.24 | Indoor Luminaires | Case Lighting | Display Case Luminaires | Standard | FALSE | [9 empty] | 5/2/2016 12:00:00 AM | Not Dimmable | Not Dimmable | No |  |  | 1785 | 51.74 | 34.5 | 7.72 | 0.986 | 4043 | 95.7
PUKVXE3W | ITC Inc. | Elio | 690451.36.40.24 | Indoor Luminaires | Case Lighting | Horizontal Refrigerated Case Luminaires | Standard | FALSE | [9 empty] | 5/2/2016 12:00:00 AM | Not Dimmable | Not Dimmable | No |  |  | 833.2 | 51.81 | 16.08 | 12.29 | 0.958 | 4043 | 95.7
PWX19YJ8 | ITC Inc. | Elio | 690451.36.40.24 | Indoor Luminaires | Case Lighting | Display Case Luminaires | Standard | FALSE | [9 empty] | 5/2/2016 12:00:00 AM | Not Dimmable | Not Dimmable | No |  |  | 833.2 | 51.81 | 16.08 | 12.29 | 0.958 | 4043 | 95.7
PBNY589Y | ITC Inc. | Elio | 690671.36.40.24 | Indoor Luminaires | Case Lighting | Horizontal Refrigerated Case Luminaires | Standard | FALSE | [9 empty] | 5/2/2016 12:00:00 AM | Not Dimmable | Not Dimmable | No |  |  | 1190 | 50.72 | 23.74 | 9.75 | 0.976 | 3972 | 94.7
PK3TFXC6 | ITC Inc. | Elio | 690651.48.40.24 | Indoor Luminaires | Case Lighting | Display Case Luminaires | Standard | FALSE | [9 empty] | 5/2/2016 12:00:00 AM | Not Dimmable | Not Dimmable | No |  |  | 1181 | 50.36 | 23.45 | 9.65 | 0.977 | 4027 | 94.7
PJN23SER | ITC Inc. | Elio | 690651.72.40.24 | Indoor Luminaires | Case Lighting | Display Case Luminaires | Standard | FALSE | [9 empty] | 5/2/2016 12:00:00 AM | Not Dimmable | Not Dimmable | No |  |  | 1701 | 50.32 | 33.82 | 7.79 | 0.986 | 4027 | 94.7
P4PB7B34 | ITC Inc. | Elio | 690553.72.40.24-WX-CL | Indoor Luminaires | Case Lighting | Vertical Refrigerated Case Luminaires | Standard | FALSE | [9 empty] | 5/2/2016 12:00:00 AM | Not Dimmable | Not Dimmable | No |  |  | 1499 | 51.77 | 27.99 | 8.68 | 0.982 | 4045 | 94.3
PAX39ZUZ | ITC Inc. | Elio | 690651.48.40.24 | Indoor Luminaires | Case Lighting | Vertical Refrigerated Case Luminaires | Standard | FALSE | [9 empty] | 5/2/2016 12:00:00 AM | Not Dimmable | Not Dimmable | No |  |  | 1181 | 50.36 | 23.45 | 9.65 | 0.977 | 4027 | 94.7
PVWURRK7 | ITC Inc. | Elio | 690671.36.40.24 | Indoor Luminaires | Case Lighting | Vertical Refrigerated Case Luminaires | Standard | FALSE | [9 empty] | 5/2/2016 12:00:00 AM | Not Dimmable | Not Dimmable | No |  |  | 1190 | 50.72 | 23.74 | 9.75 | 0.976 | 3972 | 94.7
P4VFTC14 | ITC Inc. | Elio | 690471.36.40.24 | Indoor Luminaires | Case Lighting | Display Case Luminaires | Standard | FALSE | [9 empty] | 5/2/2016 12:00:00 AM | Not Dimmable | Not Dimmable | No |  |  | 1107 | 48.86 | 22.66 | 9.87 | 0.976 | 4060 | 96.5
P1M31JHZ | ITC Inc. | Elio | 690553.60.40.24-WX-CL | Indoor Luminaires | Case Lighting | Display Case Luminaires | Standard | FALSE | [9 empty] | 5/2/2016 12:00:00 AM | Not Dimmable | Not Dimmable | No |  |  | 1154 | 48.56 | 23.76 | 9.57 | 0.978 | 4042 | 94.4
PTKFBWG7 | ITC Inc. | Elio | 690651.60.40.24 | Indoor Luminaires | Case Lighting | Vertical Refrigerated Case Luminaires | Standard | FALSE | [9 empty] | 5/2/2016 12:00:00 AM | Not Dimmable | Not Dimmable | No |  |  | 1498 | 50.27 | 29.8 | 8.26 | 0.982 | 4027 | 94.7
PFG3Q86B | ITC Inc. | Elio | 690553.60.40.24-WX-CL | Indoor Luminaires | Case Lighting | Vertical Refrigerated Case Luminaires | Standard | FALSE | [9 empty] | 5/2/2016 12:00:00 AM | Not Dimmable | Not Dimmable | No |  |  | 1154 | 48.56 | 23.76 | 9.57 | 0.978 | 4042 | 94.4
PJH7WUDG | ITC Inc. | Elio | 690451.48.40.24 | Indoor Luminaires | Case Lighting | Horizontal Refrigerated Case Luminaires | Standard | FALSE | [9 empty] | 5/2/2016 12:00:00 AM | Not Dimmable | Not Dimmable | No |  |  | 1190 | 51.74 | 23 | 9.81 | 0.976 | 4043 | 95.7
PZFGUY3F | ITC Inc. | Elio | 690651.48.40.24 | Indoor Luminaires | Case Lighting | Horizontal Refrigerated Case Luminaires | Standard | FALSE | [9 empty] | 5/2/2016 12:00:00 AM | Not Dimmable | Not Dimmable | No |  |  | 1181 | 50.36 | 23.45 | 9.65 | 0.977 | 4027 | 94.7
PGWAQFAP | ITC Inc. | Elio | 690651.72.40.24 | Indoor Luminaires | Case Lighting | Horizontal Refrigerated Case Luminaires | Standard | FALSE | [9 empty] | 5/2/2016 12:00:00 AM | Not Dimmable | Not Dimmable | No |  |  | 1701 | 50.32 | 33.82 | 7.79 | 0.986 | 4027 | 94.7
PJETB66U | ITC Inc. | Elio | 690671.72.40.24 | Indoor Luminaires | Case Lighting | Horizontal Refrigerated Case Luminaires | Standard | FALSE | [9 empty] | 5/2/2016 12:00:00 AM | Not Dimmable | Not Dimmable | No |  |  | 2390 | 49.1 | 48.7 | 6.24 | 0.995 | 3960 | 95.8
PMKVXX27 | ITC Inc. | Elio | 690451.60.40.24 | Indoor Luminaires | Case Lighting | Display Case Luminaires | Standard | FALSE | [9 empty] | 5/2/2016 12:00:00 AM | Not Dimmable | Not Dimmable | No |  |  | 1428 | 51.74 | 27.6 | 8.74 | 0.98 | 4043 | 95.7
PAQ4TFR6 | ITC Inc. | Elio | 690553.48.40.24-WX-CL | Indoor Luminaires | Case Lighting | Display Case Luminaires | Standard | FALSE | [9 empty] | 5/2/2016 12:00:00 AM | Not Dimmable | Not Dimmable | No |  |  | 943 | 49.6 | 18.99 | 10.72 | 0.966 | 4042 | 94.4
PR3YEB98 | ITC Inc. | Elio | 690651.36.40.24 | Indoor Luminaires | Case Lighting | Display Case Luminaires | Standard | FALSE | [9 empty] | 5/2/2016 12:00:00 AM | Not Dimmable | Not Dimmable | No |  |  | 846.5 | 50.45 | 16.78 | 12.16 | 0.916 | 4027 | 94.7
PXFPER7Q | ITC Inc. | Elio | 690671.72.40.24 | Indoor Luminaires | Case Lighting | Display Case Luminaires | Standard | FALSE | [9 empty] | 5/2/2016 12:00:00 AM | Not Dimmable | Not Dimmable | No |  |  | 2390 | 49.1 | 48.7 | 6.24 | 0.995 | 3960 | 95.8
P5NC2ZTE | ITC Inc. | Elio | 690451.36.40.24 | Indoor Luminaires | Case Lighting | Vertical Refrigerated Case Luminaires | Standard | FALSE | [9 empty] | 5/2/2016 12:00:00 AM | Not Dimmable | Not Dimmable | No |  |  | 833.2 | 51.81 | 16.08 | 12.29 | 0.958 | 4043 | 95.7
P7HYSQH3 | ITC Inc. | Elio | 690451.48.40.24 | Indoor Luminaires | Case Lighting | Vertical Refrigerated Case Luminaires | Standard | FALSE | [9 empty] | 5/2/2016 12:00:00 AM | Not Dimmable | Not Dimmable | No |  |  | 1190 | 51.74 | 23 | 9.81 | 0.976 | 4043 | 95.7
P4TYZ3SM | ITC Inc. | Elio | 690451.72.40.24 | Indoor Luminaires | Case Lighting | Vertical Refrigerated Case Luminaires | Standard | FALSE | [9 empty] | 5/2/2016 12:00:00 AM | Not Dimmable | Not Dimmable | No |  |  | 1785 | 51.74 | 34.5 | 7.72 | 0.986 | 4043 | 95.7
PE9KJS8Y | ITC Inc. | Elio | 690451.60.40.24 | Indoor Luminaires | Case Lighting | Vertical Refrigerated Case Luminaires | Standard | FALSE | [9 empty] | 5/2/2016 12:00:00 AM | Not Dimmable | Not Dimmable | No |  |  | 1428 | 51.74 | 27.6 | 8.74 | 0.98 | 4043 | 95.7
PG1P47R7 | ITC Inc. | Elio | 690651.36.40.24 | Indoor Luminaires | Case Lighting | Vertical Refrigerated Case Luminaires | Standard | FALSE | [9 empty] | 5/2/2016 12:00:00 AM | Not Dimmable | Not Dimmable | No |  |  | 846.5 | 50.45 | 16.78 | 12.16 | 0.916 | 4027 | 94.7
PQ6NU5T7 | ITC Inc. | Elio | 690451.60.40.24 | Indoor Luminaires | Case Lighting | Horizontal Refrigerated Case Luminaires | Standard | FALSE | [9 empty] | 5/2/2016 12:00:00 AM | Not Dimmable | Not Dimmable | No |  |  | 1428 | 51.74 | 27.6 | 8.74 | 0.98 | 4043 | 95.7
P7V5GZMG | ITC Inc. | Elio | 690553.72.40.24-WX-CL | Indoor Luminaires | Case Lighting | Display Case Luminaires | Standard | FALSE | [9 empty] | 5/2/2016 12:00:00 AM | Not Dimmable | Not Dimmable | No |  |  | 1499 | 51.77 | 27.99 | 8.68 | 0.982 | 4045 | 94.3
P4EYYRMP | ITC Inc. | Elio | 690651.72.40.24 | Indoor Luminaires | Case Lighting | Vertical Refrigerated Case Luminaires | Standard | FALSE | [9 empty] | 5/2/2016 12:00:00 AM | Not Dimmable | Not Dimmable | No |  |  | 1701 | 50.32 | 33.82 | 7.79 | 0.986 | 4027 | 94.7
PA191QSM | ITC Inc. | Elio | 690651.36.40.24 | Indoor Luminaires | Case Lighting | Horizontal Refrigerated Case Luminaires | Standard | FALSE | [9 empty] | 5/2/2016 12:00:00 AM | Not Dimmable | Not Dimmable | No |  |  | 846.5 | 50.45 | 16.78 | 12.16 | 0.916 | 4027 | 94.7
PVHV99S6 | ITC Inc. | Elio | 690651.60.40.24 | Indoor Luminaires | Case Lighting | Horizontal Refrigerated Case Luminaires | Standard | FALSE | [9 empty] | 5/2/2016 12:00:00 AM | Not Dimmable | Not Dimmable | No |  |  | 1498 | 50.27 | 29.8 | 8.26 | 0.982 | 4027 | 94.7
P00000XNN | James Industry Group (China) Co., Ltd | JAMES | ZY-22W1500( 3000K Frost) | Indoor Luminaires | Case Lighting | Vertical Refrigerated Case Luminaires | Standard | TRUE | 1740.9 | 86.2 | 20.2 | 16.3 | 0.89 | 2895 | 82 | 5 | 50000 | 8/4/2014 12:00:00 AM | Not Yet Verified | Not Yet Verified | Not Yet Verified |  | 2.1 | 1740 | 86 | 20 | 20 | 0.9 | 3000 | 82
P00000XO5 | James Industry Group (China) Co., Ltd | JAMES | ZY-30W1800( 4500K Clear) | Indoor Luminaires | Case Lighting | Vertical Refrigerated Case Luminaires | Standard | FALSE | [9 empty] | 8/4/2014 12:00:00 AM | Not Yet Verified | Not Yet Verified | Not Yet Verified |  |  | 2100 | 70 | 30 | 20 | 0.9 | 4500 | 82
P00000XO6 | James Industry Group (China) Co., Ltd | JAMES | ZY-30W1800( 5000K Clear) | Indoor Luminaires | Case Lighting | Vertical Refrigerated Case Luminaires | Standard | FALSE | [9 empty] | 8/4/2014 12:00:00 AM | Not Yet Verified | Not Yet Verified | Not Yet Verified |  |  | 2100 | 70 | 30 | 20 | 0.9 | 5000 | 82
P00000XNO | James Industry Group (China) Co., Ltd | JAMES | ZY-22W1500( 3500K Frost) | Indoor Luminaires | Case Lighting | Vertical Refrigerated Case Luminaires | Standard | FALSE | [9 empty] | 8/4/2014 12:00:00 AM | Not Yet Verified | Not Yet Verified | Not Yet Verified |  |  | 1740 | 86 | 20 | 20 | 0.9 | 3500 | 82
P00000XNV | James Industry Group (China) Co., Ltd | JAMES | ZY-22W1500( 4500K Clear) | Indoor Luminaires | Case Lighting | Vertical Refrigerated Case Luminaires | Standard | FALSE | [9 empty] | 8/4/2014 12:00:00 AM | Not Yet Verified | Not Yet Verified | Not Yet Verified |  |  | 1740.9 | 86 | 20.2 | 20 | 0.9 | 4500 | 82
P00000XNZ | James Industry Group (China) Co., Ltd | JAMES | ZY-30W1800( 4000K Frost) | Indoor Luminaires | Case Lighting | Vertical Refrigerated Case Luminaires | Standard | FALSE | [9 empty] | 8/4/2014 12:00:00 AM | Not Yet Verified | Not Yet Verified | Not Yet Verified |  |  | 2100 | 70 | 30 | 20 | 0.9 | 4000 | 82
P00000XO1 | James Industry Group (China) Co., Ltd | JAMES | ZY-30W1800( 5000K Frost) | Indoor Luminaires | Case Lighting | Vertical Refrigerated Case Luminaires | Standard | FALSE | [9 empty] | 8/4/2014 12:00:00 AM | Not Yet Verified | Not Yet Verified | Not Yet Verified |  |  | 2100 | 70 | 30 | 20 | 0.9 | 5000 | 82
P00000XO3 | James Industry Group (China) Co., Ltd | JAMES | ZY-30W1800( 3500K Clear) | Indoor Luminaires | Case Lighting | Vertical Refrigerated Case Luminaires | Standard | FALSE | [9 empty] | 8/4/2014 12:00:00 AM | Not Yet Verified | Not Yet Verified | Not Yet Verified |  |  | 2100 | 70 | 30 | 20 | 0.9 | 3500 | 82
P00000XNQ | James Industry Group (China) Co., Ltd | JAMES | ZY-22W1500( 4500K Frost) | Indoor Luminaires | Case Lighting | Vertical Refrigerated Case Luminaires | Standard | FALSE | [9 empty] | 8/4/2014 12:00:00 AM | Not Yet Verified | Not Yet Verified | Not Yet Verified |  |  | 1740.9 | 86 | 20.2 | 20 | 0.9 | 4500 | 82
P00000XNR | James Industry Group (China) Co., Ltd | JAMES | ZY-22W1500( 5000K Frost) | Indoor Luminaires | Case Lighting | Vertical Refrigerated Case Luminaires | Standard | FALSE | [9 empty] | 8/4/2014 12:00:00 AM | Not Yet Verified | Not Yet Verified | Not Yet Verified |  |  | 1740.9 | 86 | 20.2 | 20 | 0.9 | 5000 | 82
P00000XNY | James Industry Group (China) Co., Ltd | JAMES | ZY-30W1800( 3500K Frost) | Indoor Luminaires | Case Lighting | Vertical Refrigerated Case Luminaires | Standard | FALSE | [9 empty] | 8/4/2014 12:00:00 AM | Not Yet Verified | Not Yet Verified | Not Yet Verified |  |  | 2100 | 70 | 30 | 20 | 0.9 | 3500 | 82
P00000XO4 | James Industry Group (China) Co., Ltd | JAMES | ZY-30W1800( 4000K Clear) | Indoor Luminaires | Case Lighting | Vertical Refrigerated Case Luminaires | Standard | FALSE | [9 empty] | 8/4/2014 12:00:00 AM | Not Yet Verified | Not Yet Verified | Not Yet Verified |  |  | 2100 | 70 | 30 | 20 | 0.9 | 4000 | 82
P00000XNU | James Industry Group (China) Co., Ltd | JAMES | ZY-22W1500( 4000K Clear) | Indoor Luminaires | Case Lighting | Vertical Refrigerated Case Luminaires | Standard | FALSE | [9 empty] | 8/4/2014 12:00:00 AM | Not Yet Verified | Not Yet Verified | Not Yet Verified |  |  | 1740.9 | 86 | 20.2 | 20 | 0.9 | 4000 | 82
P00000XNX | James Industry Group (China) Co., Ltd | JAMES | ZY-30W1800( 3000K Frost) | Indoor Luminaires | Case Lighting | Vertical Refrigerated Case Luminaires | Standard | FALSE | [9 empty] | 8/4/2014 12:00:00 AM | Not Yet Verified | Not Yet Verified | Not Yet Verified |  |  | 2100 | 70 | 30 | 20 | 0.9 | 3000 | 82
P00000XO2 | James Industry Group (China) Co., Ltd | JAMES | ZY-30W1800( 3000K Clear) | Indoor Luminaires | Case Lighting | Vertical Refrigerated Case Luminaires | Standard | FALSE | [9 empty] | 8/4/2014 12:00:00 AM | Not Yet Verified | Not Yet Verified | Not Yet Verified |  |  | 2100 | 70 | 30 | 20 | 0.9 | 3000 | 82
P00000XNP | James Industry Group (China) Co., Ltd | JAMES | ZY-22W1500( 4000K Frost) | Indoor Luminaires | Case Lighting | Vertical Refrigerated Case Luminaires | Standard | FALSE | [9 empty] | 8/4/2014 12:00:00 AM | Not Yet Verified | Not Yet Verified | Not Yet Verified |  |  | 1740.9 | 86 | 20.2 | 20 | 0.9 | 4000 | 82
P00000XNW | James Industry Group (China) Co., Ltd | JAMES | ZY-22W1500( 5000K Clear) | Indoor Luminaires | Case Lighting | Vertical Refrigerated Case Luminaires | Standard | FALSE | [9 empty] | 8/4/2014 12:00:00 AM | Not Yet Verified | Not Yet Verified | Not Yet Verified |  |  | 1740.9 | 86 | 20.2 | 20 | 0.9 | 5000 | 82
P00000XNS | James Industry Group (China) Co., Ltd | JAMES | ZY-22W1500( 3000K Clear) | Indoor Luminaires | Case Lighting | Vertical Refrigerated Case Luminaires | Standard | FALSE | [9 empty] | 8/4/2014 12:00:00 AM | Not Yet Verified | Not Yet Verified | Not Yet Verified |  |  | 1740.9 | 86 | 20.2 | 20 | 0.9 | 3000 | 82
P00000XNT | James Industry Group (China) Co., Ltd | JAMES | ZY-22W1500( 3500K Clear) | Indoor Luminaires | Case Lighting | Vertical Refrigerated Case Luminaires | Standard | FALSE | [9 empty] | 8/4/2014 12:00:00 AM | Not Yet Verified | Not Yet Verified | Not Yet Verified |  |  | 1740.9 | 86 | 20.2 | 20 | 0.9 | 3500 | 82
P00000XO0 | James Industry Group (China) Co., Ltd | JAMES | ZY-30W1800( 4500K Frost) | Indoor Luminaires | Case Lighting | Vertical Refrigerated Case Luminaires | Standard | FALSE | [9 empty] | 8/4/2014 12:00:00 AM | Not Yet Verified | Not Yet Verified | Not Yet Verified |  |  | 2100 | 70 | 30 | 20 | 0.9 | 4500 | 82
P00000XO7 | James Industry Group (China) Co., Ltd | JAMES | ZY-22W1200(3000K Frost) | Indoor Luminaires | Case Lighting | Vertical Refrigerated Case Luminaires | Standard | TRUE | 1575.5 | 76.5 | 20.6 | 16.1 | 0.896 | 2710 | 82 | 5 | 50000 | 8/4/2014 12:00:00 AM | Not Yet Verified | Not Yet Verified | Not Yet Verified |  | 2.1 | 1575.5 | 76.5 | 20.6 |  |  | 3000 | 82
P00000XOA | James Industry Group (China) Co., Ltd | JAMES | ZY-22W1200( 4500K Frost) | Indoor Luminaires | Case Lighting | Vertical Refrigerated Case Luminaires | Standard | FALSE | [9 empty] | 8/4/2014 12:00:00 AM | Not Yet Verified | Not Yet Verified | Not Yet Verified |  |  | 1740.9 | 86 | 20.2 | 13.61 | 0.9865 | 2895 | 82
P00000XOB | James Industry Group (China) Co., Ltd | JAMES | ZY-22W1200( 5000K Frost) | Indoor Luminaires | Case Lighting | Vertical Refrigerated Case Luminaires | Standard | FALSE | [9 empty] | 8/4/2014 12:00:00 AM | Not Yet Verified | Not Yet Verified | Not Yet Verified |  |  | 1740.9 | 86 | 20.2 | 13.61 | 0.9865 | 2895 | 82
P00000XOE | James Industry Group (China) Co., Ltd | JAMES | ZY-22W1200( 4000K Clear) | Indoor Luminaires | Case Lighting | Vertical Refrigerated Case Luminaires | Standard | FALSE | [9 empty] | 8/4/2014 12:00:00 AM | Not Yet Verified | Not Yet Verified | Not Yet Verified |  |  | 1740.9 | 86 | 20.2 | 13.61 | 0.9865 | 2895 | 82
P00000XOF | James Industry Group (China) Co., Ltd | JAMES | ZY-22W1200( 4500K Clear) | Indoor Luminaires | Case Lighting | Vertical Refrigerated Case Luminaires | Standard | FALSE | [9 empty] | 8/4/2014 12:00:00 AM | Not Yet Verified | Not Yet Verified | Not Yet Verified |  |  | 1740.9 | 86 | 20.2 | 13.61 | 0.9865 | 2895 | 82
P00000XO8 | James Industry Group (China) Co., Ltd | JAMES | ZY-22W1200( 3500K Frost) | Indoor Luminaires | Case Lighting | Vertical Refrigerated Case Luminaires | Standard | FALSE | [9 empty] | 8/4/2014 12:00:00 AM | Not Yet Verified | Not Yet Verified | Not Yet Verified |  |  | 1740.9 | 86 | 20.2 | 13.61 | 0.9865 | 2895 | 82
P00000XO9 | James Industry Group (China) Co., Ltd | JAMES | ZY-22W1200( 4000K Frost) | Indoor Luminaires | Case Lighting | Vertical Refrigerated Case Luminaires | Standard | FALSE | [9 empty] | 8/4/2014 12:00:00 AM | Not Yet Verified | Not Yet Verified | Not Yet Verified |  |  | 1740.9 | 86 | 20.2 | 13.61 | 0.9865 | 2895 | 82
P00000XOC | James Industry Group (China) Co., Ltd | JAMES | ZY-22W1200( 3000K Clear) | Indoor Luminaires | Case Lighting | Vertical Refrigerated Case Luminaires | Standard | FALSE | [9 empty] | 8/4/2014 12:00:00 AM | Not Yet Verified | Not Yet Verified | Not Yet Verified |  |  | 1740.9 | 86 | 20.2 | 13.61 | 0.9865 | 2895 | 82
P00000XOD | James Industry Group (China) Co., Ltd | JAMES | ZY-22W1200( 3500K Clear) | Indoor Luminaires | Case Lighting | Vertical Refrigerated Case Luminaires | Standard | FALSE | [9 empty] | 8/4/2014 12:00:00 AM | Not Yet Verified | Not Yet Verified | Not Yet Verified |  |  | 1740.9 | 86 | 20.2 | 13.61 | 0.9865 | 2895 | 82
P00000XOG | James Industry Group (China) Co., Ltd | JAMES | ZY-22W1200( 5000K Clear) | Indoor Luminaires | Case Lighting | Vertical Refrigerated Case Luminaires | Standard | FALSE | [9 empty] | 8/4/2014 12:00:00 AM | Not Yet Verified | Not Yet Verified | Not Yet Verified |  |  | 1740.9 | 86 | 20.2 | 13.61 | 0.9865 | 2895 | 82
P99MCMH9 | James Industry Group (China) Co., Ltd | JAMES | ZY-18W1200 LED HORIZONTAL REFRIGERATOR LIGHT (3000K frosted lens) | Indoor Luminaires | Case Lighting | Horizontal Refrigerated Case Luminaires | Standard | TRUE | 1818.1 | 106.95 | 17 | 14.48 | 0.9151 | 2998 | 82.4 | 5 | 50000 | 12/3/2014 12:00:00 AM | Not Dimmable | Not Dimmable | Not Yet Verified |  | 2.1 | 1818.1 | 107 | 17 |  |  | 3000
PRES38V3 | James Industry Group (China) Co., Ltd | JAMES | ZY-18W1200 LED HORIZONTAL REFRIGERATOR LIGHT (3500K frosted lens) | Indoor Luminaires | Case Lighting | Horizontal Refrigerated Case Luminaires | Standard | FALSE | [9 empty] | 12/3/2014 12:00:00 AM | Not Dimmable | Not Dimmable | Not Yet Verified |  |  | 1818.1 | 107 | 17 |  |  | 3500
P4V9QWM8 | James Industry Group (China) Co., Ltd | JAMES | ZY-18W1200 LED HORIZONTAL REFRIGERATOR LIGHT (4000K frosted lens) | Indoor Luminaires | Case Lighting | Horizontal Refrigerated Case Luminaires | Standard | FALSE | [9 empty] | 12/3/2014 12:00:00 AM | Not Dimmable | Not Dimmable | Not Yet Verified |  |  | 1818.1 | 107 | 17 |  |  | 4000
P8T61AYS | James Industry Group (China) Co., Ltd | JAMES | ZY-18W1200 LED HORIZONTAL REFRIGERATOR LIGHT (4500K frosted lens) | Indoor Luminaires | Case Lighting | Horizontal Refrigerated Case Luminaires | Standard | FALSE | [9 empty] | 12/3/2014 12:00:00 AM | Not Dimmable | Not Dimmable | Not Yet Verified |  |  | 1818.1 | 107 | 17 |  |  | 4500
PJ4VQXJ4 | James Industry Group (China) Co., Ltd | JAMES | ZY-18W1200 LED HORIZONTAL REFRIGERATOR LIGHT (5000K frosted lens) | Indoor Luminaires | Case Lighting | Horizontal Refrigerated Case Luminaires | Standard | FALSE | [9 empty] | 12/3/2014 12:00:00 AM | Not Dimmable | Not Dimmable | Not Yet Verified |  |  | 1818.1 | 107 | 17 |  |  | 5000
PZKZ1ZFU | James Industry Group (China) Co., Ltd | JAMES | ZY-18W1200 LED HORIZONTAL REFRIGERATOR LIGHT (3000K clear lens) | Indoor Luminaires | Case Lighting | Horizontal Refrigerated Case Luminaires | Standard | TRUE | 2087.8 | 123.13 | 16.96 | 10.6 | 0.9097 | 2997 | 82.3 | 5 | 50000 | 12/3/2014 12:00:00 AM | Not Dimmable | Not Dimmable | Not Yet Verified |  | 2.1 | 2087.8 | 123.13 | 17 |  |  | 3000
PFTC3KJ4 | James Industry Group (China) Co., Ltd | JAMES | ZY-18W1200 LED HORIZONTAL REFRIGERATOR LIGHT (3500K clear lens) | Indoor Luminaires | Case Lighting | Horizontal Refrigerated Case Luminaires | Standard | FALSE | [9 empty] | 12/3/2014 12:00:00 AM | Not Dimmable | Not Dimmable | Not Yet Verified |  |  | 2087.8 | 123.13 | 17 |  |  | 3500
PRHWHCXA | James Industry Group (China) Co., Ltd | JAMES | ZY-18W1200 LED HORIZONTAL REFRIGERATOR LIGHT (4000K clear lens) | Indoor Luminaires | Case Lighting | Horizontal Refrigerated Case Luminaires | Standard | FALSE | [9 empty] | 12/3/2014 12:00:00 AM | Not Dimmable | Not Dimmable | Not Yet Verified |  |  | 2087.8 | 123.13 | 17 |  |  | 4000
PSRNKVSG | James Industry Group (China) Co., Ltd | JAMES | ZY-18W1200 LED HORIZONTAL REFRIGERATOR LIGHT (4500K clear lens) | Indoor Luminaires | Case Lighting | Horizontal Refrigerated Case Luminaires | Standard | FALSE | [9 empty] | 12/3/2014 12:00:00 AM | Not Dimmable | Not Dimmable | Not Yet Verified |  |  | 2087.8 | 123.13 | 17 |  |  | 4500
PK6PKM9E | James Industry Group (China) Co., Ltd | JAMES | ZY-18W1200 LED HORIZONTAL REFRIGERATOR LIGHT (5000K clear lens) | Indoor Luminaires | Case Lighting | Horizontal Refrigerated Case Luminaires | Standard | FALSE | [9 empty] | 12/3/2014 12:00:00 AM | Not Dimmable | Not Dimmable | Not Yet Verified |  |  | 2087.8 | 123.13 | 17 |  |  | 5000
PJJZ7FQ3 | James Industry Group (China) Co., Ltd | JAMES | ZY-15W1200 LED HORIZONTAL REFRIGERATOR LIGHT (2700K frosted lens) | Indoor Luminaires | Case Lighting | Horizontal Refrigerated Case Luminaires | Standard | TRUE | 1658.9 | 119.62 | 13.87 | 15.38 | 0.9149 | 2848 | 81.1 | 5 | 50000 | 12/3/2014 12:00:00 AM | Not Dimmable | Not Dimmable | Not Yet Verified |  | 2.1 | 1658.9 | 119.62 | 14 |  |  | 2700
P9471PY3 | James Industry Group (China) Co., Ltd | JAMES | ZY-15W1200 LED HORIZONTAL REFRIGERATOR LIGHT (3000K frosted lens) | Indoor Luminaires | Case Lighting | Horizontal Refrigerated Case Luminaires | Standard | FALSE | [9 empty] | 12/3/2014 12:00:00 AM | Not Dimmable | Not Dimmable | Not Yet Verified |  |  | 1658.9 | 119.62 | 14 |  |  | 3000
P5MQEZM6 | James Industry Group (China) Co., Ltd | JAMES | ZY-15W1200 LED HORIZONTAL REFRIGERATOR LIGHT (4000K frosted lens) | Indoor Luminaires | Case Lighting | Horizontal Refrigerated Case Luminaires | Standard | FALSE | [9 empty] | 12/3/2014 12:00:00 AM | Not Dimmable | Not Dimmable | Not Yet Verified |  |  | 1658.9 | 119.62 | 14 |  |  | 4000
PW9FUX3H | James Industry Group (China) Co., Ltd | JAMES | ZY-15W1200 LED HORIZONTAL REFRIGERATOR LIGHT (3500K frosted lens) | Indoor Luminaires | Case Lighting | Horizontal Refrigerated Case Luminaires | Standard | FALSE | [9 empty] | 12/3/2014 12:00:00 AM | Not Dimmable | Not Dimmable | Not Yet Verified |  |  | 1658.9 | 119.62 | 14 |  |  | 3500
PXYS9KZF | James Industry Group (China) Co., Ltd | JAMES | ZY-15W1200 LED HORIZONTAL REFRIGERATOR LIGHT (4500K frosted lens) | Indoor Luminaires | Case Lighting | Horizontal Refrigerated Case Luminaires | Standard | FALSE | [9 empty] | 12/3/2014 12:00:00 AM | Not Dimmable | Not Dimmable | Not Yet Verified |  |  | 1658.9 | 119.62 | 14 |  |  | 4500
P87M7GHT | James Industry Group (China) Co., Ltd | JAMES | ZY-15W1200 LED HORIZONTAL REFRIGERATOR LIGHT (5000K frosted lens) | Indoor Luminaires | Case Lighting | Horizontal Refrigerated Case Luminaires | Standard | FALSE | [9 empty] | 12/3/2014 12:00:00 AM | Not Dimmable | Not Dimmable | Not Yet Verified |  |  | 1658.9 | 119.62 | 14 |  |  | 5000
PWQVF4PY | James Industry Group (China) Co., Ltd | JAMES | ZY-15W1200 LED HORIZONTAL REFRIGERATOR LIGHT (2700K clear lens) | Indoor Luminaires | Case Lighting | Horizontal Refrigerated Case Luminaires | Standard | TRUE | 1918.1 | 134.93 | 14.22 | 12.07 | 0.9127 | 2856 | 80.9 | 5 | 50000 | 12/3/2014 12:00:00 AM | Not Dimmable | Not Dimmable | Not Yet Verified |  | 2.1 | 1918.1 | 134.93 | 14 |  |  | 2700
P7G1YF7P | James Industry Group (China) Co., Ltd | JAMES | ZY-15W1200 LED HORIZONTAL REFRIGERATOR LIGHT (3000K clear lens) | Indoor Luminaires | Case Lighting | Horizontal Refrigerated Case Luminaires | Standard | FALSE | [9 empty] | 12/3/2014 12:00:00 AM | Not Dimmable | Not Dimmable | Not Yet Verified |  |  | 1918.1 | 134.93 | 14 |  |  | 3000
P8K2RC6N | James Industry Group (China) Co., Ltd | JAMES | ZY-15W1200 LED HORIZONTAL REFRIGERATOR LIGHT (3500K clear lens) | Indoor Luminaires | Case Lighting | Horizontal Refrigerated Case Luminaires | Standard | FALSE | [9 empty] | 12/3/2014 12:00:00 AM | Not Dimmable | Not Dimmable | Not Yet Verified |  |  | 1918.1 | 134.93 | 14 |  |  | 3500
PER2D8XY | James Industry Group (China) Co., Ltd | JAMES | ZY-15W1200 LED HORIZONTAL REFRIGERATOR LIGHT (4000K clear lens) | Indoor Luminaires | Case Lighting | Horizontal Refrigerated Case Luminaires | Standard | FALSE | [9 empty] | 12/3/2014 12:00:00 AM | Not Dimmable | Not Dimmable | Not Yet Verified |  |  | 1918.1 | 134.93 | 14 |  |  | 4000
PC4WRUZH | James Industry Group (China) Co., Ltd | JAMES | ZY-15W1200 LED HORIZONTAL REFRIGERATOR LIGHT (4500K clear lens) | Indoor Luminaires | Case Lighting | Horizontal Refrigerated Case Luminaires | Standard | FALSE | [9 empty] | 12/3/2014 12:00:00 AM | Not Dimmable | Not Dimmable | Not Yet Verified |  |  | 1918.1 | 134.93 | 14 |  |  | 4500
P64868GZ | James Industry Group (China) Co., Ltd | JAMES | ZY-15W1200 LED HORIZONTAL REFRIGERATOR LIGHT (5000K clear lens) | Indoor Luminaires | Case Lighting | Horizontal Refrigerated Case Luminaires | Standard | FALSE | [9 empty] | 12/3/2014 12:00:00 AM | Not Dimmable | Not Dimmable | Not Yet Verified |  |  | 1918.1 | 134.93 | 14 |  |  | 5000
PS2KD329 | James Industry Group (China) Co., Ltd | JAMES | ZY-20W1500 LED HORIZONTAL REFRIGERATOR LIGHT (3000K frosted lens) | Indoor Luminaires | Case Lighting | Horizontal Refrigerated Case Luminaires | Standard | TRUE | 1977.4 | 112.13 | 17.63 | 14.67 | 0.9168 | 2897 | 81.5 | 5 | 50000 | 12/3/2014 12:00:00 AM | Not Dimmable | Not Dimmable | Not Yet Verified |  | 2.1 | 1977.4 | 112.13 | 18 |  |  | 3000
P93B52A5 | James Industry Group (China) Co., Ltd | JAMES | ZY-20W1500 LED HORIZONTAL REFRIGERATOR LIGHT (4000K frosted lens) | Indoor Luminaires | Case Lighting | Horizontal Refrigerated Case Luminaires | Standard | FALSE | [9 empty] | 12/3/2014 12:00:00 AM | Not Dimmable | Not Dimmable | Not Yet Verified |  |  | 1977.4 | 112.13 | 18 |  |  | 4000
PR3VEZXY | James Industry Group (China) Co., Ltd | JAMES | ZY-20W1500 LED HORIZONTAL REFRIGERATOR LIGHT (5000K frosted lens) | Indoor Luminaires | Case Lighting | Horizontal Refrigerated Case Luminaires | Standard | FALSE | [9 empty] | 12/3/2014 12:00:00 AM | Not Dimmable | Not Dimmable | Not Yet Verified |  |  | 1977.4 | 112.13 | 18 |  |  | 5000
PPDHWGEB | James Industry Group (China) Co., Ltd | JAMES | ZY-20W1500 LED HORIZONTAL REFRIGERATOR LIGHT (4500K frosted lens) | Indoor Luminaires | Case Lighting | Horizontal Refrigerated Case Luminaires | Standard | FALSE | [9 empty] | 12/3/2014 12:00:00 AM | Not Dimmable | Not Dimmable | Not Yet Verified |  |  | 1977.4 | 112.13 | 18 |  |  | 4500
PXUSDMFS | James Industry Group (China) Co., Ltd | JAMES | ZY-20W1500 LED HORIZONTAL REFRIGERATOR LIGHT (3500K frosted lens) | Indoor Luminaires | Case Lighting | Horizontal Refrigerated Case Luminaires | Standard | FALSE | [9 empty] | 12/3/2014 12:00:00 AM | Not Dimmable | Not Dimmable | Not Yet Verified |  |  | 1977.4 | 112.13 | 18 |  |  | 3500
PYSAF5YQ | James Industry Group (China) Co., Ltd | JAMES | ZY-20W1500 LED HORIZONTAL REFRIGERATOR LIGHT (3000K clear lens) | Indoor Luminaires | Case Lighting | Horizontal Refrigerated Case Luminaires | Standard | TRUE | 2228.1 | 126.18 | 17.66 | 16.98 | 0.9056 | 2907 | 81.4 | 5 | 50000 | 12/3/2014 12:00:00 AM | Not Dimmable | Not Dimmable | Not Yet Verified |  | 2.1 | 2228.1 | 126.18 | 18 |  |  | 3000
PB7AFF4C | James Industry Group (China) Co., Ltd | JAMES | ZY-20W1500 LED HORIZONTAL REFRIGERATOR LIGHT (4000K clear lens) | Indoor Luminaires | Case Lighting | Horizontal Refrigerated Case Luminaires | Standard | FALSE | [9 empty] | 12/3/2014 12:00:00 AM | Not Dimmable | Not Dimmable | Not Yet Verified |  |  | 2228.1 | 126.18 | 18 |  |  | 4000
PKEMHU26 | James Industry Group (China) Co., Ltd | JAMES | ZY-20W1500 LED HORIZONTAL REFRIGERATOR LIGHT (3500K clear lens) | Indoor Luminaires | Case Lighting | Horizontal Refrigerated Case Luminaires | Standard | FALSE | [9 empty] | 12/3/2014 12:00:00 AM | Not Dimmable | Not Dimmable | Not Yet Verified |  |  | 2228.1 | 126.18 | 18 |  |  | 3500
PXBSVX7F | James Industry Group (China) Co., Ltd | JAMES | ZY-20W1500 LED HORIZONTAL REFRIGERATOR LIGHT (4500K clear lens) | Indoor Luminaires | Case Lighting | Horizontal Refrigerated Case Luminaires | Standard | FALSE | [9 empty] | 12/3/2014 12:00:00 AM | Not Dimmable | Not Dimmable | Not Yet Verified |  |  | 2228.1 | 126.18 | 18 |  |  | 4500
P168XT4K | James Industry Group (China) Co., Ltd | JAMES | ZY-20W1500 LED HORIZONTAL REFRIGERATOR LIGHT (5000K clear lens) | Indoor Luminaires | Case Lighting | Horizontal Refrigerated Case Luminaires | Standard | FALSE | [9 empty] | 12/3/2014 12:00:00 AM | Not Dimmable | Not Dimmable | Not Yet Verified |  |  | 2228.1 | 126.18 | 18 |  |  | 5000
PMBY7NQD | James Industry Group (China) Co., Ltd | JAMES | ZY-22W1800 LED HORIZONTAL REFRIGERATOR LIGHT (3000K frosted lens) | Indoor Luminaires | Case Lighting | Horizontal Refrigerated Case Luminaires | Standard | TRUE | 2490.5 | 108.94 | 22.86 | 14.57 | 0.9132 | 2912 | 81.4 | 5 | 50000 | 12/3/2014 12:00:00 AM | Not Dimmable | Not Dimmable | Not Yet Verified |  | 2.1 | 2490.5 | 108.94 | 23 |  |  | 3000
P87PXPFP | James Industry Group (China) Co., Ltd | JAMES | ZY-22W1800 LED HORIZONTAL REFRIGERATOR LIGHT (3500K frosted lens) | Indoor Luminaires | Case Lighting | Horizontal Refrigerated Case Luminaires | Standard | FALSE | [9 empty] | 12/3/2014 12:00:00 AM | Not Dimmable | Not Dimmable | Not Yet Verified |  |  | 2490.5 | 108.94 | 23 |  |  | 3500
PQUWG1HU | James Industry Group (China) Co., Ltd | JAMES | ZY-22W1800 LED HORIZONTAL REFRIGERATOR LIGHT (4500K frosted lens) | Indoor Luminaires | Case Lighting | Horizontal Refrigerated Case Luminaires | Standard | FALSE | [9 empty] | 12/3/2014 12:00:00 AM | Not Dimmable | Not Dimmable | Not Yet Verified |  |  | 2490.5 | 108.94 | 23 |  |  | 4500
PJPVB7VZ | James Industry Group (China) Co., Ltd | JAMES | ZY-22W1800 LED HORIZONTAL REFRIGERATOR LIGHT (5000K frosted lens) | Indoor Luminaires | Case Lighting | Horizontal Refrigerated Case Luminaires | Standard | FALSE | [9 empty] | 12/3/2014 12:00:00 AM | Not Dimmable | Not Dimmable | Not Yet Verified |  |  | 2490.5 | 108.94 | 23 |  |  | 5000
P6U8T3VB | James Industry Group (China) Co., Ltd | JAMES | ZY-22W1800 LED HORIZONTAL REFRIGERATOR LIGHT (4000K frosted lens) | Indoor Luminaires | Case Lighting | Horizontal Refrigerated Case Luminaires | Standard | FALSE | [9 empty] | 12/3/2014 12:00:00 AM | Not Dimmable | Not Dimmable | Not Yet Verified |  |  | 2490.5 | 108.94 | 23 |  |  | 4000
P6NJ4Q9Y | James Industry Group (China) Co., Ltd | JAMES | ZY-22W1800 LED HORIZONTAL REFRIGERATOR LIGHT (3000K clear lens) | Indoor Luminaires | Case Lighting | Horizontal Refrigerated Case Luminaires | Standard | TRUE | 2776.1 | 120.96 | 22.95 | 14.24 | 0.9147 | 2915 | 81.3 | 5 | 50000 | 12/3/2014 12:00:00 AM | Not Dimmable | Not Dimmable | Not Yet Verified |  | 2.1 | 2776.1 | 120.96 | 23 |  |  | 3000
PSCZWFUZ | James Industry Group (China) Co., Ltd | JAMES | ZY-22W1800 LED HORIZONTAL REFRIGERATOR LIGHT (4500K clear lens) | Indoor Luminaires | Case Lighting | Horizontal Refrigerated Case Luminaires | Standard | FALSE | [9 empty] | 12/3/2014 12:00:00 AM | Not Dimmable | Not Dimmable | Not Yet Verified |  |  | 2776.1 | 120.96 | 23 |  |  | 4500
PM9DZJJ6 | James Industry Group (China) Co., Ltd | JAMES | ZY-22W1800 LED HORIZONTAL REFRIGERATOR LIGHT (4000K clear lens) | Indoor Luminaires | Case Lighting | Horizontal Refrigerated Case Luminaires | Standard | FALSE | [9 empty] | 12/3/2014 12:00:00 AM | Not Dimmable | Not Dimmable | Not Yet Verified |  |  | 2776.1 | 120.96 | 23 |  |  | 4000
PU3WSVZA | James Industry Group (China) Co., Ltd | JAMES | ZY-22W1800 LED HORIZONTAL REFRIGERATOR LIGHT (5000K clear lens) | Indoor Luminaires | Case Lighting | Horizontal Refrigerated Case Luminaires | Standard | FALSE | [9 empty] | 12/3/2014 12:00:00 AM | Not Dimmable | Not Dimmable | Not Yet Verified |  |  | 2776.1 | 120.96 | 23 |  |  | 5000
PEC8H235 | James Industry Group (China) Co., Ltd | JAMES | ZY-22W1800 LED HORIZONTAL REFRIGERATOR LIGHT (3500K clear lens) | Indoor Luminaires | Case Lighting | Horizontal Refrigerated Case Luminaires | Standard | FALSE | [9 empty] | 12/3/2014 12:00:00 AM | Not Dimmable | Not Dimmable | Not Yet Verified |  |  | 2776.1 | 120.96 | 23 |  |  | 3500
PVK4FZQH | James Industry Group (China) Co., Ltd | JAMES | ZY-12W900 LED HORIZONTAL REFRIGERATOR LIGHT (3000K frosted lens) | Indoor Luminaires | Case Lighting | Horizontal Refrigerated Case Luminaires | Standard | TRUE | 1265.5 | 119.08 | 10.63 | 15.63 | 0.9168 | 2890 | 81.6 | 5 | 50000 | 12/5/2014 12:00:00 AM | Not Dimmable | Not Dimmable | Not Yet Verified |  | 2.1 | 1265.5 | 119.08 | 10.63 | 15.63 | 0.9 | 3000 | 81
PB8TC54V | James Industry Group (China) Co., Ltd | JAMES | ZY-12W900 LED HORIZONTAL REFRIGERATOR LIGHT (4000K frosted lens) | Indoor Luminaires | Case Lighting | Horizontal Refrigerated Case Luminaires | Standard | FALSE | [9 empty] | 12/5/2014 12:00:00 AM | Not Dimmable | Not Dimmable | Not Yet Verified |  |  | 1265.5 | 119.08 | 10.63 | 15.63 | 0.9 | 4000 | 81
PX4CZ8QT | James Industry Group (China) Co., Ltd | JAMES | ZY-12W900 LED HORIZONTAL REFRIGERATOR LIGHT (3500K frosted lens) | Indoor Luminaires | Case Lighting | Horizontal Refrigerated Case Luminaires | Standard | FALSE | [9 empty] | 12/5/2014 12:00:00 AM | Not Dimmable | Not Dimmable | Not Yet Verified |  |  | 1265.5 | 119.08 | 10.63 | 15.63 | 0.9 | 3500 | 81
PPQ5MZHA | James Industry Group (China) Co., Ltd | JAMES | ZY-12W900 LED HORIZONTAL REFRIGERATOR LIGHT (5000K frosted lens) | Indoor Luminaires | Case Lighting | Horizontal Refrigerated Case Luminaires | Standard | FALSE | [9 empty] | 12/5/2014 12:00:00 AM | Not Dimmable | Not Dimmable | Not Yet Verified |  |  | 1265.5 | 119.08 | 10.63 | 15.63 | 0.9 | 5000 | 81
P46KX8EZ | James Industry Group (China) Co., Ltd | JAMES | ZY-12W900 LED HORIZONTAL REFRIGERATOR LIGHT (4500K frosted lens) | Indoor Luminaires | Case Lighting | Horizontal Refrigerated Case Luminaires | Standard | FALSE | [9 empty] | 12/5/2014 12:00:00 AM | Not Dimmable | Not Dimmable | Not Yet Verified |  |  | 1265.5 | 119.08 | 10.63 | 15.63 | 0.9 | 4500 | 81
PVAEPBP5 | James Industry Group (China) Co., Ltd | JAMES | ZY-12W900 LED HORIZONTAL REFRIGERATOR LIGHT (3000K clear lens) | Indoor Luminaires | Case Lighting | Horizontal Refrigerated Case Luminaires | Standard | TRUE | 1448.3 | 135.83 | 10.66 | 12.08 | 0.9127 | 2900 | 81.5 | 5 | 50000 | 12/5/2014 12:00:00 AM | Not Dimmable | Not Dimmable | Not Yet Verified |  | 2.1 | 1448.3 | 135.83 | 10.66 | 12.08 | 0.9 | 3000 | 81
P9HFGY33 | James Industry Group (China) Co., Ltd | JAMES | ZY-12W900 LED HORIZONTAL REFRIGERATOR LIGHT (3500K clear lens) | Indoor Luminaires | Case Lighting | Horizontal Refrigerated Case Luminaires | Standard | FALSE | [9 empty] | 12/5/2014 12:00:00 AM | Not Dimmable | Not Dimmable | Not Yet Verified |  |  | 1448.3 | 135.83 | 10.66 | 12.08 | 0.9 | 3500 | 81
PPTU1JTJ | James Industry Group (China) Co., Ltd | JAMES | ZY-12W900 LED HORIZONTAL REFRIGERATOR LIGHT (4500K clear lens) | Indoor Luminaires | Case Lighting | Horizontal Refrigerated Case Luminaires | Standard | FALSE | [9 empty] | 12/5/2014 12:00:00 AM | Not Dimmable | Not Dimmable | Not Yet Verified |  |  | 1448.3 | 135.83 | 10.66 | 12.08 | 0.9 | 4500 | 81
P5ANM1H1 | James Industry Group (China) Co., Ltd | JAMES | ZY-12W900 LED HORIZONTAL REFRIGERATOR LIGHT (4000K clear lens) | Indoor Luminaires | Case Lighting | Horizontal Refrigerated Case Luminaires | Standard | FALSE | [9 empty] | 12/5/2014 12:00:00 AM | Not Dimmable | Not Dimmable | Not Yet Verified |  |  | 1448.3 | 135.83 | 10.66 | 12.08 | 0.9 | 4000 | 81
PPGPHGTR | James Industry Group (China) Co., Ltd | JAMES | ZY-12W900 LED HORIZONTAL REFRIGERATOR LIGHT (5000K clear lens) | Indoor Luminaires | Case Lighting | Horizontal Refrigerated Case Luminaires | Standard | FALSE | [9 empty] | 12/5/2014 12:00:00 AM | Not Dimmable | Not Dimmable | Not Yet Verified |  |  | 1448.3 | 135.83 | 10.66 | 12.08 | 0.9 | 5000 | 81
PY5KUYRJ | James Industry Group (China) Co., Ltd | JAMES | ZY-8W900 (3000K Clear ) | Indoor Luminaires | Case Lighting | Vertical Refrigerated Case Luminaires | Standard | TRUE | 931.8 | 109.9 | 8.48 | 12.66 | 0.9155 | 2986 | 81.9 | 5 | 50000 | 12/9/2014 12:00:00 AM | Not Dimmable | Not Dimmable | Not Yet Verified |  | 2.1 | 931.8 | 110 | 8.5 |  |  | 3000 | 80
PQPG5MFV | James Industry Group (China) Co., Ltd | JAMES | ZY-8W900 (5000K Clear) | Indoor Luminaires | Case Lighting | Vertical Refrigerated Case Luminaires | Standard | FALSE | [9 empty] | 12/9/2014 12:00:00 AM | Not Dimmable | Not Dimmable | Not Yet Verified |  |  | 931.8 | 110 | 8.5 |  |  | 5000 | 80
PTGKC2Y6 | James Industry Group (China) Co., Ltd | JAMES | ZY-8W900 (4500K Clear) | Indoor Luminaires | Case Lighting | Vertical Refrigerated Case Luminaires | Standard | FALSE | [9 empty] | 12/9/2014 12:00:00 AM | Not Dimmable | Not Dimmable | Not Yet Verified |  |  | 931.8 | 110 | 8.5 |  |  | 4500 | 80
PE59R5WH | James Industry Group (China) Co., Ltd | JAMES | ZY-8W900 (4000K Clear) | Indoor Luminaires | Case Lighting | Vertical Refrigerated Case Luminaires | Standard | FALSE | [9 empty] | 12/9/2014 12:00:00 AM | Not Dimmable | Not Dimmable | Not Yet Verified |  |  | 931.8 | 110 | 8.5 |  |  | 4000 | 80
P38N82ZZ | James Industry Group (China) Co., Ltd | JAMES | ZY-8W900 (3500K Clear) | Indoor Luminaires | Case Lighting | Vertical Refrigerated Case Luminaires | Standard | FALSE | [9 empty] | 12/9/2014 12:00:00 AM | Not Dimmable | Not Dimmable | Not Yet Verified |  |  | 931.8 | 110 | 8.5 |  |  | 3500 | 80
PJJ9YZD5 | James Industry Group (China) Co., Ltd | JAMES | ZY-22W1200A (3000K Clear) | Indoor Luminaires | Case Lighting | Vertical Refrigerated Case Luminaires | Standard | TRUE | 2279.6 | 111.1 | 20.52 | 13.07 | 0.8739 | 3072 | 82.4 | 5 | 50000 | 12/9/2014 12:00:00 AM | Not Dimmable | Not Dimmable | Not Yet Verified |  | 2.1 | 2279.6 | 105 | 22 |  |  | 3000 | 80
PX9S72PP | James Industry Group (China) Co., Ltd | JAMES | ZY-22W1200A (4500K Clear) | Indoor Luminaires | Case Lighting | Vertical Refrigerated Case Luminaires | Standard | FALSE | [9 empty] | 12/9/2014 12:00:00 AM | Not Dimmable | Not Dimmable | Not Yet Verified |  |  | 2279.6 | 105 | 22 |  |  | 4500 | 80
PUECQUE5 | James Industry Group (China) Co., Ltd | JAMES | ZY-22W1200A (5000K Clear) | Indoor Luminaires | Case Lighting | Vertical Refrigerated Case Luminaires | Standard | FALSE | [9 empty] | 12/9/2014 12:00:00 AM | Not Dimmable | Not Dimmable | Not Yet Verified |  |  | 2279.6 | 105 | 22 |  |  | 5000 | 80
PYD7377W | James Industry Group (China) Co., Ltd | JAMES | ZY-22W1200A (3500K Clear) | Indoor Luminaires | Case Lighting | Vertical Refrigerated Case Luminaires | Standard | FALSE | [9 empty] | 12/9/2014 12:00:00 AM | Not Dimmable | Not Dimmable | Not Yet Verified |  |  | 2279.6 | 105 | 22 |  |  | 3500 | 80
PEPRN5BE | James Industry Group (China) Co., Ltd | JAMES | ZY-22W1200A (4000K Clear) | Indoor Luminaires | Case Lighting | Vertical Refrigerated Case Luminaires | Standard | FALSE | [9 empty] | 12/9/2014 12:00:00 AM | Not Dimmable | Not Dimmable | Not Yet Verified |  |  | 2279.6 | 105 | 22 |  |  | 4000 | 80
PV92FTP5 | James Industry Group (China) Co., Ltd | JAMES | ZY-22W1200 (3000K Semi Clear) | Indoor Luminaires | Case Lighting | Horizontal Refrigerated Case Luminaires | Standard | TRUE | 2308 | 112.1 | 20.58 | 12.96 | 0.8748 | 3052 | 81.7 | 5 | 50000 | 12/9/2014 12:00:00 AM | Not Dimmable | Not Dimmable | Not Yet Verified |  | 2.1 | 2308 | 105 | 22 |  |  | 3000 | 80
PJT271RD | James Industry Group (China) Co., Ltd | JAMES | ZY-22W1200 (4500K Semi Clear) | Indoor Luminaires | Case Lighting | Horizontal Refrigerated Case Luminaires | Standard | FALSE | [9 empty] | 12/9/2014 12:00:00 AM | Not Dimmable | Not Dimmable | Not Yet Verified |  |  | 2308 | 105 | 22 |  |  | 4500 | 80
P84NN22U | James Industry Group (China) Co., Ltd | JAMES | ZY-22W1200 (5000K Semi Clear) | Indoor Luminaires | Case Lighting | Horizontal Refrigerated Case Luminaires | Standard | FALSE | [9 empty] | 12/9/2014 12:00:00 AM | Not Dimmable | Not Dimmable | Not Yet Verified |  |  | 2308 | 105 | 22 |  |  | 5000 | 80
P91TSDQX | James Industry Group (China) Co., Ltd | JAMES | ZY-22W1200 (4000K Semi Clear) | Indoor Luminaires | Case Lighting | Horizontal Refrigerated Case Luminaires | Standard | FALSE | [9 empty] | 12/9/2014 12:00:00 AM | Not Dimmable | Not Dimmable | Not Yet Verified |  |  | 2308 | 105 | 22 |  |  | 4000 | 80
PDPJ52JK | James Industry Group (China) Co., Ltd | JAMES | ZY-22W1200 (3500K Semi Clear) | Indoor Luminaires | Case Lighting | Horizontal Refrigerated Case Luminaires | Standard | FALSE | [9 empty] | 12/9/2014 12:00:00 AM | Not Dimmable | Not Dimmable | Not Yet Verified |  |  | 2308 | 105 | 22 |  |  | 3500 | 80
PSMAMABA | James Industry Group (China) Co., Ltd | JAMES | ZY-20W1500 LED VERTICAL REFRIGERATOR LIGHT (3000K FROSTED lens) | Indoor Luminaires | Case Lighting | Vertical Refrigerated Case Luminaires | Standard | TRUE | 1698.5 | 95.85 | 17.72 | 14.67 | 0.9168 | 2900 | 81.5 | 5 | 50000 | 1/8/2015 12:00:00 AM | Not Dimmable | Not Dimmable | Not Yet Verified |  | 2.1 | 1698.5 | 95.85 | 17.72 |  |  | 3000 | 80
PE52TGBK | James Industry Group (China) Co., Ltd | JAMES | ZY-20W1500 LED VERTICAL REFRIGERATOR LIGHT (3500K FROSTED lens) | Indoor Luminaires | Case Lighting | Vertical Refrigerated Case Luminaires | Standard | FALSE | [9 empty] | 1/8/2015 12:00:00 AM | Not Dimmable | Not Dimmable | Not Yet Verified |  |  | 1698.5 | 95.85 | 17.72 |  |  | 3500 | 80
PUBNKE4Y | James Industry Group (China) Co., Ltd | JAMES | ZY-20W1500 LED VERTICAL REFRIGERATOR LIGHT (4500K FROSTED lens) | Indoor Luminaires | Case Lighting | Vertical Refrigerated Case Luminaires | Standard | FALSE | [9 empty] | 1/8/2015 12:00:00 AM | Not Dimmable | Not Dimmable | Not Yet Verified |  |  | 1698.5 | 95.85 | 17.72 |  |  | 4500 | 80
PN1MS7CW | James Industry Group (China) Co., Ltd | JAMES | ZY-20W1500 LED VERTICAL REFRIGERATOR LIGHT (5000K FROSTED lens) | Indoor Luminaires | Case Lighting | Vertical Refrigerated Case Luminaires | Standard | FALSE | [9 empty] | 1/8/2015 12:00:00 AM | Not Dimmable | Not Dimmable | Not Yet Verified |  |  | 1698.5 | 95.85 | 17.72 |  |  | 5000 | 80
PE9GJS28 | James Industry Group (China) Co., Ltd | JAMES | ZY-20W1500 LED VERTICAL REFRIGERATOR LIGHT (4000K FROSTED lens) | Indoor Luminaires | Case Lighting | Vertical Refrigerated Case Luminaires | Standard | FALSE | [9 empty] | 1/8/2015 12:00:00 AM | Not Dimmable | Not Dimmable | Not Yet Verified |  |  | 1698.5 | 95.85 | 17.72 |  |  | 4000 | 80
P1HS64TS | James Industry Group (China) Co., Ltd | JAMES | ZY-20W1500 LED VERTICAL REFRIGERATOR LIGHT (3000K CLEAR lens) | Indoor Luminaires | Case Lighting | Vertical Refrigerated Case Luminaires | Standard | TRUE | 2050.1 | 115.56 | 17.74 | 16.98 | 0.9056 | 2910 | 81.5 | 5 | 50000 | 1/8/2015 12:00:00 AM | Not Dimmable | Not Dimmable | Not Yet Verified |  | 2.1 | 2050.1 | 115.56 | 17.74 |  |  | 3000 | 80
PJB1M5W4 | James Industry Group (China) Co., Ltd | JAMES | ZY-20W1500 LED VERTICAL REFRIGERATOR LIGHT (3500K CLEAR lens) | Indoor Luminaires | Case Lighting | Vertical Refrigerated Case Luminaires | Standard | FALSE | [9 empty] | 1/8/2015 12:00:00 AM | Not Dimmable | Not Dimmable | Not Yet Verified |  |  | 2050.1 | 115.56 | 17.74 |  |  | 3500 | 80
PBTV51E7 | James Industry Group (China) Co., Ltd | JAMES | ZY-20W1500 LED VERTICAL REFRIGERATOR LIGHT (4000K CLEAR lens) | Indoor Luminaires | Case Lighting | Vertical Refrigerated Case Luminaires | Standard | FALSE | [9 empty] | 1/8/2015 12:00:00 AM | Not Dimmable | Not Dimmable | Not Yet Verified |  |  | 2050.1 | 115.56 | 17.74 |  |  | 4000 | 80
PDQAK9ZQ | James Industry Group (China) Co., Ltd | JAMES | ZY-20W1500 LED VERTICAL REFRIGERATOR LIGHT (5000K CLEAR lens) | Indoor Luminaires | Case Lighting | Vertical Refrigerated Case Luminaires | Standard | FALSE | [9 empty] | 1/8/2015 12:00:00 AM | Not Dimmable | Not Dimmable | Not Yet Verified |  |  | 2050.1 | 115.56 | 17.74 |  |  | 5000 | 80
PKXA6GN2 | James Industry Group (China) Co., Ltd | JAMES | ZY-20W1500 LED VERTICAL REFRIGERATOR LIGHT (4500K CLEAR lens) | Indoor Luminaires | Case Lighting | Vertical Refrigerated Case Luminaires | Standard | FALSE | [9 empty] | 1/8/2015 12:00:00 AM | Not Dimmable | Not Dimmable | Not Yet Verified |  |  | 2050.1 | 115.56 | 17.74 |  |  | 4500 | 80
PWD1JAGZ | James Industry Group (China) Co., Ltd | JAMES | ZY-13W900 LED VERTICAL REFRIGERATOR LIGHT (CLEAR COVER)(3000K) | Indoor Luminaires | Case Lighting | Vertical Refrigerated Case Luminaires | Standard | TRUE | 1368.4 | 127.79 | 10.71 | 13.24 | 0.9048 | 2901 | 81.4 | 5 | 50000 | 1/20/2015 12:00:00 AM | Not Dimmable | Not Dimmable | Not Yet Verified |  | 2.1 | 1368 | 128 | 10.7 |  | 0.9 | 3000 | 80
PV32NHGY | James Industry Group (China) Co., Ltd | JAMES | ZY-13W900 LED VERTICAL REFRIGERATOR LIGHT (CLEAR COVER)(3500K) | Indoor Luminaires | Case Lighting | Vertical Refrigerated Case Luminaires | Standard | FALSE | [9 empty] | 1/20/2015 12:00:00 AM | Not Dimmable | Not Dimmable | Not Yet Verified |  |  | 1368 | 128 | 10.7 |  | 0.9 | 3500 | 80
PRBTH4W2 | James Industry Group (China) Co., Ltd | JAMES | ZY-13W900 LED VERTICAL REFRIGERATOR LIGHT (CLEAR COVER)(5000K) | Indoor Luminaires | Case Lighting | Vertical Refrigerated Case Luminaires | Standard | FALSE | [9 empty] | 1/20/2015 12:00:00 AM | Not Dimmable | Not Dimmable | Not Yet Verified |  |  | 1368 | 128 | 10.7 |  | 0.9 | 5000 | 80
PS33887B | James Industry Group (China) Co., Ltd | JAMES | ZY-13W900 LED VERTICAL REFRIGERATOR LIGHT (CLEAR COVER)(4000K) | Indoor Luminaires | Case Lighting | Vertical Refrigerated Case Luminaires | Standard | FALSE | [9 empty] | 1/20/2015 12:00:00 AM | Not Dimmable | Not Dimmable | Not Yet Verified |  |  | 1368 | 128 | 10.7 |  | 0.9 | 4000 | 80
PBDHX7AC | James Industry Group (China) Co., Ltd | JAMES | ZY-13W900 LED VERTICAL REFRIGERATOR LIGHT (CLEAR COVER)(4500K) | Indoor Luminaires | Case Lighting | Vertical Refrigerated Case Luminaires | Standard | FALSE | [9 empty] | 1/20/2015 12:00:00 AM | Not Dimmable | Not Dimmable | Not Yet Verified |  |  | 1368 | 128 | 10.7 |  | 0.9 | 4500 | 80
P3ZRG4DV | James Industry Group (China) Co., Ltd | JAMES | ZY-15W1200 LED VERTICAL REFRIGERATOR LIGHT (CLEAR COVER)(3000K) | Indoor Luminaires | Case Lighting | Vertical Refrigerated Case Luminaires | Standard | TRUE | 1784.5 | 125.13 | 14.26 | 11.87 | 0.9171 | 2857 | 80.9 | 5 | 50000 | 1/20/2015 12:00:00 AM | Not Dimmable | Not Dimmable | Not Yet Verified |  | 2.1 | 1784.5 | 125 | 15 |  | 0.9 | 3000 | 80
PAKKMAYU | James Industry Group (China) Co., Ltd | JAMES | ZY-15W1200 LED VERTICAL REFRIGERATOR LIGHT (CLEAR COVER)(4000K) | Indoor Luminaires | Case Lighting | Vertical Refrigerated Case Luminaires | Standard | FALSE | [9 empty] | 1/20/2015 12:00:00 AM | Not Dimmable | Not Dimmable | Not Yet Verified |  |  | 1784.5 | 125 | 15 |  | 0.9 | 4000 | 80
PATXCFWE | James Industry Group (China) Co., Ltd | JAMES | ZY-15W1200 LED VERTICAL REFRIGERATOR LIGHT (CLEAR COVER)(4500K) | Indoor Luminaires | Case Lighting | Vertical Refrigerated Case Luminaires | Standard | FALSE | [9 empty] | 1/20/2015 12:00:00 AM | Not Dimmable | Not Dimmable | Not Yet Verified |  |  | 1784.5 | 125 | 15 |  | 0.9 | 4500 | 80
PSBXGPBV | James Industry Group (China) Co., Ltd | JAMES | ZY-15W1200 LED VERTICAL REFRIGERATOR LIGHT (CLEAR COVER)(3500K) | Indoor Luminaires | Case Lighting | Vertical Refrigerated Case Luminaires | Standard | FALSE | [9 empty] | 1/20/2015 12:00:00 AM | Not Dimmable | Not Dimmable | Not Yet Verified |  |  | 1784.5 | 125 | 15 |  | 0.9 | 3500 | 80
P1HDPV7Z | James Industry Group (China) Co., Ltd | JAMES | ZY-15W1200 LED VERTICAL REFRIGERATOR LIGHT (CLEAR COVER)(5000K) | Indoor Luminaires | Case Lighting | Vertical Refrigerated Case Luminaires | Standard | FALSE | [9 empty] | 1/20/2015 12:00:00 AM | Not Dimmable | Not Dimmable | Not Yet Verified |  |  | 1784.5 | 125 | 15 |  | 0.9 | 5000 | 80
PDM1D3SV | James Industry Group (China) Co., Ltd | JAMES | ZY-18W1200 LED VERTICAL REFRIGERATOR LIGHT (CLEAR COVER)(3000K) | Indoor Luminaires | Case Lighting | Vertical Refrigerated Case Luminaires | Standard | TRUE | 1879.9 | 111.57 | 16.84 | 11.24 | 0.909 | 2998 | 82.3 | 5 | 50000 | 1/20/2015 12:00:00 AM | Not Dimmable | Not Dimmable | Not Yet Verified |  | 2.1 | 1980 | 110 | 18 |  | 0.9 | 3000 | 80
PBWQU9SQ | James Industry Group (China) Co., Ltd | JAMES | ZY-18W1200 LED VERTICAL REFRIGERATOR LIGHT (CLEAR COVER)(3500K) | Indoor Luminaires | Case Lighting | Vertical Refrigerated Case Luminaires | Standard | FALSE | [9 empty] | 1/20/2015 12:00:00 AM | Not Dimmable | Not Dimmable | Not Yet Verified |  |  | 1980 | 110 | 18 |  | 0.9 | 3500 | 80
P1H747H2 | James Industry Group (China) Co., Ltd | JAMES | ZY-18W1200 LED VERTICAL REFRIGERATOR LIGHT (CLEAR COVER)(4000K) | Indoor Luminaires | Case Lighting | Vertical Refrigerated Case Luminaires | Standard | FALSE | [9 empty] | 1/20/2015 12:00:00 AM | Not Dimmable | Not Dimmable | Not Yet Verified |  |  | 1980 | 110 | 18 |  | 0.9 | 4000 | 80
P4T34E67 | James Industry Group (China) Co., Ltd | JAMES | ZY-18W1200 LED VERTICAL REFRIGERATOR LIGHT (CLEAR COVER)(5000K) | Indoor Luminaires | Case Lighting | Vertical Refrigerated Case Luminaires | Standard | FALSE | [9 empty] | 1/20/2015 12:00:00 AM | Not Dimmable | Not Dimmable | Not Yet Verified |  |  | 1980 | 110 | 18 |  | 0.9 | 5000 | 80
PG3DYTR2 | James Industry Group (China) Co., Ltd | JAMES | ZY-18W1200 LED VERTICAL REFRIGERATOR LIGHT (CLEAR COVER)(4500K) | Indoor Luminaires | Case Lighting | Vertical Refrigerated Case Luminaires | Standard | FALSE | [9 empty] | 1/20/2015 12:00:00 AM | Not Dimmable | Not Dimmable | Not Yet Verified |  |  | 1980 | 110 | 18 |  | 0.9 | 4500 | 80
P9UHGG99 | James Industry Group (China) Co., Ltd | JAMES | ZY-22W1800 LED VERTICAL REFRIGERATOR LIGHT (FROSTED COVER)(3000K) | Indoor Luminaires | Case Lighting | Vertical Refrigerated Case Luminaires | Standard | TRUE | 1938.4 | 87.16 | 22.24 | 14.98 | 0.9283 | 2913 | 81.4 | 5 | 50000 | 1/20/2015 12:00:00 AM | Not Dimmable | Not Dimmable | Not Yet Verified |  | 2.1 | 1938 | 87 | 22 |  | 0.9 | 3000 | 80
PUWQKA3G | James Industry Group (China) Co., Ltd | JAMES | ZY-22W1800 LED VERTICAL REFRIGERATOR LIGHT (FROSTED COVER)(4500K) | Indoor Luminaires | Case Lighting | Vertical Refrigerated Case Luminaires | Standard | FALSE | [9 empty] | 1/20/2015 12:00:00 AM | Not Dimmable | Not Dimmable | Not Yet Verified |  |  | 1938 | 87 | 22 |  | 0.9 | 4500 | 80
P9GVXZ76 | James Industry Group (China) Co., Ltd | JAMES | ZY-22W1800 LED VERTICAL REFRIGERATOR LIGHT (FROSTED COVER)(4000K) | Indoor Luminaires | Case Lighting | Vertical Refrigerated Case Luminaires | Standard | FALSE | [9 empty] | 1/20/2015 12:00:00 AM | Not Dimmable | Not Dimmable | Not Yet Verified |  |  | 1938 | 87 | 22 |  | 0.9 | 4000 | 80
PCX14WS2 | James Industry Group (China) Co., Ltd | JAMES | ZY-22W1800 LED VERTICAL REFRIGERATOR LIGHT (FROSTED COVER)(5000K) | Indoor Luminaires | Case Lighting | Vertical Refrigerated Case Luminaires | Standard | FALSE | [9 empty] | 1/20/2015 12:00:00 AM | Not Dimmable | Not Dimmable | Not Yet Verified |  |  | 1938 | 87 | 22 |  | 0.9 | 5000 | 80
P7GUGDZ9 | James Industry Group (China) Co., Ltd | JAMES | ZY-22W1800 LED VERTICAL REFRIGERATOR LIGHT (FROSTED COVER)(3500K) | Indoor Luminaires | Case Lighting | Vertical Refrigerated Case Luminaires | Standard | FALSE | [9 empty] | 1/20/2015 12:00:00 AM | Not Dimmable | Not Dimmable | Not Yet Verified |  |  | 1938 | 87 | 22 |  | 0.9 | 3500 | 80
PYZW1H3J | James Industry Group (China) Co., Ltd | JAMES | ZY-22W1800 LED VERTICAL REFRIGERATOR LIGHT (CLEAR COVER)(3000K) | Indoor Luminaires | Case Lighting | Vertical Refrigerated Case Luminaires | Standard | TRUE | 2652.2 | 116.17 | 22.83 | 13.85 | 0.9144 | 2857 | 80.9 | 5 | 50000 | 1/20/2015 12:00:00 AM | Not Dimmable | Not Dimmable | Not Yet Verified |  | 2.1 | 2552 | 116 | 22 |  | 0.9 | 3000 | 80
PMGFR8AQ | James Industry Group (China) Co., Ltd | JAMES | ZY-22W1800 LED VERTICAL REFRIGERATOR LIGHT (CLEAR COVER)(4000K) | Indoor Luminaires | Case Lighting | Vertical Refrigerated Case Luminaires | Standard | FALSE | [9 empty] | 1/20/2015 12:00:00 AM | Not Dimmable | Not Dimmable | Not Yet Verified |  |  | 2552 | 116 | 22 |  | 0.9 | 4000 | 80
PVVSP134 | James Industry Group (China) Co., Ltd | JAMES | ZY-22W1800 LED VERTICAL REFRIGERATOR LIGHT (CLEAR COVER)(3500K) | Indoor Luminaires | Case Lighting | Vertical Refrigerated Case Luminaires | Standard | FALSE | [9 empty] | 1/20/2015 12:00:00 AM | Not Dimmable | Not Dimmable | Not Yet Verified |  |  | 2552 | 116 | 22 |  | 0.9 | 3500 | 80
P736FG25 | James Industry Group (China) Co., Ltd | JAMES | ZY-22W1800 LED VERTICAL REFRIGERATOR LIGHT (CLEAR COVER)(4500K) | Indoor Luminaires | Case Lighting | Vertical Refrigerated Case Luminaires | Standard | FALSE | [9 empty] | 1/20/2015 12:00:00 AM | Not Dimmable | Not Dimmable | Not Yet Verified |  |  | 2552 | 116 | 22 |  | 0.9 | 4500 | 80
PV3NTGGM | James Industry Group (China) Co., Ltd | JAMES | ZY-22W1800 LED VERTICAL REFRIGERATOR LIGHT (CLEAR COVER)(5000K) | Indoor Luminaires | Case Lighting | Vertical Refrigerated Case Luminaires | Standard | FALSE | [9 empty] | 1/20/2015 12:00:00 AM | Not Dimmable | Not Dimmable | Not Yet Verified |  |  | 2552 | 116 | 22 |  | 0.9 | 5000 | 80
PUQX1922 | James Industry Group (China) Co., Ltd | JAMES | ZY-15W1200 LED VERTICAL REFRIGERATOR LIGHT (FROSTED COVER)(3000K) | Indoor Luminaires | Case Lighting | Vertical Refrigerated Case Luminaires | Standard | TRUE | 822.09 | 57.66 | 14.26 | 15.38 | 0.9156 | 2849 | 80.9 | 5 | 50000 | 1/20/2015 12:00:00 AM | Not Dimmable | Not Dimmable | Not Yet Verified |  | 2.1 | 900 | 60 | 15 |  | 0.9 | 3000 | 80
PVK7NQCP | James Industry Group (China) Co., Ltd | JAMES | ZY-15W1200 LED VERTICAL REFRIGERATOR LIGHT (FROSTED COVER)(3500K) | Indoor Luminaires | Case Lighting | Vertical Refrigerated Case Luminaires | Standard | FALSE | [9 empty] | 1/20/2015 12:00:00 AM | Not Dimmable | Not Dimmable | Not Yet Verified |  |  | 900 | 60 | 15 |  | 0.9 | 3500 | 80
PA1GPZ1F | James Industry Group (China) Co., Ltd | JAMES | ZY-15W1200 LED VERTICAL REFRIGERATOR LIGHT (FROSTED COVER)(4000K) | Indoor Luminaires | Case Lighting | Vertical Refrigerated Case Luminaires | Standard | FALSE | [9 empty] | 1/20/2015 12:00:00 AM | Not Dimmable | Not Dimmable | Not Yet Verified |  |  | 900 | 60 | 15 |  | 0.9 | 4000 | 80
P1RF9ESZ | James Industry Group (China) Co., Ltd | JAMES | ZY-15W1200 LED VERTICAL REFRIGERATOR LIGHT (FROSTED COVER)(5000K) | Indoor Luminaires | Case Lighting | Vertical Refrigerated Case Luminaires | Standard | FALSE | [9 empty] | 1/20/2015 12:00:00 AM | Not Dimmable | Not Dimmable | Not Yet Verified |  |  | 900 | 60 | 15 |  | 0.9 | 5000 | 80
P41Q868C | James Industry Group (China) Co., Ltd | JAMES | ZY-15W1200 LED VERTICAL REFRIGERATOR LIGHT (FROSTED COVER)(4500K) | Indoor Luminaires | Case Lighting | Vertical Refrigerated Case Luminaires | Standard | FALSE | [9 empty] | 1/20/2015 12:00:00 AM | Not Dimmable | Not Dimmable | Not Yet Verified |  |  | 900 | 60 | 15 |  | 0.9 | 4500 | 80
PQDZ9RNN | James Industry Group (China) Co., Ltd | JAMES | ZY-18W1200 LED VERTICAL REFRIGERATOR LIGHT (FROSTED COVER)(3000K) | Indoor Luminaires | Case Lighting | Vertical Refrigerated Case Luminaires | Standard | TRUE | 1132.6 | 66.19 | 17.11 | 11.24 | 0.909 | 2997 | 82.4 | 5 | 50000 | 1/20/2015 12:00:00 AM | Not Dimmable | Not Dimmable | Not Yet Verified |  | 2.1 | 1188 | 66 | 18 |  | 0.9 | 3000 | 80
P51NJVYV | James Industry Group (China) Co., Ltd | JAMES | ZY-18W1200 LED VERTICAL REFRIGERATOR LIGHT (FROSTED COVER)(5000K) | Indoor Luminaires | Case Lighting | Vertical Refrigerated Case Luminaires | Standard | FALSE | [9 empty] | 1/20/2015 12:00:00 AM | Not Dimmable | Not Dimmable | Not Yet Verified |  |  | 1188 | 66 | 18 |  | 0.9 | 5000 | 80
P9FJA121 | James Industry Group (China) Co., Ltd | JAMES | ZY-18W1200 LED VERTICAL REFRIGERATOR LIGHT (FROSTED COVER)(4000K) | Indoor Luminaires | Case Lighting | Vertical Refrigerated Case Luminaires | Standard | FALSE | [9 empty] | 1/20/2015 12:00:00 AM | Not Dimmable | Not Dimmable | Not Yet Verified |  |  | 1188 | 66 | 18 |  | 0.9 | 4000 | 80
PYH3D4Y5 | James Industry Group (China) Co., Ltd | JAMES | ZY-18W1200 LED VERTICAL REFRIGERATOR LIGHT (FROSTED COVER)(4500K) | Indoor Luminaires | Case Lighting | Vertical Refrigerated Case Luminaires | Standard | FALSE | [9 empty] | 1/20/2015 12:00:00 AM | Not Dimmable | Not Dimmable | Not Yet Verified |  |  | 1188 | 66 | 18 |  | 0.9 | 4500 | 80
PZ55XZ82 | James Industry Group (China) Co., Ltd | JAMES | ZY-18W1200 LED VERTICAL REFRIGERATOR LIGHT (FROSTED COVER)(3500K) | Indoor Luminaires | Case Lighting | Vertical Refrigerated Case Luminaires | Standard | FALSE | [9 empty] | 1/20/2015 12:00:00 AM | Not Dimmable | Not Dimmable | Not Yet Verified |  |  | 1188 | 66 | 18 |  | 0.9 | 3500 | 80
PYCNP8T5 | James Industry Group (China) Co., Ltd | JAMES | ZY-8W600 BINS (3000K) | Indoor Luminaires | Case Lighting | Vertical Refrigerated Case Luminaires | Standard | TRUE | 1044.3 | 141.97 | 7.356 | 17.43 | 0.9106 | 2975 | 81.8 | 5 | 50000 | 8/21/2015 12:00:00 AM | Not Dimmable | Not Dimmable | Not Yet Verified |  | 3 | 1044.3 | 141.96 | 7.356 | 17.4 | 0.9106 | 3000 | 81.8
PHB7VCEJ | James Industry Group (China) Co., Ltd | JAMES | ZY-8W600 BINS (4000K) | Indoor Luminaires | Case Lighting | Vertical Refrigerated Case Luminaires | Standard | FALSE | [9 empty] | 8/21/2015 12:00:00 AM | Not Dimmable | Not Dimmable | Not Yet Verified |  |  | 1077 | 145.68 | 7.393 | 17.4 | 0.9114 | 4000 | 80.9
PRQ6T9Q8 | James Industry Group (China) Co., Ltd | JAMES | ZY-8W600 BINS (3500K) | Indoor Luminaires | Case Lighting | Vertical Refrigerated Case Luminaires | Standard | FALSE | [9 empty] | 8/21/2015 12:00:00 AM | Not Dimmable | Not Dimmable | Not Yet Verified |  |  | 1044.3 | 141.96 | 7.356 | 17.4 | 0.9106 | 3500 | 81.8
PP36PP2R | James Industry Group (China) Co., Ltd | JAMES | ZY-8W600 BINS (4500K) | Indoor Luminaires | Case Lighting | Vertical Refrigerated Case Luminaires | Standard | FALSE | [9 empty] | 8/21/2015 12:00:00 AM | Not Dimmable | Not Dimmable | Not Yet Verified |  |  | 1077 | 145.68 | 7.393 | 17.4 | 0.9114 | 4500 | 80.9
P9DDA34J | James Industry Group (China) Co., Ltd | JAMES | ZY-8W600 BINS (5000K) | Indoor Luminaires | Case Lighting | Vertical Refrigerated Case Luminaires | Standard | FALSE | [9 empty] | 8/21/2015 12:00:00 AM | Not Dimmable | Not Dimmable | Not Yet Verified |  |  | 1126 | 148.92 | 7.561 | 17.4 | 0.9045 | 5000 | 81
P00000XQS | JayKal LED Solutions, Inc. | JayKal | JLS-DLCX018 | Indoor Luminaires | Case Lighting | Vertical Refrigerated Case Luminaires | Standard | TRUE | 1398.6 | 72.49 | 19.29 | 9.26 | 0.991 | 5301 | 82.7 | 5 |  | 1/14/2013 12:00:00 AM | Not Yet Verified | Not Yet Verified | Not Yet Verified |  | 1.7 | 1398 | 67 | 21 |  |  | 5100
PWU9TN1G | Jubilee International INC | Jubilee LED | Tube-Cooler-6FT-31W-5K-JLL | Indoor Luminaires | Case Lighting | Vertical Refrigerated Case Luminaires | Standard | TRUE | 3990.165 | 127.69 | 31.25 | 17.73 | 0.981 | 5290 | 83 | 5 | 50000 | 12/14/2015 12:00:00 AM | Not Dimmable | Not Dimmable | Not Yet Verified |  | 2.1 | 3000 | 130 | 30 |  | 0.92 | 5000 | 80
P9CZRHF4 | Jubilee International INC | Jubilee LED | Tube-Cooler-5FT-25W-5K-JLL | Indoor Luminaires | Case Lighting | Vertical Refrigerated Case Luminaires | Standard | TRUE | 3130.52 | 133.95 | 23.37 | 17.43 | 0.957 | 5100 | 83.2 | 5 | 50000 | 12/14/2015 12:00:00 AM | Not Dimmable | Not Dimmable | Not Yet Verified |  | 2.1 | 2500 | 130 | 25 |  | 0.92 | 5000 | 80
PNTW8XMF | Jubilee International INC | Jubilee LED | Tube-Cooler-4FT-18W-5K-JLL | Indoor Luminaires | Case Lighting | Vertical Refrigerated Case Luminaires | Standard | TRUE | 2807.531 | 134.85 | 20.82 | 19.06 | 0.972 | 5098 | 82.9 | 5 | 50000 | 12/14/2015 12:00:00 AM | Not Dimmable | Not Dimmable | Not Yet Verified |  | 2.1 | 2200 | 130 | 22 |  | 0.92 | 5000 | 80
P00000XXD | Juno Lighting, LLC | DanaLite | DV72-41-END | Indoor Luminaires | Case Lighting | Vertical Refrigerated Case Luminaires | Standard | TRUE | 503.7 | 50.88 | 9.9 | 18.84 | 0.983 | 3850 | 81.9 | 5 | 50000 | 7/12/2012 12:00:00 AM | Not Yet Verified | Not Yet Verified | Not Yet Verified |  | 1.6 |  |  | 9 |  |  | 4100 | 85
P00000XXC | Juno Lighting, LLC | DanaLite | DV72-41-CTR | Indoor Luminaires | Case Lighting | Vertical Refrigerated Case Luminaires | Standard | TRUE | 874.4 | 49.35 | 17.72 | 18.69 | 0.983 | 3849 | 82 | 5 | 50000 | 7/12/2012 12:00:00 AM | Not Yet Verified | Not Yet Verified | Not Yet Verified |  | 1.6 |  |  | 19 |  |  | 4100 | 85
PKBCPPCY | Kadium Lighting Inc | Kadium Lighting | KL-T8-1200-R-C30K | Indoor Luminaires | Case Lighting | Vertical Refrigerated Case Luminaires | Standard | TRUE | 1973.1 | 112.62 | 17.52 | 10.12 | 0.992 | 3006 | 84 | 5 |  | 3/20/2015 12:00:00 AM | Not Dimmable | Not Dimmable | Not Yet Verified |  | 2.1 | [5 empty] | 3000
PX497JD9 | Kadium Lighting Inc | Kadium Lighting | KL-T8-1200-R-C40K | Indoor Luminaires | Case Lighting | Vertical Refrigerated Case Luminaires | Standard | FALSE | [9 empty] | 3/20/2015 12:00:00 AM | Not Dimmable | Not Dimmable | Not Yet Verified |  |  | 1973.1 | 112.62 | 17.52 | 10.12 | 0.922 | 4000 | 84
PBPKU97V | Kadium Lighting Inc | Kadium Lighting | KL-T8-1200-R-C50K | Indoor Luminaires | Case Lighting | Vertical Refrigerated Case Luminaires | Standard | FALSE | [9 empty] | 3/20/2015 12:00:00 AM | Not Dimmable | Not Dimmable | Not Yet Verified |  |  | 2566 | 126.41 | 17.91 | 9.89 | 0.9187 | 5000 | 85.4
PG8T87UJ | Kadium Lighting Inc | Kadium Lighting | KL-T8-1200-R-C35K | Indoor Luminaires | Case Lighting | Vertical Refrigerated Case Luminaires | Standard | FALSE | [9 empty] | 3/20/2015 12:00:00 AM | Not Dimmable | Not Dimmable | Not Yet Verified |  |  | 1973.1 | 112.63 | 17.52 | 10.12 | 0.992 | 3500 | 84
PDXX9UC5 | Kadium Lighting Inc | Kadium Lighting | KL-T8-1200-R-C45K | Indoor Luminaires | Case Lighting | Vertical Refrigerated Case Luminaires | Standard | FALSE | [9 empty] | 3/20/2015 12:00:00 AM | Not Dimmable | Not Dimmable | Not Yet Verified |  |  | 1973.1 | 112.62 | 17.52 | 10.12 | 0.922 | 4000 | 84
PK8XFJK5 | Kadium Lighting Inc | Kadium Lighting | KL-T8-1500-R-F30K | Indoor Luminaires | Case Lighting | Vertical Refrigerated Case Luminaires | Standard | TRUE | 1636.7 | 75.01 | 21.82 | 13.9 | 0.9392 | 2898 | 83.6 | 5 | 50000 | 3/20/2015 12:00:00 AM | Not Dimmable | Not Dimmable | Not Yet Verified |  | 2.1 | 1600 | 75 | 22 |  | 0.9 | 3000 | 80
PKUAKC4Y | Kadium Lighting Inc | Kadium Lighting | KL-T8-1500-R-C30K | Indoor Luminaires | Case Lighting | Vertical Refrigerated Case Luminaires | Standard | FALSE | [9 empty] | 3/20/2015 12:00:00 AM | Not Dimmable | Not Dimmable | Not Yet Verified |  |  | 2400 | 100 | 22 |  | 0.9 | 3000 | 80
PDGZ61DJ | Kadium Lighting Inc | Kadium Lighting | KL-T8-1800-R-C45K | Indoor Luminaires | Case Lighting | Vertical Refrigerated Case Luminaires | Standard | FALSE | [9 empty] | 3/20/2015 12:00:00 AM | Not Dimmable | Not Dimmable | Not Yet Verified |  |  | 3200 | 120 | 26 |  | 0.9 | 4500 | 80
PY8Q75MC | Kadium Lighting Inc | Kadium Lighting | KL-T8-1800-R-C50K | Indoor Luminaires | Case Lighting | Vertical Refrigerated Case Luminaires | Standard | FALSE | [9 empty] | 3/20/2015 12:00:00 AM | Not Dimmable | Not Dimmable | Not Yet Verified |  |  | 3200 | 120 | 26 |  | 0.9 | 5000 | 80
PUGQ8XYM | Kadium Lighting Inc | Kadium Lighting | KL-T8-1500-R-C50K | Indoor Luminaires | Case Lighting | Vertical Refrigerated Case Luminaires | Standard | FALSE | [9 empty] | 3/20/2015 12:00:00 AM | Not Dimmable | Not Dimmable | Not Yet Verified |  |  | 2400 | 100 | 22 |  | 0.9 | 5000 | 80
PM9MBYQS | Kadium Lighting Inc | Kadium Lighting | KL-T8-1800-R-C30K | Indoor Luminaires | Case Lighting | Vertical Refrigerated Case Luminaires | Standard | FALSE | [9 empty] | 3/20/2015 12:00:00 AM | Not Dimmable | Not Dimmable | Not Yet Verified |  |  | 3200 | 120 | 26 |  | 0.9 | 3000 | 80
P1Z831P6 | Kadium Lighting Inc | Kadium Lighting | KL-T8-1800-R-C35K | Indoor Luminaires | Case Lighting | Vertical Refrigerated Case Luminaires | Standard | FALSE | [9 empty] | 3/20/2015 12:00:00 AM | Not Dimmable | Not Dimmable | Not Yet Verified |  |  | 3200 | 120 | 26 |  | 0.9 | 3500 | 80
PHKXXTQR | Kadium Lighting Inc | Kadium Lighting | KL-T8-1500-R-C35K | Indoor Luminaires | Case Lighting | Vertical Refrigerated Case Luminaires | Standard | FALSE | [9 empty] | 3/20/2015 12:00:00 AM | Not Dimmable | Not Dimmable | Not Yet Verified |  |  | 2400 | 100 | 22 |  | 0.9 | 3500 | 80
PDWRDATY | Kadium Lighting Inc | Kadium Lighting | KL-T8-1800-R-C40K | Indoor Luminaires | Case Lighting | Vertical Refrigerated Case Luminaires | Standard | FALSE | [9 empty] | 3/20/2015 12:00:00 AM | Not Dimmable | Not Dimmable | Not Yet Verified |  |  | 3200 | 120 | 26 |  | 0.9 | 4000 | 80
PVXWVFFG | Kadium Lighting Inc | Kadium Lighting | KL-T8-1500-R-C40K | Indoor Luminaires | Case Lighting | Vertical Refrigerated Case Luminaires | Standard | FALSE | [9 empty] | 3/20/2015 12:00:00 AM | Not Dimmable | Not Dimmable | Not Yet Verified |  |  | 2400 | 100 | 22 |  | 0.9 | 4000 | 80
PPRQ493E | Kadium Lighting Inc | Kadium Lighting | KL-T8-1500-R-C45K | Indoor Luminaires | Case Lighting | Vertical Refrigerated Case Luminaires | Standard | FALSE | [9 empty] | 3/20/2015 12:00:00 AM | Not Dimmable | Not Dimmable | Not Yet Verified |  |  | 2400 | 100 | 22 |  | 0.9 | 4500 | 80
PW7N48TF | Kason Industries, Inc | Kason | 11808FM0000 | Indoor Luminaires | Case Lighting | Horizontal Refrigerated Case Luminaires | Standard | TRUE | 1252 | 91.79 | 13.64 | 16.8 | 0.883 | 3948 | 82.9 | 5 | 50000 | 6/10/2015 12:00:00 AM | Not Dimmable | Not Dimmable | Not Yet Verified |  | 2.1
PDW6MSXA | Kason Industries, Inc | Kason | 11808NM0000 | Indoor Luminaires | Case Lighting | Horizontal Refrigerated Case Luminaires | Standard | TRUE | 1096 | 79.36 | 13.81 | 16.77 | 0.884 | 4090 | 84.2 | 5 | 50000 | 6/10/2015 12:00:00 AM | Not Dimmable | Not Dimmable | Not Yet Verified |  | 2.1
P523XCNN | Kason Industries, Inc | Kason | 11809000002 | Indoor Luminaires | Case Lighting | Horizontal Refrigerated Case Luminaires | Standard | TRUE | 2027 | 84.99 | 23.74 | 21.6 | 0.908 | 3918 | 83.8 | 5 | 50000 | 8/3/2015 12:00:00 AM | Not Dimmable | Not Dimmable | Not Yet Verified |  | 2.1 | 2027 | 84.99 | 23.74 | 21.6 | 0.908 | 3918 | 83.8
PPSKW241 | Kason Industries, Inc | Kason | 11809000003 | Indoor Luminaires | Case Lighting | Horizontal Refrigerated Case Luminaires | Standard | TRUE | 2770 | 84.63 | 32.73 | 20.85 | 0.919 | 3915 | 83.9 | 5 | 50000 | 8/3/2015 12:00:00 AM | Not Dimmable | Not Dimmable | Not Yet Verified |  | 2.1 | 2770 | 84.63 | 32.73 | 20.85 | 0.919 | 3915 | 83.9
PHMDCYC8 | Kason Industries, Inc | Kason | 11809000004 | Indoor Luminaires | Case Lighting | Horizontal Refrigerated Case Luminaires | Standard | TRUE | 3646 | 82.84 | 44.01 | 19.16 | 0.915 | 3945 | 84 | 5 | 50000 | 8/3/2015 12:00:00 AM | Not Dimmable | Not Dimmable | Not Yet Verified |  | 2.1 | 3646 | 82.84 | 44.01 | 19.16 | 0.915 | 3945 | 84
P00001LKR | Kyungsin Industrial Co., Ltd | Kyungsin | 30236R2220 | Indoor Luminaires | Case Lighting | Vertical Refrigerated Case Luminaires | Standard | TRUE | 1980.69 | 67.75 | 28.81 | 18.6 | 0.882 | 4000 | 84.4 | 5 | 50000 | 8/22/2014 12:00:00 AM | Not Yet Verified | Not Yet Verified | Not Yet Verified |  | 2.1 | 1980.69 | 67.75 | 28.81 | 15.6 | 0.969 | 4000 | 84.4
PCGTY6WM | Leader Lighting Co., Ltd. | LEADER | LD-CL-5 (3000K) | Indoor Luminaires | Case Lighting | Vertical Refrigerated Case Luminaires | Standard | TRUE | 2064.3 | 103.55 | 19.94 | 13.34 | 0.9287 | 3039 | 82.9 | 5 | 50000 | 7/25/2016 12:00:00 AM | Not Dimmable | Not Dimmable | No |  | 4 | 2043.8 | 105.73 | 19.33 | 13.34 | 0.93 | 3000 | 82.9
P9XWP6EF | Leader Lighting Co., Ltd. | LEADER | LD-CL-5 (3500K) | Indoor Luminaires | Case Lighting | Vertical Refrigerated Case Luminaires | Standard | FALSE | [9 empty] | 7/25/2016 12:00:00 AM | Not Dimmable | Not Dimmable | No |  |  | 2043.8 | 105.73 | 19.33 | 13.34 | 0.93 | 3500 | 82.9
PXPGGJHN | Leader Lighting Co., Ltd. | LEADER | LD-CL-5 (4000K) | Indoor Luminaires | Case Lighting | Vertical Refrigerated Case Luminaires | Standard | FALSE | [9 empty] | 7/25/2016 12:00:00 AM | Not Dimmable | Not Dimmable | No |  |  | 2043.8 | 105.73 | 19.33 | 13.34 | 0.93 | 4000 | 82.9
PX6YSZES | Leader Lighting Co., Ltd. | LEADER | LD-CL-5 (4500K) | Indoor Luminaires | Case Lighting | Vertical Refrigerated Case Luminaires | Standard | FALSE | [9 empty] | 7/25/2016 12:00:00 AM | Not Dimmable | Not Dimmable | No |  |  | 2043.8 | 105.73 | 19.33 | 13.34 | 0.93 | 4500 | 82.9
P8DQ4ACR | Leader Lighting Co., Ltd. | LEADER | LD-CL-5 (5000K) | Indoor Luminaires | Case Lighting | Vertical Refrigerated Case Luminaires | Standard | FALSE | [9 empty] | 7/25/2016 12:00:00 AM | Not Dimmable | Not Dimmable | No |  |  | 2151 | 109.08 | 19.72 | 16.69 | 0.93 | 5000 | 81.4
PPFQP2VK | Leader Lighting Co., Ltd. | LEADER | LD-CL-6 (3000K) | Indoor Luminaires | Case Lighting | Vertical Refrigerated Case Luminaires | Standard | TRUE | 2029.4 | 91.09 | 22.28 | 13.57 | 0.9663 | 3028 | 83.1 | 5 | 50000 | 8/19/2016 12:00:00 AM | Not Dimmable | Not Dimmable | No |  | 4 | 2012.7 | 92.03 | 21.87 | 13.57 | 0.97 | 3000 | 83.1
P5JWJKX8 | Leader Lighting Co., Ltd. | LEADER | LD-CL-6 (3500K) | Indoor Luminaires | Case Lighting | Vertical Refrigerated Case Luminaires | Standard | FALSE | [9 empty] | 8/19/2016 12:00:00 AM | Not Dimmable | Not Dimmable | No |  |  | 2012.7 | 92.03 | 21.87 | 13.57 | 0.97 | 3500 | 83.1
P659FDTS | Leader Lighting Co., Ltd. | LEADER | LD-CL-6 (4000K) | Indoor Luminaires | Case Lighting | Vertical Refrigerated Case Luminaires | Standard | FALSE | [9 empty] | 8/19/2016 12:00:00 AM | Not Dimmable | Not Dimmable | No |  |  | 2012.7 | 92.03 | 21.87 | 13.57 | 0.97 | 4000 | 83.1
PQ3ZVMC9 | Leader Lighting Co., Ltd. | LEADER | LD-CL-6 (5000K) | Indoor Luminaires | Case Lighting | Vertical Refrigerated Case Luminaires | Standard | FALSE | [9 empty] | 8/19/2016 12:00:00 AM | Not Dimmable | Not Dimmable | No |  |  | 2096.5 | 93.62 | 22.58 | 14.27 | 0.97 | 5000 | 81.6
PBZQJR5Q | Leader Lighting Co., Ltd. | LEADER | LD-CL-6 (4500K) | Indoor Luminaires | Case Lighting | Vertical Refrigerated Case Luminaires | Standard | FALSE | [9 empty] | 8/19/2016 12:00:00 AM | Not Dimmable | Not Dimmable | No |  |  | 2012.7 | 92.03 | 21.87 | 13.57 | 0.97 | 4500 | 83.1
P9DYSFY7 | Leader Lighting Co., Ltd. | LEADER | LD-RCL-6 (3000K) | Indoor Luminaires | Case Lighting | Vertical Refrigerated Case Luminaires | Standard | TRUE | 1854.2 | 85.33 | 21.73 | 16.27 | 0.9498 | 3025 | 83.2 | 5 | 50000 | 8/31/2016 12:00:00 AM | Not Dimmable | Not Dimmable | No |  | 4 | 1888.8 | 87.4 | 21.61 | 16.27 | 0.95 | 3000 | 83.2
P8NGDNJQ | Leader Lighting Co., Ltd. | LEADER | LD-RCL-6 (5000K) | Indoor Luminaires | Case Lighting | Vertical Refrigerated Case Luminaires | Standard | FALSE | [9 empty] | 8/31/2016 12:00:00 AM | Not Dimmable | Not Dimmable | No |  |  | 1951 | 88.2 | 22.12 | 17.53 | 0.9 | 5000 | 81.4
PXK6C8UG | Leader Lighting Co., Ltd. | LEADER | LD-RCL-6 (3500K) | Indoor Luminaires | Case Lighting | Vertical Refrigerated Case Luminaires | Standard | FALSE | [9 empty] | 8/31/2016 12:00:00 AM | Not Dimmable | Not Dimmable | No |  |  | 1888.8 | 87.4 | 21.61 | 16.27 | 0.95 | 3500 | 83.2
PD3DGEYZ | Leader Lighting Co., Ltd. | LEADER | LD-RCL-6 (4000K) | Indoor Luminaires | Case Lighting | Vertical Refrigerated Case Luminaires | Standard | FALSE | [9 empty] | 8/31/2016 12:00:00 AM | Not Dimmable | Not Dimmable | No |  |  | 1888.8 | 87.4 | 21.61 | 16.27 | 0.95 | 4000 | 83.2
P2N8U9RK | Leader Lighting Co., Ltd. | LEADER | LD-RCL-6 (4500K) | Indoor Luminaires | Case Lighting | Vertical Refrigerated Case Luminaires | Standard | FALSE | [9 empty] | 8/31/2016 12:00:00 AM | Not Dimmable | Not Dimmable | No |  |  | 1888.8 | 87.4 | 21.61 | 16.27 | 0.95 | 4500 | 83.2
PKZ6VKVN | Leader Lighting Co., Ltd. | LEADER | LD-RCL-5 (3000K) | Indoor Luminaires | Case Lighting | Vertical Refrigerated Case Luminaires | Standard | TRUE | 1949.5 | 105.38 | 18.5 | 11.66 | 0.9007 | 3035 | 83 | 5 | 50000 | 9/6/2016 12:00:00 AM | Not Dimmable | Not Dimmable | No |  | 4 | 1949.5 | 105.38 | 18.5 | 11.66 | 0.9 | 3000 | 83
P47ZGKHU | Leader Lighting Co., Ltd. | LEADER | LD-RCL-5 (4000K) | Indoor Luminaires | Case Lighting | Vertical Refrigerated Case Luminaires | Standard | FALSE | [9 empty] | 9/6/2016 12:00:00 AM | Not Dimmable | Not Dimmable | No |  |  | 1949.5 | 105.38 | 18.5 | 11.66 | 0.9 | 4000 | 83
PB6DYGXZ | Leader Lighting Co., Ltd. | LEADER | LD-RCL-5 (5000K) | Indoor Luminaires | Case Lighting | Vertical Refrigerated Case Luminaires | Standard | FALSE | [9 empty] | 9/6/2016 12:00:00 AM | Not Dimmable | Not Dimmable | No |  |  | 2125 | 108.7 | 19.55 | 12.47 | 0.9 | 5000 | 81.3
P58QS8F8 | Leader Lighting Co., Ltd. | LEADER | LD-RCL-5 (3500K) | Indoor Luminaires | Case Lighting | Vertical Refrigerated Case Luminaires | Standard | FALSE | [9 empty] | 9/6/2016 12:00:00 AM | Not Dimmable | Not Dimmable | No |  |  | 1949.5 | 105.38 | 18.5 | 11.66 | 0.9 | 3500 | 83
PZ96UNTR | Leader Lighting Co., Ltd. | LEADER | LD-RCL-5 (4500K) | Indoor Luminaires | Case Lighting | Vertical Refrigerated Case Luminaires | Standard | FALSE | [9 empty] | 9/6/2016 12:00:00 AM | Not Dimmable | Not Dimmable | No |  |  | 1949.5 | 105.38 | 18.5 | 11.66 | 0.9 | 4500 | 83
P00000YS9 | LED Living Technology | LED Living Technology | DRA-34-4-40K-RP-XX-XX-XX-XX-XX | Indoor Luminaires | Case Lighting | Horizontal Refrigerated Case Luminaires | Standard | TRUE | 2880 | 83.3 | 34.65 | 18.4 | 0.909 | 3956 | 82.3 | 5 | 60500 | 4/23/2013 12:00:00 AM | Not Yet Verified | Not Yet Verified | Not Yet Verified |  | 2 | 3400 | 100 | 34 |  |  | 4000 | 83
P00000YSB | LED Living Technology | LED Living Technology | DRA-34-4-40K-RF-XX-XX-XX-XX-XX | Indoor Luminaires | Case Lighting | Horizontal Refrigerated Case Luminaires | Standard | FALSE | [9 empty] | 4/23/2013 12:00:00 AM | Not Yet Verified | Not Yet Verified | Not Yet Verified |  |  | 3400 | 100 | 34 |  |  | 4000 | 83
P00000YSF | LED Living Technology | LED Living Technology | DRA-34-4-50K-RF-XX-XX-XX-XX-XX | Indoor Luminaires | Case Lighting | Horizontal Refrigerated Case Luminaires | Standard | FALSE | [9 empty] | 4/23/2013 12:00:00 AM | Not Yet Verified | Not Yet Verified | Not Yet Verified |  |  | 3400 | 100 | 34 |  |  | 5000 | 83
P00000YSA | LED Living Technology | LED Living Technology | DRA-34-4-40K-RA-XX-XX-XX-XX-XX | Indoor Luminaires | Case Lighting | Horizontal Refrigerated Case Luminaires | Standard | FALSE | [9 empty] | 4/23/2013 12:00:00 AM | Not Yet Verified | Not Yet Verified | Not Yet Verified |  |  | 3400 | 100 | 34 |  |  | 4000 | 83
P00000YSD | LED Living Technology | LED Living Technology | DRA-34-4-50K-RP-XX-XX-XX-XX-XX | Indoor Luminaires | Case Lighting | Horizontal Refrigerated Case Luminaires | Standard | FALSE | [9 empty] | 4/23/2013 12:00:00 AM | Not Yet Verified | Not Yet Verified | Not Yet Verified |  |  | 3400 | 100 | 34 |  |  | 5000 | 83
P00000YSE | LED Living Technology | LED Living Technology | DRA-34-4-50K-RA-XX-XX-XX-XX-XX | Indoor Luminaires | Case Lighting | Horizontal Refrigerated Case Luminaires | Standard | FALSE | [9 empty] | 4/23/2013 12:00:00 AM | Not Yet Verified | Not Yet Verified | Not Yet Verified |  |  | 3400 | 100 | 34 |  |  | 5000 | 83
P00000YSG | LED Living Technology | LED Living Technology | DRA-34-4-50K-DF-XX-XX-XX-XX-XX | Indoor Luminaires | Case Lighting | Horizontal Refrigerated Case Luminaires | Standard | FALSE | [9 empty] | 4/23/2013 12:00:00 AM | Not Yet Verified | Not Yet Verified | Not Yet Verified |  |  | 3400 | 100 | 34 |  |  | 5000 | 83
P00000YSC | LED Living Technology | LED Living Technology | DRA-34-4-40K-DF-XX-XX-XX-XX-XX | Indoor Luminaires | Case Lighting | Horizontal Refrigerated Case Luminaires | Standard | FALSE | [9 empty] | 4/23/2013 12:00:00 AM | Not Yet Verified | Not Yet Verified | Not Yet Verified |  |  | 3400 | 100 | 34 |  |  | 4000 | 83
P00001HH9 | LED Power Inc. | LED Power | SB8-1/2W-48”-50K-45D-24V | Indoor Luminaires | Case Lighting | Vertical Refrigerated Case Luminaires | Standard | TRUE | 886.79 | 67.21 | 13.19 | 19.9 | 0.923 | 5100 | 86.3 | 5 | 50000 | 12/20/2013 12:00:00 AM | Not Yet Verified | Not Yet Verified | Not Yet Verified | Qualified with Advance drivers LEDINTA0024V41FO and LED120A0024V33F at 120V | 2.1
P00001HH8 | LED Power Inc. | LED Power | SB8-1/2W-48”-41K-45D-24V | Indoor Luminaires | Case Lighting | Vertical Refrigerated Case Luminaires | Standard | TRUE | 938.91 | 65.25 | 14.39 | 12 | 0.95 | 4162 | 85 | 5 | 50000 | 12/20/2013 12:00:00 AM | Not Yet Verified | Not Yet Verified | Not Yet Verified | Qualified with Advance drivers LEDINTA0024V41FO and LED120A0024V33F at 120V | 2.1
P00001HHD | LED Power Inc. | LED Power | SB8 1/2W-66"-50K-45D-24V | Indoor Luminaires | Case Lighting | Vertical Refrigerated Case Luminaires | Standard | FALSE | [9 empty] | 12/20/2013 12:00:00 AM | Not Yet Verified | Not Yet Verified | Not Yet Verified |  |  | 1185 | 69.99 | 16.94 | 19.1 | 0.931 | 5090 | 86
P00001HHA | LED Power Inc. | LED Power | SB8 1/2W-60"-41K-45D-24V | Indoor Luminaires | Case Lighting | Vertical Refrigerated Case Luminaires | Standard | FALSE | [9 empty] | 12/20/2013 12:00:00 AM | Not Yet Verified | Not Yet Verified | Not Yet Verified |  |  | 1173.64 | 65 | 17.98 | 12 | 0.95 | 4162 | 85
P00001HHC | LED Power Inc. | LED Power | SB8 1/2W-60"-50K-45D-24V | Indoor Luminaires | Case Lighting | Vertical Refrigerated Case Luminaires | Standard | FALSE | [9 empty] | 12/20/2013 12:00:00 AM | Not Yet Verified | Not Yet Verified | Not Yet Verified |  |  | 1078 | 69.99 | 15.4 | 19.1 | 0.931 | 5090 | 86
P00001HHB | LED Power Inc. | LED Power | SB8 1/2W-66"-41K-45D-24V | Indoor Luminaires | Case Lighting | Vertical Refrigerated Case Luminaires | Standard | FALSE | [9 empty] | 12/20/2013 12:00:00 AM | Not Yet Verified | Not Yet Verified | Not Yet Verified |  |  | 1291 | 65 | 19.78 | 12 | 0.95 | 4162 | 85
P00001HHH | LED Power Inc. | LED Power | SFBL6(R/L)-24-47”-41K-24V (Low Power) | Indoor Luminaires | Case Lighting | Vertical Refrigerated Case Luminaires | Standard | TRUE | 613 | 70.3 | 8.72 | 20.9 | 0.9097 | 4075 | 82.4 | 5 | 50000 | 12/20/2013 12:00:00 AM | Not Yet Verified | Not Yet Verified | Not Yet Verified |  | 2.1
P00001HHE | LED Power Inc. | LED Power | SFBL6-24-47”-41K-24V (Std. Power) | Indoor Luminaires | Case Lighting | Vertical Refrigerated Case Luminaires | Standard | TRUE | 717.89 | 59.48 | 12.07 | 12 | 0.93 | 4043 | 83 | 5 | 50000 | 12/20/2013 12:00:00 AM | Not Yet Verified | Not Yet Verified | Not Yet Verified | Qualified with Advance drivers LEDINTA0024V41FO and LED120A0024V33F at 120V | 2.1
P00001HHF | LED Power Inc. | LED Power | DFBL6-48-47”-41K-24V (Std. Power) | Indoor Luminaires | Case Lighting | Vertical Refrigerated Case Luminaires | Standard | TRUE | 984.68 | 65.17 | 15.11 | 12 | 0.95 | 4082 | 83 | 5 | 50000 | 12/20/2013 12:00:00 AM | Not Yet Verified | Not Yet Verified | Not Yet Verified | Qualified with Advance drivers LEDINTA0024V41FO and LED120A0024V33F at 120V | 2.1
P00001HHG | LED Power Inc. | LED Power | DFBL6-48-47”-41K-24V (Low Power) | Indoor Luminaires | Case Lighting | Vertical Refrigerated Case Luminaires | Standard | TRUE | 920.28 | 82.17 | 11.2 | 20 | 0.9238 | 4054 | 82.4 | 5 | 50000 | 12/20/2013 12:00:00 AM | Not Yet Verified | Not Yet Verified | Not Yet Verified |  | 2.1
P00001HHJ | LED Power Inc. | LED Power | DFBL6-72-68"-41K-24V( Low Power) | Indoor Luminaires | Case Lighting | Vertical Refrigerated Case Luminaires | Standard | FALSE | [9 empty] | 12/20/2013 12:00:00 AM | Not Yet Verified | Not Yet Verified | Not Yet Verified |  |  | 1386.34 | 82.52 | 16.8 | 20 | 0.9238 | 4054 | 82.4
P00001HHL | LED Power Inc. | LED Power | SFBL6(R/L)-36-68"-41K-24V( Low Power) | Indoor Luminaires | Case Lighting | Vertical Refrigerated Case Luminaires | Standard | FALSE | [9 empty] | 12/20/2013 12:00:00 AM | Not Yet Verified | Not Yet Verified | Not Yet Verified |  |  | 887.2 | 70.27 | 12.62 | 20.9 | 0.9097 | 4075 | 82.4
P00001HHM | LED Power Inc. | LED Power | DFBL6-60-59"-41K-24V (STD. Power) | Indoor Luminaires | Case Lighting | Vertical Refrigerated Case Luminaires | Standard | FALSE | [9 empty] | 12/20/2013 12:00:00 AM | Not Yet Verified | Not Yet Verified | Not Yet Verified |  |  | 1233 | 65 | 18.97 | 12 | 0.95 | 4082 | 83
P00001HHP | LED Power Inc. | LED Power | SFBL6(R/L)-36-68"-41K-24V (STD. Power) | Indoor Luminaires | Case Lighting | Vertical Refrigerated Case Luminaires | Standard | FALSE | [9 empty] | 12/20/2013 12:00:00 AM | Not Yet Verified | Not Yet Verified | Not Yet Verified |  |  | 1038.65 | 59.48 | 17.46 | 12 | 0.93 | 4043 | 83
P00001HHI | LED Power Inc. | LED Power | DFBL6-60-59"-41K-24V( Low Power) | Indoor Luminaires | Case Lighting | Vertical Refrigerated Case Luminaires | Standard | FALSE | [9 empty] | 12/20/2013 12:00:00 AM | Not Yet Verified | Not Yet Verified | Not Yet Verified |  |  | 1155.25 | 82.52 | 14 | 20 | 0.9238 | 4054 | 82.4
P00001HHK | LED Power Inc. | LED Power | SFBL6(R/L)-30-59"-41K-24V (Low power) | Indoor Luminaires | Case Lighting | Vertical Refrigerated Case Luminaires | Standard | FALSE | [9 empty] | 12/20/2013 12:00:00 AM | Not Yet Verified | Not Yet Verified | Not Yet Verified |  |  | 769.78 | 70.27 | 10.95 | 20.9 | 0.9097 | 4075 | 82.4
P00001HHN | LED Power Inc. | LED Power | DFBL6-72-68"-41K-24V (STD.Power) | Indoor Luminaires | Case Lighting | Vertical Refrigerated Case Luminaires | Standard | FALSE | [9 empty] | 12/20/2013 12:00:00 AM | Not Yet Verified | Not Yet Verified | Not Yet Verified |  |  | 1424.64 | 65 | 21.86 | 12 | 0.95 | 4082 | 83
P00001HHO | LED Power Inc. | LED Power | SFBL6(R/L)-30-59"-41K-24V (STD. Power) | Indoor Luminaires | Case Lighting | Vertical Refrigerated Case Luminaires | Standard | FALSE | [9 empty] | 12/20/2013 12:00:00 AM | Not Yet Verified | Not Yet Verified | Not Yet Verified |  |  | 901.18 | 59.48 | 15.15 | 12 | 0.93 | 4043 | 83
P00001HHS | LED Power Inc. | LED Power Inc. | SB8-1/4W-28K-46”-24V | Indoor Luminaires | Case Lighting | Horizontal Refrigerated Case Luminaires | Standard | TRUE | 768.27 | 53.3 | 14.41 | 18 | 0.93 | 2774 | 84 | 5 | 50000 | 2/8/2014 12:00:00 AM | Not Yet Verified | Not Yet Verified | Not Yet Verified |  | 2.1
P00001HIT | LED Power Inc. | LED Power Inc. | SB8-1/2W-46"-50K-24V | Indoor Luminaires | Case Lighting | Horizontal Refrigerated Case Luminaires | Standard | TRUE | 1082.2 | 59.7 | 18.13 | 18 | 0.94 | 5056 | 85 | 5 | 50000 | 3/21/2014 12:00:00 AM | Not Yet Verified | Not Yet Verified | Not Yet Verified | Qualified with Philips Advance LED120A0024V33F | 2.1
P00001HHT | LED Power Inc. | LED Power Inc. | SB8-1/2W-41K-46”-24V | Indoor Luminaires | Case Lighting | Horizontal Refrigerated Case Luminaires | Standard | TRUE | 910.65 | 68.3 | 13.33 | 19 | 0.93 | 4058 | 83 | 5 | 50000 | 2/8/2014 12:00:00 AM | Not Yet Verified | Not Yet Verified | Not Yet Verified |  | 2.1
P00001HHU | LED Power Inc. | LED Power Inc. | SB8-1/2W-48"-35K-24V | Indoor Luminaires | Case Lighting | Horizontal Refrigerated Case Luminaires | Standard | TRUE | 1078.4 | 48.7 | 22.12 | 11.37 | 0.974 | 3363 | 83.4 | 5 | 50000 | 2/8/2014 12:00:00 AM | Not Yet Verified | Not Yet Verified | Not Yet Verified |  | 2.1
P00001HHR | LED Power Inc. | LED Power Inc. | SB8-1/2W-28K-46”-24V | Indoor Luminaires | Case Lighting | Horizontal Refrigerated Case Luminaires | Standard | TRUE | 829.9 | 64.53 | 12.86 | 19 | 0.92 | 2839 | 82.9 | 5 | 50000 | 2/8/2014 12:00:00 AM | Not Yet Verified | Not Yet Verified | Not Yet Verified |  | 2.1
P00001HHV | LED Power Inc. | LED Power Inc. | SB8-1/2W-48”-28K | Indoor Luminaires | Case Lighting | Horizontal Refrigerated Case Luminaires | Standard | FALSE | [9 empty] | 2/8/2014 12:00:00 AM | Not Yet Verified | Not Yet Verified | Not Yet Verified |  |  | 866 | 65 | 13.4 | 19 | 0.92 | 2839 | 83
P00001HHX | LED Power Inc. | LED Power Inc. | SB8-1/2W-66”-28K | Indoor Luminaires | Case Lighting | Horizontal Refrigerated Case Luminaires | Standard | FALSE | [9 empty] | 2/8/2014 12:00:00 AM | Not Yet Verified | Not Yet Verified | Not Yet Verified |  |  | 1190.75 | 65 | 18.42 | 19 | 0.92 | 2839 | 83
P00001HI0 | LED Power Inc. | LED Power Inc. | SB8-1/2W-60”-30K | Indoor Luminaires | Case Lighting | Horizontal Refrigerated Case Luminaires | Standard | FALSE | [9 empty] | 2/8/2014 12:00:00 AM | Not Yet Verified | Not Yet Verified | Not Yet Verified |  |  | 1075.25 | 65 | 16.49 | 19 | 0.92 | 2974 | 83
P00001HI3 | LED Power Inc. | LED Power Inc. | SB8-1/2W-48”-35K | Indoor Luminaires | Case Lighting | Horizontal Refrigerated Case Luminaires | Standard | FALSE | [9 empty] | 2/8/2014 12:00:00 AM | Not Yet Verified | Not Yet Verified | Not Yet Verified |  |  | 962.43 | 69 | 14 | 19 | 0.93 | 3481 | 84
P00001HI4 | LED Power Inc. | LED Power Inc. | SB8-1/2W-60”-35K | Indoor Luminaires | Case Lighting | Horizontal Refrigerated Case Luminaires | Standard | FALSE | [9 empty] | 2/8/2014 12:00:00 AM | Not Yet Verified | Not Yet Verified | Not Yet Verified |  |  | 1203 | 69 | 17.49 | 19 | 0.93 | 3481 | 84
P00001HI5 | LED Power Inc. | LED Power Inc. | SB8-1/2W-66”-35K | Indoor Luminaires | Case Lighting | Horizontal Refrigerated Case Luminaires | Standard | FALSE | [9 empty] | 2/8/2014 12:00:00 AM | Not Yet Verified | Not Yet Verified | Not Yet Verified |  |  | 1323.34 | 69 | 19.25 | 19 | 0.93 | 3481 | 84
P00001HI6 | LED Power Inc. | LED Power Inc. | SB8-1/2W-48”-41K | Indoor Luminaires | Case Lighting | Horizontal Refrigerated Case Luminaires | Standard | FALSE | [9 empty] | 2/8/2014 12:00:00 AM | Not Yet Verified | Not Yet Verified | Not Yet Verified |  |  | 950 | 68 | 13.9 | 19 | 0.93 | 4058 | 83
P00001HI8 | LED Power Inc. | LED Power Inc. | SB8-1/2W-66”-41K | Indoor Luminaires | Case Lighting | Horizontal Refrigerated Case Luminaires | Standard | FALSE | [9 empty] | 2/8/2014 12:00:00 AM | Not Yet Verified | Not Yet Verified | Not Yet Verified |  |  | 1306.25 | 68 | 19.11 | 19 | 0.93 | 4058 | 83
P00001HIF | LED Power Inc. | LED Power Inc. | SB12-1/2W-60”-28K-120D | Indoor Luminaires | Case Lighting | Horizontal Refrigerated Case Luminaires | Standard | FALSE | [9 empty] | 2/8/2014 12:00:00 AM | Not Yet Verified | Not Yet Verified | Not Yet Verified |  |  | 1497.97 | 69.15 | 21.66 | 18.8 | 0.9358 | 2706 | 84.02
P00001HIH | LED Power Inc. | LED Power Inc. | SB12-1/2W-48”-35K-120D | Indoor Luminaires | Case Lighting | Horizontal Refrigerated Case Luminaires | Standard | FALSE | [9 empty] | 2/8/2014 12:00:00 AM | Not Yet Verified | Not Yet Verified | Not Yet Verified |  |  | 1581.43 | 56.12 | 28.18 | 11 | 0.9812 | 3575 | 85.79
P00001HIJ | LED Power Inc. | LED Power Inc. | SB12-1/2W-66”-35K-120D | Indoor Luminaires | Case Lighting | Horizontal Refrigerated Case Luminaires | Standard | FALSE | [9 empty] | 2/8/2014 12:00:00 AM | Not Yet Verified | Not Yet Verified | Not Yet Verified |  |  | 2174.47 | 56.12 | 38.75 | 11 | 0.9812 | 3575 | 85.79
P00001HIN | LED Power Inc. | LED Power Inc. | SB12-1/2W-48”-30K-30D | Indoor Luminaires | Case Lighting | Horizontal Refrigerated Case Luminaires | Standard | FALSE | [9 empty] | 2/8/2014 12:00:00 AM | Not Yet Verified | Not Yet Verified | Not Yet Verified |  |  | 1687.91 | 63.36 | 26.64 | 11.6 | 0.9795 | 3151 | 84.8
P00001HIO | LED Power Inc. | LED Power Inc. | SB12-1/2W-60”-30K-30D | Indoor Luminaires | Case Lighting | Horizontal Refrigerated Case Luminaires | Standard | FALSE | [9 empty] | 2/8/2014 12:00:00 AM | Not Yet Verified | Not Yet Verified | Not Yet Verified |  |  | 2109.88 | 63.36 | 33.3 | 11.6 | 0.9795 | 3151 | 84.8
P00001HIQ | LED Power Inc. | LED Power Inc. | SB12-1/2W-48”-30K-45D | Indoor Luminaires | Case Lighting | Horizontal Refrigerated Case Luminaires | Standard | FALSE | [9 empty] | 2/8/2014 12:00:00 AM | Not Yet Verified | Not Yet Verified | Not Yet Verified |  |  | 1661.32 | 59.09 | 28.11 | 11.2 | 0.9813 | 3165 | 85
P00001HIU | LED Power Inc. | LED Power Inc. | SB8-1/2W-48”-50K | Indoor Luminaires | Case Lighting | Horizontal Refrigerated Case Luminaires | Standard | FALSE | [9 empty] | 3/24/2014 12:00:00 AM | Not Yet Verified | Not Yet Verified | Not Yet Verified |  |  | 1129.38 | 59.7 | 18.92 | 18 | 0.94 | 5056 | 85
P00001HIZ | LED Power Inc. | LED Power Inc. | SB12-1/2W-66”-50K-120D | Indoor Luminaires | Case Lighting | Horizontal Refrigerated Case Luminaires | Standard | FALSE | [9 empty] | 3/24/2014 12:00:00 AM | Not Yet Verified | Not Yet Verified | Not Yet Verified |  |  | 2329.35 | 59.7 | 39.02 | 18 | 0.94 | 5056 | 85
P00001HIY | LED Power Inc. | LED Power Inc. | SB12-1/2W-60”-50K-120D | Indoor Luminaires | Case Lighting | Horizontal Refrigerated Case Luminaires | Standard | FALSE | [9 empty] | 3/24/2014 12:00:00 AM | Not Yet Verified | Not Yet Verified | Not Yet Verified |  |  | 2117.59 | 59.7 | 35.48 | 18 | 0.94 | 5056 | 85
P00001HI1 | LED Power Inc. | LED Power Inc. | SB8-1/2W-66”-30K | Indoor Luminaires | Case Lighting | Horizontal Refrigerated Case Luminaires | Standard | FALSE | [9 empty] | 2/8/2014 12:00:00 AM | Not Yet Verified | Not Yet Verified | Not Yet Verified |  |  | 1182.77 | 65 | 18.14 | 19 | 0.92 | 2974 | 83
P00001HIS | LED Power Inc. | LED Power Inc. | SB12-1/2W-66”-30K-45D | Indoor Luminaires | Case Lighting | Horizontal Refrigerated Case Luminaires | Standard | FALSE | [9 empty] | 2/8/2014 12:00:00 AM | Not Yet Verified | Not Yet Verified | Not Yet Verified |  |  | 2284.31 | 59.1 | 38.65 | 11.2 | 0.9813 | 3165 | 85
P00001HIC | LED Power Inc. | LED Power Inc. | SB8-1/4W-48”-35K | Indoor Luminaires | Case Lighting | Horizontal Refrigerated Case Luminaires | Standard | FALSE | [9 empty] | 2/8/2014 12:00:00 AM | Not Yet Verified | Not Yet Verified | Not Yet Verified |  |  | 541.51 | 49.81 | 10.87 | 14.2 | 0.9161 | 3428 | 83.81
P00001HIK | LED Power Inc. | LED Power Inc. | SB12-1/2W-48”-41K-120D | Indoor Luminaires | Case Lighting | Horizontal Refrigerated Case Luminaires | Standard | FALSE | [9 empty] | 2/8/2014 12:00:00 AM | Not Yet Verified | Not Yet Verified | Not Yet Verified |  |  | 1524.9 | 56.05 | 27.21 | 11 | 0.98 | 4090 | 88
P00001HHW | LED Power Inc. | LED Power Inc. | SB8-1/2W-60”-28K | Indoor Luminaires | Case Lighting | Horizontal Refrigerated Case Luminaires | Standard | FALSE | [9 empty] | 2/8/2014 12:00:00 AM | Not Yet Verified | Not Yet Verified | Not Yet Verified |  |  | 1082.5 | 65 | 16.75 | 19 | 0.92 | 2839 | 83
P00001HIA | LED Power Inc. | LED Power Inc. | SB8-1/4W-60”-28K | Indoor Luminaires | Case Lighting | Horizontal Refrigerated Case Luminaires | Standard | FALSE | [9 empty] | 2/8/2014 12:00:00 AM | Not Yet Verified | Not Yet Verified | Not Yet Verified |  |  | 1002.12 | 53.3 | 18.8 | 18 | 0.93 | 2774 | 84
P00001HIG | LED Power Inc. | LED Power Inc. | SB12-1/2W-66”-28K-120D | Indoor Luminaires | Case Lighting | Horizontal Refrigerated Case Luminaires | Standard | FALSE | [9 empty] | 2/8/2014 12:00:00 AM | Not Yet Verified | Not Yet Verified | Not Yet Verified |  |  | 1647.77 | 69.15 | 23.83 | 18.8 | 0.9358 | 2706 | 84.02
P00001HI2 | LED Power Inc. | LED Power Inc. | SB8-1/2W-46”-35K | Indoor Luminaires | Case Lighting | Horizontal Refrigerated Case Luminaires | Standard | FALSE | [9 empty] | 2/8/2014 12:00:00 AM | Not Yet Verified | Not Yet Verified | Not Yet Verified |  |  | 922.33 | 69 | 13.45 | 19 | 0.93 | 3481 | 84
P00001HI7 | LED Power Inc. | LED Power Inc. | SB8-1/2W-60”-41K | Indoor Luminaires | Case Lighting | Horizontal Refrigerated Case Luminaires | Standard | FALSE | [9 empty] | 2/8/2014 12:00:00 AM | Not Yet Verified | Not Yet Verified | Not Yet Verified |  |  | 1187 | 68 | 17.4 | 19 | 0.93 | 4058 | 83
P00001HIR | LED Power Inc. | LED Power Inc. | SB12-1/2W-60”-30K-45D | Indoor Luminaires | Case Lighting | Horizontal Refrigerated Case Luminaires | Standard | FALSE | [9 empty] | 2/8/2014 12:00:00 AM | Not Yet Verified | Not Yet Verified | Not Yet Verified |  |  | 2076.65 | 59.09 | 35.14 | 11.2 | 0.9813 | 3165 | 85
P00001HIW | LED Power Inc. | LED Power Inc. | SB8-1/2W-66”-50K | Indoor Luminaires | Case Lighting | Horizontal Refrigerated Case Luminaires | Standard | FALSE | [9 empty] | 3/24/2014 12:00:00 AM | Not Yet Verified | Not Yet Verified | Not Yet Verified |  |  | 1552.91 | 59.7 | 26.01 | 18 | 0.94 | 5056 | 85
P00001HIX | LED Power Inc. | LED Power Inc. | SB12-1/2W-48”-50K-120D | Indoor Luminaires | Case Lighting | Horizontal Refrigerated Case Luminaires | Standard | FALSE | [9 empty] | 3/24/2014 12:00:00 AM | Not Yet Verified | Not Yet Verified | Not Yet Verified |  |  | 1694.07 | 59.7 | 28.38 | 18 | 0.94 | 5056 | 85
P00001HHY | LED Power Inc. | LED Power Inc. | SB8-1/2W-46”-30K | Indoor Luminaires | Case Lighting | Horizontal Refrigerated Case Luminaires | Standard | FALSE | [9 empty] | 2/8/2014 12:00:00 AM | Not Yet Verified | Not Yet Verified | Not Yet Verified |  |  | 824.35 | 65 | 12.64 | 19 | 0.92 | 2974 | 83
P00001HIB | LED Power Inc. | LED Power Inc. | SB8-1/4W-46”-35K | Indoor Luminaires | Case Lighting | Horizontal Refrigerated Case Luminaires | Standard | FALSE | [9 empty] | 2/8/2014 12:00:00 AM | Not Yet Verified | Not Yet Verified | Not Yet Verified |  |  | 518.95 | 49.8 | 10.42 | 14.2 | 0.9161 | 3428 | 83.81
P00001HID | LED Power Inc. | LED Power Inc. | SB8-1/4W-60”-35K | Indoor Luminaires | Case Lighting | Horizontal Refrigerated Case Luminaires | Standard | FALSE | [9 empty] | 2/8/2014 12:00:00 AM | Not Yet Verified | Not Yet Verified | Not Yet Verified |  |  | 676.89 | 49.8 | 13.59 | 14.2 | 0.9161 | 3428 | 83.81
P00001HIE | LED Power Inc. | LED Power Inc. | SB12-1/2W-48”-28K-120D | Indoor Luminaires | Case Lighting | Horizontal Refrigerated Case Luminaires | Standard | FALSE | [9 empty] | 2/8/2014 12:00:00 AM | Not Yet Verified | Not Yet Verified | Not Yet Verified |  |  | 1198.38 | 69.15 | 17.33 | 18.8 | 0.9358 | 2706 | 84.02
P00001HII | LED Power Inc. | LED Power Inc. | SB12-1/2W-60”-35K-120D | Indoor Luminaires | Case Lighting | Horizontal Refrigerated Case Luminaires | Standard | FALSE | [9 empty] | 2/8/2014 12:00:00 AM | Not Yet Verified | Not Yet Verified | Not Yet Verified |  |  | 1976.78 | 56.11 | 35.23 | 11 | 0.9812 | 3575 | 85.79
P00001HIL | LED Power Inc. | LED Power Inc. | SB12-1/2W-60”-41K-120D | Indoor Luminaires | Case Lighting | Horizontal Refrigerated Case Luminaires | Standard | FALSE | [9 empty] | 2/8/2014 12:00:00 AM | Not Yet Verified | Not Yet Verified | Not Yet Verified |  |  | 1906.12 | 56.02 | 34.02 | 11 | 0.98 | 4090 | 88
P00001HIM | LED Power Inc. | LED Power Inc. | SB12-1/2W-66”-41K-120D | Indoor Luminaires | Case Lighting | Horizontal Refrigerated Case Luminaires | Standard | FALSE | [9 empty] | 2/8/2014 12:00:00 AM | Not Yet Verified | Not Yet Verified | Not Yet Verified |  |  | 2096.74 | 56.05 | 37.41 | 11 | 0.98 | 4090 | 88
P00001HIP | LED Power Inc. | LED Power Inc. | SB12-1/2W-66”-30K-30D | Indoor Luminaires | Case Lighting | Horizontal Refrigerated Case Luminaires | Standard | FALSE | [9 empty] | 2/8/2014 12:00:00 AM | Not Yet Verified | Not Yet Verified | Not Yet Verified |  |  | 2320.87 | 63.36 | 36.63 | 11.6 | 0.9795 | 3151 | 84.8
P00001HIV | LED Power Inc. | LED Power Inc. | SB8-1/2W-60”-50K | Indoor Luminaires | Case Lighting | Horizontal Refrigerated Case Luminaires | Standard | FALSE | [9 empty] | 3/24/2014 12:00:00 AM | Not Yet Verified | Not Yet Verified | Not Yet Verified |  |  | 1411.73 | 59.7 | 23.65 | 18 | 0.94 | 5056 | 85
P00001HHZ | LED Power Inc. | LED Power Inc. | SB8-1/2W-48”-30K | Indoor Luminaires | Case Lighting | Horizontal Refrigerated Case Luminaires | Standard | FALSE | [9 empty] | 2/8/2014 12:00:00 AM | Not Yet Verified | Not Yet Verified | Not Yet Verified |  |  | 860.2 | 65 | 13.19 | 19 | 0.92 | 2974 | 83
P00001HI9 | LED Power Inc. | LED Power Inc. | SB8-1/4W-48”-28K | Indoor Luminaires | Case Lighting | Horizontal Refrigerated Case Luminaires | Standard | FALSE | [9 empty] | 2/8/2014 12:00:00 AM | Not Yet Verified | Not Yet Verified | Not Yet Verified |  |  | 801.7 | 53.3 | 15.04 | 18 | 0.93 | 2774 | 84
PWMD536Y | LED Power Inc. | LED POWER INC | RB26LP6-1/2W-4'-41K-24V [120V ONLY] | Indoor Luminaires | Case Lighting | Vertical Refrigerated Case Luminaires | Standard | TRUE | 1363 | 87.8 | 15.52 | 22.8 | 0.917 | 4064 | 83.8 | 5 | 50000 | 12/15/2015 12:00:00 AM | Dimmable | Continuous Above 10 | No | Qualified using PHILIPS ADVANCE LEDINTA0024V41FO driver ONLY | 3.1 | 1299 | 80.4 | 16.16 | 21 | 0.959 | 4064 | 83.8
PPBB61ZN | LED Power Inc. | LED POWER INC | RB26LP6-1/2W-4'-50K-24V | Indoor Luminaires | Case Lighting | Vertical Refrigerated Case Luminaires | Standard | TRUE | 1062.35 | 79 | 13.38 | 21 | 0.92 | 4839 | 84 | 5 | 50000 | 12/15/2015 12:00:00 AM | Dimmable | Continuous Above 10 | No | Qualified using PHILIPS ADVANCE LED120A0024V33F Driver ONLY | 3.1 | 1062.35 | 79 | 13.38 | 21 | 0.92 | 4839 | 84
PVSJ8WEF | LED Power Inc. | LED POWER INC | RB26LP6-1/2W-5'-41K-24V [120V ONLY] | Indoor Luminaires | Case Lighting | Vertical Refrigerated Case Luminaires | Standard | FALSE | [9 empty] | 12/15/2015 12:00:00 AM | Dimmable | Continuous Above 10 | No | Qualified using PHILIPS ADVANCE LEDINTA0024V41FO driver ONLY |  | 1624 | 80.4 | 20.2 | 21 | 0.959 | 4064 | 83.8
P7S56CEZ | LED Power Inc. | LED POWER INC | RB26LP6-1/2W-6'-50K-24V | Indoor Luminaires | Case Lighting | Vertical Refrigerated Case Luminaires | Standard | FALSE | [9 empty] | 12/15/2015 12:00:00 AM | Dimmable | Continuous Above 10 | No | Qualified using PHILIPS ADVANCE LED120A0024V33F Driver ONLY |  | 1779.12 | 79 | 20.07 | 21 | 0.92 | 4839 | 84
PNH2K93W | LED Power Inc. | LED POWER INC | RB26LP6-1/2W-6'-41K-24V [120V ONLY] | Indoor Luminaires | Case Lighting | Vertical Refrigerated Case Luminaires | Standard | FALSE | [9 empty] | 12/15/2015 12:00:00 AM | Dimmable | Continuous Above 10 | No | Qualified using PHILIPS ADVANCE LEDINTA0024V41FO driver ONLY |  | 1948 | 80.4 | 24.24 | 21 | 0.959 | 4064 | 83.8
PRS94JQ1 | LED Power Inc. | LED POWER INC | RB26LP6-1/2W-5'-50K-24V | Indoor Luminaires | Case Lighting | Vertical Refrigerated Case Luminaires | Standard | FALSE | [9 empty] | 12/15/2015 12:00:00 AM | Dimmable | Continuous Above 10 | No | Qualified using PHILIPS ADVANCE LED120A0024V33F Driver ONLY |  | 1383.76 | 79 | 16.73 | 21 | 0.92 | 4839 | 84
P00001K3J | LEDingEdge Lighting, Inc. | LEDingEdge | MIN36-4521S-24V-45-35K-C (120V only) | Indoor Luminaires | Case Lighting | Display Case Luminaires | Standard | TRUE | 1559 | 58.2 | 26.79 | 17.6 | 0.953 | 3453 | 82.8 | 5 | 50000 | 5/10/2014 12:00:00 AM | Not Yet Verified | Not Yet Verified | Not Yet Verified | 120V only. Product only qualified with Mean Well PLN-100-24 driver. | 2.1 |  | 85 |  |  |  | 3500 | 82.8
PNTT5M9P | LEDingEdge Lighting, Inc. | Mini-ORION Low Voltage Luminaires | MIN1865-T-12V-23-230-35K-C | Indoor Luminaires | Case Lighting | Horizontal Refrigerated Case Luminaires | Standard | TRUE | 4117 | 81 | 50.8 | 20.6 | 0.881 | 3455 | 83.4 | 5 | 50000 | 12/15/2015 12:00:00 AM | Dimmable | Continuous Below 10 | Not Yet Verified | Min- Ten 23" luminaires @ 5 watts per LED luminaire = 50w powered with LPF-60w-12v LED Driver | 3.1 | 3349 | 66.98 | 50 | 20.6 | 0.881 | 3427 | 85.9
P8F12WNK | LEDingEdge Lighting, Inc. | Mini-ORION Low Voltage Luminaires | MIN3665-T-24V-56-168-35K-C | Indoor Luminaires | Case Lighting | Display Case Luminaires | Standard | TRUE | 5250 | 71.8 | 73.12 | 6.74 | 0.997 | 3472 | 84.3 | 5 | 50000 | 11/25/2015 12:00:00 AM | Dimmable | Continuous Below 10 | Not Yet Verified | Min-Three 56" luminaire @ 25 watts per LED luminaire = 75w with PLN-100w-24v LED Driver | 3 | 5250 | 70.33 | 74.65 | 15.4 | 0.887 | 3472 | 84.3
P9V3S3Y8 | LEDingEdge Lighting, Inc. | Mini-ORION Low Voltage Luminaires | MIN3665-T-24V-45-180-50K-C | Indoor Luminaires | Case Lighting | Display Case Luminaires | Standard | TRUE | 5170 | 92.3 | 56 | 20.6 | 0.881 | 5192 | 86.2 | 5 | 50000 | 11/25/2015 12:00:00 AM | Dimmable | Continuous Below 10 | Not Yet Verified | Min-Four 45" luminaires @ 20 watts per LED luminaire = 80w with PLN-100w-24v LED Driver | 3.1 | 5599.9 | 70 | 80 | 15.4 | 0.887 | 5000 | 84.3
PQ5MPDT5 | LEDingEdge Lighting, Inc. | Mini-ORION Low Voltage Luminaires | MIN1865-T-12V-23-230-35K-C | Indoor Luminaires | Case Lighting | Display Case Luminaires | Standard | TRUE | 4117 | 81 | 50.8 | 20.6 | 0.881 | 3455 | 83.4 | 5 | 50000 | 11/25/2015 12:00:00 AM | Dimmable | Continuous Below 10 | Not Yet Verified | Min- Ten 23" luminaires @ 5 watts per LED luminaire = 50w powered with LPF-60w-12v LED Driver | 3 | 3349 | 66.98 | 50 | 20.6 | 0.881 | 3427 | 85.9
P9Y5E1SX | LEDingEdge Lighting, Inc. | Mini-ORION Low Voltage Luminaires | MIN1865-T-12V-23-230-35K-C | Indoor Luminaires | Case Lighting | Vertical Refrigerated Case Luminaires | Standard | TRUE | 4117 | 81 | 50.8 | 20.6 | 0.881 | 3455 | 83.4 | 5 | 50000 | 12/15/2015 12:00:00 AM | Dimmable | Continuous Below 10 | Not Yet Verified | Min- Ten 23" luminaires @ 5 watts per LED luminaire = 50w powered with LPF-60w-12v LED Driver | 3.1 | 3349 | 66.98 | 50 | 20.6 | 0.881 | 3427 | 85.9
PZ3W8DRC | LEDingEdge Lighting, Inc. | Mini-ORION Low Voltage Luminaires | MIN3665-T-24V-23-184-35K-C | Indoor Luminaires | Case Lighting | Vertical Refrigerated Case Luminaires | Standard | FALSE | [9 empty] | 12/15/2015 12:00:00 AM | Dimmable | Continuous Below 10 | Not Yet Verified | Min-Eight 23" luminaires @ 10 watts per LED luminaire = 80w with PLN-100w-24v LED Driver |  | 5599.9 | 70 | 80 | 15.4 | 0.887 | 3472 | 84.3
PBHGWGSG | LEDingEdge Lighting, Inc. | Mini-ORION Low Voltage Luminaires | MIN3665-T-12V-23-115-35K-C | Indoor Luminaires | Case Lighting | Horizontal Refrigerated Case Luminaires | Standard | FALSE | [9 empty] | 12/15/2015 12:00:00 AM | Dimmable | Continuous Below 10 | Not Yet Verified | Min-Five 23" luminaires @ 10 watts per LED luminaire = 50w with LPF-60w-12v LED Driver |  | 3349 | 69.63 | 48.1 | 20.6 | 0.881 | 3427 | 85.9
P9GATWVX | LEDingEdge Lighting, Inc. | Mini-ORION Low Voltage Luminaires | MIN3665-T-12V-23-115-40K-C | Indoor Luminaires | Case Lighting | Horizontal Refrigerated Case Luminaires | Standard | FALSE | [9 empty] | 12/15/2015 12:00:00 AM | Dimmable | Continuous Below 10 | Not Yet Verified | Min-Five 23" luminaires @ 10 watts per LED luminaire = 50w with LPF-60w-12v LED Driver |  | 3349 | 66.98 | 50 | 20.6 | 0.881 | 4000 | 85.9
P4XM2SKZ | LEDingEdge Lighting, Inc. | Mini-ORION Low Voltage Luminaires | MIN1865-T-12V-23-230-50K-C | Indoor Luminaires | Case Lighting | Horizontal Refrigerated Case Luminaires | Standard | FALSE | [9 empty] | 12/15/2015 12:00:00 AM | Dimmable | Continuous Below 10 | Not Yet Verified | Min- Ten 23" luminaires @ 5 watts per LED luminaire = 50w powered with LPF-60w-12v LED Driver |  | 3349 | 66.98 | 50 | 20.6 | 0.881 | 5000 | 85.9
PQBZR929 | LEDingEdge Lighting, Inc. | Mini-ORION Low Voltage Luminaires | MIN1865-T-24V-23-368-50K-C | Indoor Luminaires | Case Lighting | Vertical Refrigerated Case Luminaires | Standard | FALSE | [9 empty] | 12/15/2015 12:00:00 AM | Dimmable | Continuous Below 10 | Not Yet Verified | Min-Sixteen 23" luminaires @ 5 watts per LED luminaire = 80 watts with PLN-100w-24v LED Driver |  | 5599.9 | 70 | 80 | 15.4 | 0.887 | 5000 | 84.3
PTQZ15NN | LEDingEdge Lighting, Inc. | Mini-ORION Low Voltage Luminaires | MIN3665-T-24V-45-180-35K-C | Indoor Luminaires | Case Lighting | Vertical Refrigerated Case Luminaires | Standard | FALSE | [9 empty] | 12/15/2015 12:00:00 AM | Dimmable | Continuous Below 10 | Not Yet Verified | Min-Four 45" luminaires @ 20 watts per LED luminaire = 80w with PLN-100w-24v LED Driver |  | 5599.9 | 70 | 80 | 15.4 | 0.887 | 3472 | 84.3
PA1UHAJ6 | LEDingEdge Lighting, Inc. | Mini-ORION Low Voltage Luminaires | MIN3665-T-24V-45-180-50K-C | Indoor Luminaires | Case Lighting | Vertical Refrigerated Case Luminaires | Standard | FALSE | [9 empty] | 12/15/2015 12:00:00 AM | Dimmable | Continuous Below 10 | Not Yet Verified | Min-Four 45" luminaires @ 20 watts per LED luminaire = 80w with PLN-100w-24v LED Driver |  | 5599.9 | 70 | 80 | 15.4 | 0.887 | 5000 | 84.3
PYZ841W1 | LEDingEdge Lighting, Inc. | Mini-ORION Low Voltage Luminaires | MIN1865-T-24V-34-374-40K-C | Indoor Luminaires | Case Lighting | Vertical Refrigerated Case Luminaires | Standard | FALSE | [9 empty] | 12/15/2015 12:00:00 AM | Dimmable | Continuous Below 10 | Not Yet Verified | Min-Eleven 34" luminaires @ 7.5 watts per LED luminaire = 82.5w with PLN-100w-24v LED Driver |  | 5774.9 | 70 | 82.5 | 15.4 | 0.887 | 4000 | 84.3
PYU1XE15 | LEDingEdge Lighting, Inc. | Mini-ORION Low Voltage Luminaires | MIN1865-T-24V-34-374-50K-C | Indoor Luminaires | Case Lighting | Vertical Refrigerated Case Luminaires | Standard | FALSE | [9 empty] | 12/15/2015 12:00:00 AM | Dimmable | Continuous Below 10 | Not Yet Verified | Min-Eleven 34" luminaires @ 7.5 watts per LED luminaire = 82.5w with PLN-100w-24v LED Driver |  | 5774.9 | 70 | 82.5 | 15.4 | 0.887 | 5000 | 84.3
PRYHW6B5 | LEDingEdge Lighting, Inc. | Mini-ORION Low Voltage Luminaires | MIN1865-T-24V-45-360-35K-C | Indoor Luminaires | Case Lighting | Horizontal Refrigerated Case Luminaires | Standard | FALSE | [9 empty] | 12/15/2015 12:00:00 AM | Dimmable | Continuous Below 10 | Not Yet Verified | Min-Eight 45" luminaires @ 10 watts per LED luminaire = 80w with PLN-100w-24v LED Driver |  | 5599.9 | 70 | 80 | 15.4 | 0.887 | 3472 | 84.3
P7YH6F9H | LEDingEdge Lighting, Inc. | Mini-ORION Low Voltage Luminaires | MIN1865-T-24V-45-360-40K-C | Indoor Luminaires | Case Lighting | Horizontal Refrigerated Case Luminaires | Standard | FALSE | [9 empty] | 12/15/2015 12:00:00 AM | Dimmable | Continuous Below 10 | Not Yet Verified | Min-Eight 45" luminaires @ 10 watts per LED luminaire = 80w with PLN-100w-24v LED Driver |  | 5599.9 | 70 | 80 | 15.4 | 0.887 | 4000 | 84.3
PTPYXY9U | LEDingEdge Lighting, Inc. | Mini-ORION Low Voltage Luminaires | MIN1865-T-24V-56-392-50K-C | Indoor Luminaires | Case Lighting | Horizontal Refrigerated Case Luminaires | Standard | FALSE | [9 empty] | 12/15/2015 12:00:00 AM | Dimmable | Continuous Below 10 | Not Yet Verified | Min-Seven 56" luminaires @ 12.5 watts per LED luminaire= 87.5w with PLN-100w-24v LED Driver |  | 6124.9 | 70 | 87.5 | 15.4 | 0.887 | 5000 | 84.3
P2UX2H85 | LEDingEdge Lighting, Inc. | Mini-ORION Low Voltage Luminaires | MIN3665-T-24V-34-204-35K-C | Indoor Luminaires | Case Lighting | Horizontal Refrigerated Case Luminaires | Standard | FALSE | [9 empty] | 12/15/2015 12:00:00 AM | Dimmable | Continuous Below 10 | Not Yet Verified | Min-Six 34" luminaires @ 15 watts per LED luminaire = 90w with PLN-100w-24v LED Driver |  | 6299.9 | 70 | 90 | 15.4 | 0.887 | 3472 | 84.3
P6AHNG4G | LEDingEdge Lighting, Inc. | Mini-ORION Low Voltage Luminaires | MIN1865-T-24V-67-402-35K-C | Indoor Luminaires | Case Lighting | Horizontal Refrigerated Case Luminaires | Standard | FALSE | [9 empty] | 12/15/2015 12:00:00 AM | Dimmable | Continuous Below 10 | Not Yet Verified | Min-Six 67" luminaires @ 15 watts per LED luminaire= 90w with PLN-100w-24v LED Driver |  | 6299.9 | 70 | 90 | 15.4 | 0.887 | 3472 | 84.3
P2THCCM5 | LEDingEdge Lighting, Inc. | Mini-ORION Low Voltage Luminaires | MIN1865-T-24V-67-402-50K-C | Indoor Luminaires | Case Lighting | Horizontal Refrigerated Case Luminaires | Standard | FALSE | [9 empty] | 12/15/2015 12:00:00 AM | Dimmable | Continuous Below 10 | Not Yet Verified | Min-Six 67" luminaires @ 15 watts per LED luminaire= 90w with PLN-100w-24v LED Driver |  | 6299.9 | 70 | 90 | 15.4 | 0.887 | 5000 | 84.3
PJX2CJVH | LEDingEdge Lighting, Inc. | Mini-ORION Low Voltage Luminaires | MIN3665-T-24V-56-168-40K-C | Indoor Luminaires | Case Lighting | Horizontal Refrigerated Case Luminaires | Standard | FALSE | [9 empty] | 12/15/2015 12:00:00 AM | Dimmable | Continuous Below 10 | Not Yet Verified | Min-Three 56" luminaire @ 25 watts per LED luminaire = 75w with PLN-100w-24v LED Driver |  | 5250 | 70 | 75 | 15.4 | 0.887 | 4000 | 84.3
PBFCV7VT | LEDingEdge Lighting, Inc. | Mini-ORION Low Voltage Luminaires | MIN1865-T-24V-23-368-35K-C | Indoor Luminaires | Case Lighting | Horizontal Refrigerated Case Luminaires | Standard | FALSE | [9 empty] | 12/15/2015 12:00:00 AM | Dimmable | Continuous Below 10 | Not Yet Verified | Min-Sixteen 23" luminaires @ 5 watts per LED luminaire = 80 watts with PLN-100w-24v LED Driver |  | 5599.9 | 70 | 80 | 15.4 | 0.887 | 3472 | 84.3
PRWZ97B1 | LEDingEdge Lighting, Inc. | Mini-ORION Low Voltage Luminaires | MIN1865-T-24V-23-368-40K-C | Indoor Luminaires | Case Lighting | Horizontal Refrigerated Case Luminaires | Standard | FALSE | [9 empty] | 12/15/2015 12:00:00 AM | Dimmable | Continuous Below 10 | Not Yet Verified | Min-Sixteen 23" luminaires @ 5 watts per LED luminaire = 80 watts with PLN-100w-24v LED Driver |  | 5599.9 | 70 | 80 | 15.4 | 0.887 | 4000 | 84.3
PCUSGU4N | LEDingEdge Lighting, Inc. | Mini-ORION Low Voltage Luminaires | MIN3665-T-24V-34-204-35K-C | Indoor Luminaires | Case Lighting | Vertical Refrigerated Case Luminaires | Standard | FALSE | [9 empty] | 12/15/2015 12:00:00 AM | Dimmable | Continuous Below 10 | Not Yet Verified | Min-Six 34" luminaires @ 15 watts per LED luminaire = 90w with PLN-100w-24v LED Driver |  | 6299.9 | 70 | 90 | 15.4 | 0.887 | 3472 | 84.3
PEVPEGX3 | LEDingEdge Lighting, Inc. | Mini-ORION Low Voltage Luminaires | MIN1865-T-24V-67-402-35K-C | Indoor Luminaires | Case Lighting | Vertical Refrigerated Case Luminaires | Standard | FALSE | [9 empty] | 12/15/2015 12:00:00 AM | Dimmable | Continuous Below 10 | Not Yet Verified | Min-Six 67" luminaires @ 15 watts per LED luminaire= 90w with PLN-100w-24v LED Driver |  | 6299.9 | 70 | 90 | 15.4 | 0.887 | 3472 | 84.3
PW7ZY8B2 | LEDingEdge Lighting, Inc. | Mini-ORION Low Voltage Luminaires | MIN1865-T-24V-67-402-40K-C | Indoor Luminaires | Case Lighting | Vertical Refrigerated Case Luminaires | Standard | FALSE | [9 empty] | 12/15/2015 12:00:00 AM | Dimmable | Continuous Below 10 | Not Yet Verified | Min-Six 67" luminaires @ 15 watts per LED luminaire= 90w with PLN-100w-24v LED Driver |  | 6299.9 | 70 | 90 | 15.4 | 0.887 | 4000 | 84.3
PD3JYA72 | LEDingEdge Lighting, Inc. | Mini-ORION Low Voltage Luminaires | MIN1865-T-12V-23-230-40K-C | Indoor Luminaires | Case Lighting | Display Case Luminaires | Standard | FALSE | [9 empty] | 11/25/2015 12:00:00 AM | Dimmable | Continuous Below 10 | Not Yet Verified | Min- Ten 23" luminaires @ 5 watts per LED luminaire = 50w powered with LPF-60w-12v LED Driver |  | 3349 | 66.98 | 50 | 20.6 | 0.881 | 4000 | 85.9
P27WX4HV | LEDingEdge Lighting, Inc. | Mini-ORION Low Voltage Luminaires | MIN3665-T-24V-56-168-40K-C | Indoor Luminaires | Case Lighting | Display Case Luminaires | Standard | FALSE | [9 empty] | 11/25/2015 12:00:00 AM | Dimmable | Continuous Below 10 | Not Yet Verified | Min-Three 56" luminaire @ 25 watts per LED luminaire = 75w with PLN-100w-24v LED Driver |  | 5250 | 70 | 75 | 15.4 | 0.887 | 4000 | 84.3
PJU7K57E | LEDingEdge Lighting, Inc. | Mini-ORION Low Voltage Luminaires | MIN3665-T-24V-23-184-35K-C | Indoor Luminaires | Case Lighting | Display Case Luminaires | Standard | FALSE | [9 empty] | 11/25/2015 12:00:00 AM | Dimmable | Continuous Below 10 | Not Yet Verified | Min-Eight 23" luminaires @ 10 watts per LED luminaire = 80w with PLN-100w-24v LED Driver |  | 5599.9 | 70 | 80 | 15.4 | 0.887 | 3472 | 84.3
PMSEHYBG | LEDingEdge Lighting, Inc. | Mini-ORION Low Voltage Luminaires | MIN1865-T-24V-23-368-50K-C | Indoor Luminaires | Case Lighting | Display Case Luminaires | Standard | FALSE | [9 empty] | 11/25/2015 12:00:00 AM | Dimmable | Continuous Below 10 | Not Yet Verified | Min-Sixteen 23" luminaires @ 5 watts per LED luminaire = 80 watts with PLN-100w-24v LED Driver |  | 5599.9 | 70 | 80 | 15.4 | 0.887 | 5000 | 84.3
P4QXF16T | LEDingEdge Lighting, Inc. | Mini-ORION Low Voltage Luminaires | MIN3665-T-24V-23-184-50K-C | Indoor Luminaires | Case Lighting | Display Case Luminaires | Standard | FALSE | [9 empty] | 11/25/2015 12:00:00 AM | Dimmable | Continuous Below 10 | Not Yet Verified | Min-Eight 23" luminaires @ 10 watts per LED luminaire = 80 watts with PLN-100w-24v LED Driver |  | 5599.9 | 70 | 80 | 15.4 | 0.887 | 5000 | 84.3
PTD27W18 | LEDingEdge Lighting, Inc. | Mini-ORION Low Voltage Luminaires | MIN1865-T-24V-45-360-40K-C | Indoor Luminaires | Case Lighting | Display Case Luminaires | Standard | FALSE | [9 empty] | 11/25/2015 12:00:00 AM | Dimmable | Continuous Below 10 | Not Yet Verified | Min-Eight 45" luminaires @ 10 watts per LED luminaire = 80w with PLN-100w-24v LED Driver |  | 5599.9 | 70 | 80 | 15.4 | 0.887 | 4000 | 84.3
PT2EXQH8 | LEDingEdge Lighting, Inc. | Mini-ORION Low Voltage Luminaires | MIN1865-T-24V-67-402-50K-C | Indoor Luminaires | Case Lighting | Vertical Refrigerated Case Luminaires | Standard | FALSE | [9 empty] | 12/15/2015 12:00:00 AM | Dimmable | Continuous Below 10 | Not Yet Verified | Min-Six 67" luminaires @ 15 watts per LED luminaire= 90w with PLN-100w-24v LED Driver |  | 6299.9 | 70 | 90 | 15.4 | 0.887 | 5000 | 84.3
PV8CT3NF | LEDingEdge Lighting, Inc. | Mini-ORION Low Voltage Luminaires | MIN1865-T-12V-23-230-50K-C | Indoor Luminaires | Case Lighting | Vertical Refrigerated Case Luminaires | Standard | FALSE | [9 empty] | 12/15/2015 12:00:00 AM | Dimmable | Continuous Below 10 | Not Yet Verified | Min- Ten 23" luminaires @ 5 watts per LED luminaire = 50w powered with LPF-60w-12v LED Driver |  | 3349 | 66.98 | 50 | 20.6 | 0.881 | 5000 | 85.9
PPARTFYQ | LEDingEdge Lighting, Inc. | Mini-ORION Low Voltage Luminaires | MIN1865-T-24V-23-368-35K-C | Indoor Luminaires | Case Lighting | Vertical Refrigerated Case Luminaires | Standard | FALSE | [9 empty] | 12/15/2015 12:00:00 AM | Dimmable | Continuous Below 10 | Not Yet Verified | Min-Sixteen 23" luminaires @ 5 watts per LED luminaire = 80 watts with PLN-100w-24v LED Driver |  | 5599.9 | 70 | 80 | 15.4 | 0.887 | 3472 | 84.3
PXAZEPX2 | LEDingEdge Lighting, Inc. | Mini-ORION Low Voltage Luminaires | MIN1865-T-24V-34-374-35K-C | Indoor Luminaires | Case Lighting | Vertical Refrigerated Case Luminaires | Standard | FALSE | [9 empty] | 12/15/2015 12:00:00 AM | Dimmable | Continuous Below 10 | Not Yet Verified | Min-Eleven 34" luminaires @ 7.5 watts per LED luminaire = 82.5w with PLN-100w-24v LED Driver |  | 5774.9 | 70 | 82.5 | 15.4 | 0.887 | 3472 | 84.3
P1VUT2BY | LEDingEdge Lighting, Inc. | Mini-ORION Low Voltage Luminaires | MIN3665-T-24V-67-201-35K-C | Indoor Luminaires | Case Lighting | Display Case Luminaires | Standard | FALSE | [9 empty] | 11/25/2015 12:00:00 AM | Dimmable | Continuous Below 10 | Not Yet Verified | Min-Three 67" luminaires @ 30 watts per LED luminaire = 90w with PLN-100w-24v LED Driver |  | 6299.9 | 70 | 90 | 15.4 | 0.887 | 3472 | 84.3
PXC4FMFH | LEDingEdge Lighting, Inc. | Mini-ORION Low Voltage Luminaires | MIN3665-T-12V-23-115-35K-C | Indoor Luminaires | Case Lighting | Display Case Luminaires | Standard | FALSE | [9 empty] | 11/25/2015 12:00:00 AM | Dimmable | Continuous Below 10 | Not Yet Verified | Min-Five 23" luminaires @ 10 watts per LED luminaire = 50w with LPF-60w-12v LED Driver |  | 3349 | 69.63 | 48.1 | 20.6 | 0.881 | 3427 | 85.9
P24VBNCB | LEDingEdge Lighting, Inc. | Mini-ORION Low Voltage Luminaires | MIN3665-T-24V-67-201-40K-C | Indoor Luminaires | Case Lighting | Vertical Refrigerated Case Luminaires | Standard | FALSE | [9 empty] | 12/15/2015 12:00:00 AM | Dimmable | Continuous Below 10 | Not Yet Verified | Min-Three 67" luminaires @ 30 watts per LED luminaire = 90w with PLN-100w-24v LED Driver |  | 6299.9 | 70 | 90 | 15.4 | 0.887 | 4000 | 84.3
PWJG993K | LEDingEdge Lighting, Inc. | Mini-ORION Low Voltage Luminaires | MIN3665-T-24V-56-168-40K-C | Indoor Luminaires | Case Lighting | Vertical Refrigerated Case Luminaires | Standard | FALSE | [9 empty] | 12/15/2015 12:00:00 AM | Dimmable | Continuous Below 10 | Not Yet Verified | Min-Three 56" luminaire @ 25 watts per LED luminaire = 75w with PLN-100w-24v LED Driver |  | 5250 | 70 | 75 | 15.4 | 0.887 | 4000 | 84.3
PGNVYHXN | LEDingEdge Lighting, Inc. | Mini-ORION Low Voltage Luminaires | MIN3665-T-24V-23-184-50K-C | Indoor Luminaires | Case Lighting | Horizontal Refrigerated Case Luminaires | Standard | FALSE | [9 empty] | 12/15/2015 12:00:00 AM | Dimmable | Continuous Below 10 | Not Yet Verified | Min-Eight 23" luminaires @ 10 watts per LED luminaire = 80 watts with PLN-100w-24v LED Driver |  | 5599.9 | 70 | 80 | 15.4 | 0.887 | 5000 | 84.3
PN3X6FKT | LEDingEdge Lighting, Inc. | Mini-ORION Low Voltage Luminaires | MIN3665-T-24V-45-180-35K-C | Indoor Luminaires | Case Lighting | Horizontal Refrigerated Case Luminaires | Standard | FALSE | [9 empty] | 12/15/2015 12:00:00 AM | Dimmable | Continuous Below 10 | Not Yet Verified | Min-Four 45" luminaires @ 20 watts per LED luminaire = 80w with PLN-100w-24v LED Driver |  | 5599.9 | 70 | 80 | 15.4 | 0.887 | 3472 | 84.3
PX4DYCYT | LEDingEdge Lighting, Inc. | Mini-ORION Low Voltage Luminaires | MIN1865-T-24V-23-368-50K-C | Indoor Luminaires | Case Lighting | Horizontal Refrigerated Case Luminaires | Standard | FALSE | [9 empty] | 12/15/2015 12:00:00 AM | Dimmable | Continuous Below 10 | Not Yet Verified | Min-Sixteen 23" luminaires @ 5 watts per LED luminaire = 80 watts with PLN-100w-24v LED Driver |  | 5599.9 | 70 | 80 | 15.4 | 0.887 | 5000 | 84.3
PQ21NM1Z | LEDingEdge Lighting, Inc. | Mini-ORION Low Voltage Luminaires | MIN1865-T-24V-67-402-35K-C | Indoor Luminaires | Case Lighting | Display Case Luminaires | Standard | FALSE | [9 empty] | 11/25/2015 12:00:00 AM | Dimmable | Continuous Below 10 | Not Yet Verified | Min-Six 67" luminaires @ 15 watts per LED luminaire= 90w with PLN-100w-24v LED Driver |  | 6299.9 | 70 | 90 | 15.4 | 0.887 | 3472 | 84.3
PCFGEE3K | LEDingEdge Lighting, Inc. | Mini-ORION Low Voltage Luminaires | MIN1865-T-24V-34-374-35K-C | Indoor Luminaires | Case Lighting | Display Case Luminaires | Standard | FALSE | [9 empty] | 11/25/2015 12:00:00 AM | Dimmable | Continuous Below 10 | Not Yet Verified | Min-Eleven 34" luminaires @ 7.5 watts per LED luminaire = 82.5w with PLN-100w-24v LED Driver |  | 5774.9 | 70 | 82.5 | 15.4 | 0.887 | 3472 | 84.3
PE1H8QQM | LEDingEdge Lighting, Inc. | Mini-ORION Low Voltage Luminaires | MIN1865-T-24V-34-374-50K-C | Indoor Luminaires | Case Lighting | Display Case Luminaires | Standard | FALSE | [9 empty] | 11/25/2015 12:00:00 AM | Dimmable | Continuous Below 10 | Not Yet Verified | Min-Eleven 34" luminaires @ 7.5 watts per LED luminaire = 82.5w with PLN-100w-24v LED Driver |  | 5774.9 | 70 | 82.5 | 15.4 | 0.887 | 5000 | 84.3
PF5PFWBV | LEDingEdge Lighting, Inc. | Mini-ORION Low Voltage Luminaires | MIN3665-T-24V-45-180-50K-C | Indoor Luminaires | Case Lighting | Display Case Luminaires | Standard | FALSE | [9 empty] | 11/25/2015 12:00:00 AM | Dimmable | Continuous Below 10 | Not Yet Verified | Min-Four 45" luminaires @ 20 watts per LED luminaire = 80w with PLN-100w-24v LED Driver |  | 5599.9 | 70 | 80 | 15.4 | 0.887 | 5000 | 84.3
PKJMNV96 | LEDingEdge Lighting, Inc. | Mini-ORION Low Voltage Luminaires | MIN3665-T-24V-56-168-50K-C | Indoor Luminaires | Case Lighting | Display Case Luminaires | Standard | FALSE | [9 empty] | 11/25/2015 12:00:00 AM | Dimmable | Continuous Below 10 | Not Yet Verified | Min-Three 56" luminaire @ 25 watts per LED luminaire = 75w with PLN-100w-24v LED Driver |  | 5250 | 70 | 75 | 15.4 | 0.887 | 5000 | 84.3
PTT8ZMBE | LEDingEdge Lighting, Inc. | Mini-ORION Low Voltage Luminaires | MIN1865-T-24V-67-402-50K-C | Indoor Luminaires | Case Lighting | Display Case Luminaires | Standard | FALSE | [9 empty] | 11/25/2015 12:00:00 AM | Dimmable | Continuous Below 10 | Not Yet Verified | Min-Six 67" luminaires @ 15 watts per LED luminaire= 90w with PLN-100w-24v LED Driver |  | 6299.9 | 70 | 90 | 15.4 | 0.887 | 5000 | 84.3
PX5B1ET4 | LEDingEdge Lighting, Inc. | Mini-ORION Low Voltage Luminaires | MIN1865-T-24V-56-392-40K-C | Indoor Luminaires | Case Lighting | Display Case Luminaires | Standard | FALSE | [9 empty] | 11/25/2015 12:00:00 AM | Dimmable | Continuous Below 10 | Not Yet Verified | Min-Seven 56" luminaires @ 12.5 watts per LED luminaire= 87.5w with PLN-100w-24v LED Driver |  | 5599.9 | 64 | 87.5 | 15.4 | 0.887 | 4000 | 84.3
P3915JHZ | LEDingEdge Lighting, Inc. | Mini-ORION Low Voltage Luminaires | MIN3665-T-24V-67-201-50K-C | Indoor Luminaires | Case Lighting | Display Case Luminaires | Standard | FALSE | [9 empty] | 11/25/2015 12:00:00 AM | Dimmable | Continuous Below 10 | Not Yet Verified | Min-Three 67" luminaires @ 30 watts per LED luminaire = 90w with PLN-100w-24v LED Driver |  | 6299.9 | 70 | 90 | 15.4 | 0.887 | 5000 | 84.3
PPYDWR5K | LEDingEdge Lighting, Inc. | Mini-ORION Low Voltage Luminaires | MIN1865-T-24V-45-360-40K-C | Indoor Luminaires | Case Lighting | Vertical Refrigerated Case Luminaires | Standard | FALSE | [9 empty] | 12/15/2015 12:00:00 AM | Dimmable | Continuous Below 10 | Not Yet Verified | Min-Eight 45" luminaires @ 10 watts per LED luminaire = 80w with PLN-100w-24v LED Driver |  | 5599.9 | 70 | 80 | 15.4 | 0.887 | 4000 | 84.3
PSSERGMJ | LEDingEdge Lighting, Inc. | Mini-ORION Low Voltage Luminaires | MIN3665-T-24V-34-204-50K-C | Indoor Luminaires | Case Lighting | Display Case Luminaires | Standard | FALSE | [9 empty] | 11/25/2015 12:00:00 AM | Dimmable | Continuous Below 10 | Not Yet Verified | Min-Six 34" luminaires @ 15 watts per LED luminaire = 90w with PLN-100w-24v LED Driver |  | 6299.9 | 70 | 90 | 15.4 | 0.887 | 5000 | 84.3
PAW3PVGU | LEDingEdge Lighting, Inc. | Mini-ORION Low Voltage Luminaires | MIN3665-T-24V-23-184-40K-C | Indoor Luminaires | Case Lighting | Vertical Refrigerated Case Luminaires | Standard | FALSE | [9 empty] | 12/15/2015 12:00:00 AM | Dimmable | Continuous Below 10 | Not Yet Verified | Min-Eight 23" luminaires @ 10 watts per LED luminaire = 80 watts with PLN-100w-24v LED Driver |  | 5599.9 | 70 | 80 | 15.4 | 0.887 | 4000 | 84.3
PFN3VKV7 | LEDingEdge Lighting, Inc. | Mini-ORION Low Voltage Luminaires | MIN3665-T-24V-23-184-50K-C | Indoor Luminaires | Case Lighting | Vertical Refrigerated Case Luminaires | Standard | FALSE | [9 empty] | 12/15/2015 12:00:00 AM | Dimmable | Continuous Below 10 | Not Yet Verified | Min-Eight 23" luminaires @ 10 watts per LED luminaire = 80 watts with PLN-100w-24v LED Driver |  | 5599.9 | 70 | 80 | 15.4 | 0.887 | 5000 | 84.3
PRVB5NGK | LEDingEdge Lighting, Inc. | Mini-ORION Low Voltage Luminaires | MIN1865-T-24V-45-360-35K-C | Indoor Luminaires | Case Lighting | Vertical Refrigerated Case Luminaires | Standard | FALSE | [9 empty] | 12/15/2015 12:00:00 AM | Dimmable | Continuous Below 10 | Not Yet Verified | Min-Eight 45" luminaires @ 10 watts per LED luminaire = 80w with PLN-100w-24v LED Driver |  | 5599.9 | 70 | 80 | 15.4 | 0.887 | 3472 | 84.3
P6FD5YYG | LEDingEdge Lighting, Inc. | Mini-ORION Low Voltage Luminaires | MIN3665-T-24V-23-184-35K-C | Indoor Luminaires | Case Lighting | Horizontal Refrigerated Case Luminaires | Standard | FALSE | [9 empty] | 12/15/2015 12:00:00 AM | Dimmable | Continuous Below 10 | Not Yet Verified | Min-Eight 23" luminaires @ 10 watts per LED luminaire = 80w with PLN-100w-24v LED Driver |  | 5599.9 | 70 | 80 | 15.4 | 0.887 | 3472 | 84.3
P2V8ZRSM | LEDingEdge Lighting, Inc. | Mini-ORION Low Voltage Luminaires | MIN1865-T-24V-67-402-40K-C | Indoor Luminaires | Case Lighting | Horizontal Refrigerated Case Luminaires | Standard | FALSE | [9 empty] | 12/15/2015 12:00:00 AM | Dimmable | Continuous Below 10 | Not Yet Verified | Min-Six 67" luminaires @ 15 watts per LED luminaire= 90w with PLN-100w-24v LED Driver |  | 6299.9 | 70 | 90 | 15.4 | 0.887 | 4000 | 84.3
P23C5V2H | LEDingEdge Lighting, Inc. | Mini-ORION Low Voltage Luminaires | MIN1865-T-12V-23-230-40K-C | Indoor Luminaires | Case Lighting | Horizontal Refrigerated Case Luminaires | Standard | FALSE | [9 empty] | 12/15/2015 12:00:00 AM | Dimmable | Continuous Below 10 | Not Yet Verified | Min- Ten 23" luminaires @ 5 watts per LED luminaire = 50w powered with LPF-60w-12v LED Driver |  | 3349 | 66.98 | 50 | 20.6 | 0.881 | 4000 | 85.9
PVNRFV4F | LEDingEdge Lighting, Inc. | Mini-ORION Low Voltage Luminaires | MIN3665-T-24V-56-168-35K-C | Indoor Luminaires | Case Lighting | Horizontal Refrigerated Case Luminaires | Standard | FALSE | [9 empty] | 12/15/2015 12:00:00 AM | Dimmable | Continuous Below 10 | Not Yet Verified | Min-Three 56" luminaire @ 25 watts per LED luminaire = 75w with PLN-100w-24v LED Driver |  | 5250 | 70.33 | 74.65 | 15.4 | 0.887 | 3472 | 84.3
PK9SX3HB | LEDingEdge Lighting, Inc. | Mini-ORION Low Voltage Luminaires | MIN3665-T-24V-56-168-50K-C | Indoor Luminaires | Case Lighting | Horizontal Refrigerated Case Luminaires | Standard | FALSE | [9 empty] | 12/15/2015 12:00:00 AM | Dimmable | Continuous Below 10 | Not Yet Verified | Min-Three 56" luminaire @ 25 watts per LED luminaire = 75w with PLN-100w-24v LED Driver |  | 5250 | 70 | 75 | 15.4 | 0.887 | 5000 | 84.3
PUHQNAPU | LEDingEdge Lighting, Inc. | Mini-ORION Low Voltage Luminaires | MIN3665-T-24V-23-184-40K-C | Indoor Luminaires | Case Lighting | Horizontal Refrigerated Case Luminaires | Standard | FALSE | [9 empty] | 12/15/2015 12:00:00 AM | Dimmable | Continuous Below 10 | Not Yet Verified | Min-Eight 23" luminaires @ 10 watts per LED luminaire = 80 watts with PLN-100w-24v LED Driver |  | 5599.9 | 70 | 80 | 15.4 | 0.887 | 4000 | 84.3
PG3V5TBA | LEDingEdge Lighting, Inc. | Mini-ORION Low Voltage Luminaires | MIN3665-T-24V-34-204-40K-C | Indoor Luminaires | Case Lighting | Vertical Refrigerated Case Luminaires | Standard | FALSE | [9 empty] | 12/15/2015 12:00:00 AM | Dimmable | Continuous Below 10 | Not Yet Verified | Min-Six 34" luminaires @ 15 watts per LED luminaire = 90w with PLN-100w-24v LED Driver |  | 6299.9 | 70 | 90 | 15.4 | 0.887 | 4000 | 84.3
PM9FVAYJ | LEDingEdge Lighting, Inc. | Mini-ORION Low Voltage Luminaires | MIN3665-T-24V-45-180-40K-C | Indoor Luminaires | Case Lighting | Horizontal Refrigerated Case Luminaires | Standard | FALSE | [9 empty] | 12/15/2015 12:00:00 AM | Dimmable | Continuous Below 10 | Not Yet Verified | Min-Four 45" luminaires @ 20 watts per LED luminaire = 80w with PLN-100w-24v LED Driver |  | 5599.9 | 70 | 80 | 15.4 | 0.887 | 4000 | 84.3
PBS37NAJ | LEDingEdge Lighting, Inc. | Mini-ORION Low Voltage Luminaires | MIN1865-T-24V-34-374-35K-C | Indoor Luminaires | Case Lighting | Horizontal Refrigerated Case Luminaires | Standard | FALSE | [9 empty] | 12/15/2015 12:00:00 AM | Dimmable | Continuous Below 10 | Not Yet Verified | Min-Eleven 34" luminaires @ 7.5 watts per LED luminaire = 82.5w with PLN-100w-24v LED Driver |  | 5774.9 | 70 | 82.5 | 15.4 | 0.887 | 3472 | 84.3
PZN2BXED | LEDingEdge Lighting, Inc. | Mini-ORION Low Voltage Luminaires | MIN1865-T-24V-34-374-40K-C | Indoor Luminaires | Case Lighting | Horizontal Refrigerated Case Luminaires | Standard | FALSE | [9 empty] | 12/15/2015 12:00:00 AM | Dimmable | Continuous Below 10 | Not Yet Verified | Min-Eleven 34" luminaires @ 7.5 watts per LED luminaire = 82.5w with PLN-100w-24v LED Driver |  | 5774.9 | 70 | 82.5 | 15.4 | 0.887 | 4000 | 84.3
PZBA6NWD | LEDingEdge Lighting, Inc. | Mini-ORION Low Voltage Luminaires | MIN1865-T-24V-34-374-50K-C | Indoor Luminaires | Case Lighting | Horizontal Refrigerated Case Luminaires | Standard | FALSE | [9 empty] | 12/15/2015 12:00:00 AM | Dimmable | Continuous Below 10 | Not Yet Verified | Min-Eleven 34" luminaires @ 7.5 watts per LED luminaire = 82.5w with PLN-100w-24v LED Driver |  | 5774.9 | 70 | 82.5 | 15.4 | 0.887 | 5000 | 84.3
PZMG17QN | LEDingEdge Lighting, Inc. | Mini-ORION Low Voltage Luminaires | MIN1865-T-24V-56-392-35K-C | Indoor Luminaires | Case Lighting | Horizontal Refrigerated Case Luminaires | Standard | FALSE | [9 empty] | 12/15/2015 12:00:00 AM | Dimmable | Continuous Below 10 | Not Yet Verified | Min-Seven 56" luminaires @ 12.5 watts per LED luminaire= 87.5w with PLN-100w-24v LED Driver |  | 6124.9 | 70 | 87.5 | 15.4 | 0.887 | 3472 | 84.3
PSS24K8K | LEDingEdge Lighting, Inc. | Mini-ORION Low Voltage Luminaires | MIN1865-T-24V-56-392-40K-C | Indoor Luminaires | Case Lighting | Horizontal Refrigerated Case Luminaires | Standard | FALSE | [9 empty] | 12/15/2015 12:00:00 AM | Dimmable | Continuous Below 10 | Not Yet Verified | Min-Seven 56" luminaires @ 12.5 watts per LED luminaire= 87.5w with PLN-100w-24v LED Driver |  | 5599.9 | 64 | 87.5 | 15.4 | 0.887 | 4000 | 84.3
PE2HADFN | LEDingEdge Lighting, Inc. | Mini-ORION Low Voltage Luminaires | MIN3665-T-24V-34-204-40K-C | Indoor Luminaires | Case Lighting | Horizontal Refrigerated Case Luminaires | Standard | FALSE | [9 empty] | 12/15/2015 12:00:00 AM | Dimmable | Continuous Below 10 | Not Yet Verified | Min-Six 34" luminaires @ 15 watts per LED luminaire = 90w with PLN-100w-24v LED Driver |  | 6299.9 | 70 | 90 | 15.4 | 0.887 | 4000 | 84.3
PEWFQV6G | LEDingEdge Lighting, Inc. | Mini-ORION Low Voltage Luminaires | MIN3665-T-24V-34-204-50K-C | Indoor Luminaires | Case Lighting | Horizontal Refrigerated Case Luminaires | Standard | FALSE | [9 empty] | 12/15/2015 12:00:00 AM | Dimmable | Continuous Below 10 | Not Yet Verified | Min-Six 34" luminaires @ 15 watts per LED luminaire = 90w with PLN-100w-24v LED Driver |  | 6299.9 | 70 | 90 | 15.4 | 0.887 | 5000 | 84.3
PYMHYWV7 | LEDingEdge Lighting, Inc. | Mini-ORION Low Voltage Luminaires | MIN3665-T-24V-67-201-35K-C | Indoor Luminaires | Case Lighting | Horizontal Refrigerated Case Luminaires | Standard | FALSE | [9 empty] | 12/15/2015 12:00:00 AM | Dimmable | Continuous Below 10 | Not Yet Verified | Min-Three 67" luminaires @ 30 watts per LED luminaire = 90w with PLN-100w-24v LED Driver |  | 6299.9 | 70 | 90 | 15.4 | 0.887 | 3472 | 84.3
PDY3H6UF | LEDingEdge Lighting, Inc. | Mini-ORION Low Voltage Luminaires | MIN3665-T-12V-23-115-35K-C | Indoor Luminaires | Case Lighting | Vertical Refrigerated Case Luminaires | Standard | FALSE | [9 empty] | 12/15/2015 12:00:00 AM | Dimmable | Continuous Below 10 | Not Yet Verified | Min-Five 23" luminaires @ 10 watts per LED luminaire = 50w with LPF-60w-12v LED Driver |  | 3349 | 69.63 | 48.1 | 20.6 | 0.881 | 3427 | 85.9
PR6565UT | LEDingEdge Lighting, Inc. | Mini-ORION Low Voltage Luminaires | MIN1865-T-12V-23-230-40K-C | Indoor Luminaires | Case Lighting | Vertical Refrigerated Case Luminaires | Standard | FALSE | [9 empty] | 12/15/2015 12:00:00 AM | Dimmable | Continuous Below 10 | Not Yet Verified | Min- Ten 23" luminaires @ 5 watts per LED luminaire = 50w powered with LPF-60w-12v LED Driver |  | 3349 | 66.98 | 50 | 20.6 | 0.881 | 4000 | 85.9
PYJ32NNT | LEDingEdge Lighting, Inc. | Mini-ORION Low Voltage Luminaires | MIN3665-T-12V-23-115-40K-C | Indoor Luminaires | Case Lighting | Vertical Refrigerated Case Luminaires | Standard | FALSE | [9 empty] | 12/15/2015 12:00:00 AM | Dimmable | Continuous Below 10 | Not Yet Verified | Min-Five 23" luminaires @ 10 watts per LED luminaire = 50w with LPF-60w-12v LED Driver |  | 3349 | 66.98 | 50 | 20.6 | 0.881 | 4000 | 85.9
PPF4K289 | LEDingEdge Lighting, Inc. | Mini-ORION Low Voltage Luminaires | MIN3665-T-24V-56-168-35K-C | Indoor Luminaires | Case Lighting | Vertical Refrigerated Case Luminaires | Standard | FALSE | [9 empty] | 12/15/2015 12:00:00 AM | Dimmable | Continuous Below 10 | Not Yet Verified | Min-Three 56" luminaire @ 25 watts per LED luminaire = 75w with PLN-100w-24v LED Driver |  | 5250 | 70.33 | 74.65 | 15.4 | 0.887 | 3472 | 84.3
PAUA3NNQ | LEDingEdge Lighting, Inc. | Mini-ORION Low Voltage Luminaires | MIN3665-T-24V-56-168-50K-C | Indoor Luminaires | Case Lighting | Vertical Refrigerated Case Luminaires | Standard | FALSE | [9 empty] | 12/15/2015 12:00:00 AM | Dimmable | Continuous Below 10 | Not Yet Verified | Min-Three 56" luminaire @ 25 watts per LED luminaire = 75w with PLN-100w-24v LED Driver |  | 5250 | 70 | 75 | 15.4 | 0.887 | 5000 | 84.3
P1AWCWTB | LEDingEdge Lighting, Inc. | Mini-ORION Low Voltage Luminaires | MIN1865-T-24V-23-368-40K-C | Indoor Luminaires | Case Lighting | Vertical Refrigerated Case Luminaires | Standard | FALSE | [9 empty] | 12/15/2015 12:00:00 AM | Dimmable | Continuous Below 10 | Not Yet Verified | Min-Sixteen 23" luminaires @ 5 watts per LED luminaire = 80 watts with PLN-100w-24v LED Driver |  | 5599.9 | 70 | 80 | 15.4 | 0.887 | 4000 | 84.3
P16TDZCU | LEDingEdge Lighting, Inc. | Mini-ORION Low Voltage Luminaires | MIN3665-T-24V-45-180-40K-C | Indoor Luminaires | Case Lighting | Vertical Refrigerated Case Luminaires | Standard | FALSE | [9 empty] | 12/15/2015 12:00:00 AM | Dimmable | Continuous Below 10 | Not Yet Verified | Min-Four 45" luminaires @ 20 watts per LED luminaire = 80w with PLN-100w-24v LED Driver |  | 5599.9 | 70 | 80 | 15.4 | 0.887 | 4000 | 84.3
PY3TM8EU | LEDingEdge Lighting, Inc. | Mini-ORION Low Voltage Luminaires | MIN1865-T-24V-45-360-50K-C | Indoor Luminaires | Case Lighting | Vertical Refrigerated Case Luminaires | Standard | FALSE | [9 empty] | 12/15/2015 12:00:00 AM | Dimmable | Continuous Below 10 | Not Yet Verified | Min-Eight 45" luminaires @ 10 watts per LED luminaire = 80w with PLN-100w-24v LED Driver |  | 5599.9 | 70 | 80 | 15.4 | 0.887 | 5000 | 84.3
PWFQ7G3P | LEDingEdge Lighting, Inc. | Mini-ORION Low Voltage Luminaires | MIN1865-T-24V-56-392-35K-C | Indoor Luminaires | Case Lighting | Vertical Refrigerated Case Luminaires | Standard | FALSE | [9 empty] | 12/15/2015 12:00:00 AM | Dimmable | Continuous Below 10 | Not Yet Verified | Min-Seven 56" luminaires @ 12.5 watts per LED luminaire= 87.5w with PLN-100w-24v LED Driver |  | 6124.9 | 70 | 87.5 | 15.4 | 0.887 | 3472 | 84.3
P8UPRVPC | LEDingEdge Lighting, Inc. | Mini-ORION Low Voltage Luminaires | MIN1865-T-24V-56-392-40K-C | Indoor Luminaires | Case Lighting | Vertical Refrigerated Case Luminaires | Standard | FALSE | [9 empty] | 12/15/2015 12:00:00 AM | Dimmable | Continuous Below 10 | Not Yet Verified | Min-Seven 56" luminaires @ 12.5 watts per LED luminaire= 87.5w with PLN-100w-24v LED Driver |  | 5599.9 | 64 | 87.5 | 15.4 | 0.887 | 4000 | 84.3
P9DCMGUR | LEDingEdge Lighting, Inc. | Mini-ORION Low Voltage Luminaires | MIN3665-T-24V-67-201-50K-C | Indoor Luminaires | Case Lighting | Vertical Refrigerated Case Luminaires | Standard | FALSE | [9 empty] | 12/15/2015 12:00:00 AM | Dimmable | Continuous Below 10 | Not Yet Verified | Min-Three 67" luminaires @ 30 watts per LED luminaire = 90w with PLN-100w-24v LED Driver |  | 6299.9 | 70 | 90 | 15.4 | 0.887 | 5000 | 84.3
P2KR5G1W | LEDingEdge Lighting, Inc. | Mini-ORION Low Voltage Luminaires | MIN3665-T-12V-23-115-40K-C | Indoor Luminaires | Case Lighting | Display Case Luminaires | Standard | FALSE | [9 empty] | 11/25/2015 12:00:00 AM | Dimmable | Continuous Below 10 | Not Yet Verified | Min-Five 23" luminaires @ 10 watts per LED luminaire = 50w with LPF-60w-12v LED Driver |  | 3349 | 66.98 | 50 | 20.6 | 0.881 | 4000 | 85.9
P2NMERXQ | LEDingEdge Lighting, Inc. | Mini-ORION Low Voltage Luminaires | MIN1865-T-24V-23-368-35K-C | Indoor Luminaires | Case Lighting | Display Case Luminaires | Standard | FALSE | [9 empty] | 11/25/2015 12:00:00 AM | Dimmable | Continuous Below 10 | Not Yet Verified | Min-Sixteen 23" luminaires @ 5 watts per LED luminaire = 80 watts with PLN-100w-24v LED Driver |  | 5599.9 | 70 | 80 | 15.4 | 0.887 | 3472 | 84.3
PXU7PUR9 | LEDingEdge Lighting, Inc. | Mini-ORION Low Voltage Luminaires | MIN1865-T-24V-23-368-40K-C | Indoor Luminaires | Case Lighting | Display Case Luminaires | Standard | FALSE | [9 empty] | 11/25/2015 12:00:00 AM | Dimmable | Continuous Below 10 | Not Yet Verified | Min-Sixteen 23" luminaires @ 5 watts per LED luminaire = 80 watts with PLN-100w-24v LED Driver |  | 5599.9 | 70 | 80 | 15.4 | 0.887 | 4000 | 84.3
PPYN9MQY | LEDingEdge Lighting, Inc. | Mini-ORION Low Voltage Luminaires | MIN1865-T-24V-45-360-35K-C | Indoor Luminaires | Case Lighting | Display Case Luminaires | Standard | FALSE | [9 empty] | 11/25/2015 12:00:00 AM | Dimmable | Continuous Below 10 | Not Yet Verified | Min-Eight 45" luminaires @ 10 watts per LED luminaire = 80w with PLN-100w-24v LED Driver |  | 5599.9 | 70 | 80 | 15.4 | 0.887 | 3472 | 84.3
P1P8BU6P | LEDingEdge Lighting, Inc. | Mini-ORION Low Voltage Luminaires | MIN3665-T-24V-45-180-35K-C | Indoor Luminaires | Case Lighting | Display Case Luminaires | Standard | FALSE | [9 empty] | 11/25/2015 12:00:00 AM | Dimmable | Continuous Below 10 | Not Yet Verified | Min-Four 45" luminaires @ 20 watts per LED luminaire = 80w with PLN-100w-24v LED Driver |  | 5599.9 | 70 | 80 | 15.4 | 0.887 | 3472 | 84.3
PEJH3VS9 | LEDingEdge Lighting, Inc. | Mini-ORION Low Voltage Luminaires | MIN1865-T-24V-45-360-50K-C | Indoor Luminaires | Case Lighting | Display Case Luminaires | Standard | FALSE | [9 empty] | 11/25/2015 12:00:00 AM | Dimmable | Continuous Below 10 | Not Yet Verified | Min-Eight 45" luminaires @ 10 watts per LED luminaire = 80w with PLN-100w-24v LED Driver |  | 5599.9 | 70 | 80 | 15.4 | 0.887 | 5000 | 84.3
PR8FZP8C | LEDingEdge Lighting, Inc. | Mini-ORION Low Voltage Luminaires | MIN3665-T-24V-34-204-40K-C | Indoor Luminaires | Case Lighting | Display Case Luminaires | Standard | FALSE | [9 empty] | 11/25/2015 12:00:00 AM | Dimmable | Continuous Below 10 | Not Yet Verified | Min-Six 34" luminaires @ 15 watts per LED luminaire = 90w with PLN-100w-24v LED Driver |  | 6299.9 | 70 | 90 | 15.4 | 0.887 | 4000 | 84.3
P6K4RS5V | LEDingEdge Lighting, Inc. | Mini-ORION Low Voltage Luminaires | MIN1865-T-24V-34-374-40K-C | Indoor Luminaires | Case Lighting | Display Case Luminaires | Standard | FALSE | [9 empty] | 11/25/2015 12:00:00 AM | Dimmable | Continuous Below 10 | Not Yet Verified | Min-Eleven 34" luminaires @ 7.5 watts per LED luminaire = 82.5w with PLN-100w-24v LED Driver |  | 5774.9 | 70 | 82.5 | 15.4 | 0.887 | 4000 | 84.3
PHP19ZN9 | LEDingEdge Lighting, Inc. | Mini-ORION Low Voltage Luminaires | MIN1865-T-24V-56-392-35K-C | Indoor Luminaires | Case Lighting | Display Case Luminaires | Standard | FALSE | [9 empty] | 11/25/2015 12:00:00 AM | Dimmable | Continuous Below 10 | Not Yet Verified | Min-Seven 56" luminaires @ 12.5 watts per LED luminaire= 87.5w with PLN-100w-24v LED Driver |  | 6124.9 | 70 | 87.5 | 15.4 | 0.887 | 3472 | 84.3
PQ9YQ7YK | LEDingEdge Lighting, Inc. | Mini-ORION Low Voltage Luminaires | MIN1865-T-24V-56-392-50K-C | Indoor Luminaires | Case Lighting | Display Case Luminaires | Standard | FALSE | [9 empty] | 11/25/2015 12:00:00 AM | Dimmable | Continuous Below 10 | Not Yet Verified | Min-Seven 56" luminaires @ 12.5 watts per LED luminaire= 87.5w with PLN-100w-24v LED Driver |  | 6124.9 | 70 | 87.5 | 15.4 | 0.887 | 5000 | 84.3
PVV1DGA8 | LEDingEdge Lighting, Inc. | Mini-ORION Low Voltage Luminaires | MIN3665-T-24V-34-204-35K-C | Indoor Luminaires | Case Lighting | Display Case Luminaires | Standard | FALSE | [9 empty] | 11/25/2015 12:00:00 AM | Dimmable | Continuous Below 10 | Not Yet Verified | Min-Six 34" luminaires @ 15 watts per LED luminaire = 90w with PLN-100w-24v LED Driver |  | 6299.9 | 70 | 90 | 15.4 | 0.887 | 3472 | 84.3
P4A6SNBF | LEDingEdge Lighting, Inc. | Mini-ORION Low Voltage Luminaires | MIN1865-T-24V-67-402-40K-C | Indoor Luminaires | Case Lighting | Display Case Luminaires | Standard | FALSE | [9 empty] | 11/25/2015 12:00:00 AM | Dimmable | Continuous Below 10 | Not Yet Verified | Min-Six 67" luminaires @ 15 watts per LED luminaire= 90w with PLN-100w-24v LED Driver |  | 6299.9 | 70 | 90 | 15.4 | 0.887 | 4000 | 84.3
P65A1U28 | LEDingEdge Lighting, Inc. | Mini-ORION Low Voltage Luminaires | MIN3665-T-24V-67-201-40K-C | Indoor Luminaires | Case Lighting | Display Case Luminaires | Standard | FALSE | [9 empty] | 11/25/2015 12:00:00 AM | Dimmable | Continuous Below 10 | Not Yet Verified | Min-Three 67" luminaires @ 30 watts per LED luminaire = 90w with PLN-100w-24v LED Driver |  | 6299.9 | 70 | 90 | 15.4 | 0.887 | 4000 | 84.3
P12MY75T | LEDingEdge Lighting, Inc. | Mini-ORION Low Voltage Luminaires | MIN3665-T-24V-67-201-35K-C | Indoor Luminaires | Case Lighting | Vertical Refrigerated Case Luminaires | Standard | FALSE | [9 empty] | 12/15/2015 12:00:00 AM | Dimmable | Continuous Below 10 | Not Yet Verified | Min-Three 67" luminaires @ 30 watts per LED luminaire = 90w with PLN-100w-24v LED Driver |  | 6299.9 | 70 | 90 | 15.4 | 0.887 | 3472 | 84.3
PN5GNTBZ | LEDingEdge Lighting, Inc. | Mini-ORION Low Voltage Luminaires | MIN3665-T-24V-23-184-40K-C | Indoor Luminaires | Case Lighting | Display Case Luminaires | Standard | FALSE | [9 empty] | 11/25/2015 12:00:00 AM | Dimmable | Continuous Below 10 | Not Yet Verified | Min-Eight 23" luminaires @ 10 watts per LED luminaire = 80 watts with PLN-100w-24v LED Driver |  | 5599.9 | 70 | 80 | 15.4 | 0.887 | 4000 | 84.3
PC3BF584 | LEDingEdge Lighting, Inc. | Mini-ORION Low Voltage Luminaires | MIN3665-T-24V-45-180-40K-C | Indoor Luminaires | Case Lighting | Display Case Luminaires | Standard | FALSE | [9 empty] | 11/25/2015 12:00:00 AM | Dimmable | Continuous Below 10 | Not Yet Verified | Min-Four 45" luminaires @ 20 watts per LED luminaire = 80w with PLN-100w-24v LED Driver |  | 5599.9 | 70 | 80 | 15.4 | 0.887 | 4000 | 84.3
P4KHF4P1 | LEDingEdge Lighting, Inc. | Mini-ORION Low Voltage Luminaires | MIN3665-T-24V-34-204-50K-C | Indoor Luminaires | Case Lighting | Vertical Refrigerated Case Luminaires | Standard | FALSE | [9 empty] | 12/15/2015 12:00:00 AM | Dimmable | Continuous Below 10 | Not Yet Verified | Min-Six 34" luminaires @ 15 watts per LED luminaire = 90w with PLN-100w-24v LED Driver |  | 6299.9 | 70 | 90 | 15.4 | 0.887 | 5000 | 84.3
PHDMYQNC | LEDingEdge Lighting, Inc. | Mini-ORION Low Voltage Luminaires | MIN1865-T-24V-45-360-50K-C | Indoor Luminaires | Case Lighting | Horizontal Refrigerated Case Luminaires | Standard | FALSE | [9 empty] | 12/15/2015 12:00:00 AM | Dimmable | Continuous Below 10 | Not Yet Verified | Min-Eight 45" luminaires @ 10 watts per LED luminaire = 80w with PLN-100w-24v LED Driver |  | 5599.9 | 70 | 80 | 15.4 | 0.887 | 5000 | 84.3
PVG2ENZJ | LEDingEdge Lighting, Inc. | Mini-ORION Low Voltage Luminaires | MIN3665-T-24V-45-180-50K-C | Indoor Luminaires | Case Lighting | Horizontal Refrigerated Case Luminaires | Standard | FALSE | [9 empty] | 12/15/2015 12:00:00 AM | Dimmable | Continuous Below 10 | Not Yet Verified | Min-Four 45" luminaires @ 20 watts per LED luminaire = 80w with PLN-100w-24v LED Driver |  | 5599.9 | 70 | 80 | 15.4 | 0.887 | 5000 | 84.3
P1T3G38N | LEDingEdge Lighting, Inc. | Mini-ORION Low Voltage Luminaires | MIN3665-T-24V-67-201-40K-C | Indoor Luminaires | Case Lighting | Horizontal Refrigerated Case Luminaires | Standard | FALSE | [9 empty] | 12/15/2015 12:00:00 AM | Dimmable | Continuous Below 10 | Not Yet Verified | Min-Three 67" luminaires @ 30 watts per LED luminaire = 90w with PLN-100w-24v LED Driver |  | 6299.9 | 70 | 90 | 15.4 | 0.887 | 4000 | 84.3
PUPQBEYS | LEDingEdge Lighting, Inc. | Mini-ORION Low Voltage Luminaires | MIN3665-T-24V-67-201-50K-C | Indoor Luminaires | Case Lighting | Horizontal Refrigerated Case Luminaires | Standard | FALSE | [9 empty] | 12/15/2015 12:00:00 AM | Dimmable | Continuous Below 10 | Not Yet Verified | Min-Three 67" luminaires @ 30 watts per LED luminaire = 90w with PLN-100w-24v LED Driver |  | 6299.9 | 70 | 90 | 15.4 | 0.887 | 5000 | 84.3
P639MR39 | LEDingEdge Lighting, Inc. | Mini-ORION Low Voltage Luminaires | MIN1865-T-24V-56-392-50K-C | Indoor Luminaires | Case Lighting | Vertical Refrigerated Case Luminaires | Standard | FALSE | [9 empty] | 12/15/2015 12:00:00 AM | Dimmable | Continuous Below 10 | Not Yet Verified | Min-Seven 56" luminaires @ 12.5 watts per LED luminaire= 87.5w with PLN-100w-24v LED Driver |  | 6124.9 | 70 | 87.5 | 15.4 | 0.887 | 5000 | 84.3
PWN1DYCU | LEDone Distribution, Inc. | LED ONE | LOD-C5FT24W | Indoor Luminaires | Case Lighting | Vertical Refrigerated Case Luminaires | Standard | TRUE | 3130.52 | 133.95 | 23.37 | 17.43 | 0.957 | 5100 | 83.2 | 5 | 50000 | 8/25/2015 12:00:00 AM | Not Dimmable | Not Dimmable | Not Yet Verified |  | 2.1 | 2500 | 130 | 25 |  | 0.92 | 5000 | 80
PBFVA2TB | LEDone Distribution, Inc. | LED ONE | LOD-C6FT30W | Indoor Luminaires | Case Lighting | Vertical Refrigerated Case Luminaires | Standard | TRUE | 3990.165 | 127.69 | 31.25 | 17.73 | 0.981 | 5290 | 83 | 5 | 50000 | 8/25/2015 12:00:00 AM | Not Dimmable | Not Dimmable | Not Yet Verified |  | 2.1 | 3000 | 130 | 30 |  | 0.92 | 5000 | 80
P3Z645YA | LEDone Distribution, Inc. | LED ONE | LOD-C4FT22W | Indoor Luminaires | Case Lighting | Vertical Refrigerated Case Luminaires | Standard | TRUE | 1412.637 | 67.85 | 20.82 | 18.2 | 0.968 | 5098 | 82.9 | 5 | 50000 | 4/20/2016 12:00:00 AM | Not Dimmable | Not Dimmable | No |  | 3.1 | 1412.637 | 67.85 | 20.82 | 18.2 | 0.986 | 5000 | 82.9
PBPVH9HZ | LEDone Distribution, Inc. | LEDone | FY-T8-1200EC(L30K288CD180) | Indoor Luminaires | Case Lighting | Vertical Refrigerated Case Luminaires | Standard | TRUE | 1973.1 | 112.62 | 17.52 | 10.12 | 0.992 | 3006 | 84 | 5 |  | 8/18/2015 12:00:00 AM | Not Dimmable | Not Dimmable | Not Yet Verified |  | 2.1 | [5 empty] | 3000
P8SHCK32 | LEDone Distribution, Inc. | LEDone | FY-T8-1200EC(L50K288CD180) | Indoor Luminaires | Case Lighting | Vertical Refrigerated Case Luminaires | Standard | FALSE | [9 empty] | 8/18/2015 12:00:00 AM | Not Dimmable | Not Dimmable | Not Yet Verified |  |  | 2566 | 126.41 | 17.91 | 9.89 | 0.9187 | 5000 | 85.4
PGKXVC5U | LEDone Distribution, Inc. | LEDone | FY-T8-1500EF(L30K288ND240) | Indoor Luminaires | Case Lighting | Vertical Refrigerated Case Luminaires | Standard | TRUE | 1636.7 | 75.01 | 21.82 | 13.9 | 0.9392 | 2898 | 83.6 | 5 | 50000 | 8/18/2015 12:00:00 AM | Not Dimmable | Not Dimmable | Not Yet Verified |  | 2.1 | 1600 | 75 | 22 |  | 0.9 | 3000 | 80
PTNCU1Z7 | LEDone Distribution, Inc. | LEDone | FY-T8-1800EC(L50K288ND240) | Indoor Luminaires | Case Lighting | Vertical Refrigerated Case Luminaires | Standard | FALSE | [9 empty] | 8/18/2015 12:00:00 AM | Not Dimmable | Not Dimmable | Not Yet Verified |  |  | 3200 | 120 | 26 |  | 0.9 | 5000 | 80
PGUMZR3P | LEDone Distribution, Inc. | LEDone | FY-T8-1500EC(L50K288ND240) | Indoor Luminaires | Case Lighting | Vertical Refrigerated Case Luminaires | Standard | FALSE | [9 empty] | 8/18/2015 12:00:00 AM | Not Dimmable | Not Dimmable | Not Yet Verified |  |  | 2400 | 100 | 22 |  | 0.9 | 5000 | 80
PXCFB1RC | LEDone Distribution, Inc. | LEDone | FY-T8-1800EC(L30K288ND240) | Indoor Luminaires | Case Lighting | Vertical Refrigerated Case Luminaires | Standard | FALSE | [9 empty] | 8/18/2015 12:00:00 AM | Not Dimmable | Not Dimmable | Not Yet Verified |  |  | 3200 | 120 | 26 |  | 0.9 | 3000 | 80
PXTEUFBZ | LEDone Distribution, Inc. | LEDone | FY-T8-1500EC(L30K288ND240) | Indoor Luminaires | Case Lighting | Vertical Refrigerated Case Luminaires | Standard | FALSE | [9 empty] | 8/18/2015 12:00:00 AM | Not Dimmable | Not Dimmable | Not Yet Verified |  |  | 2400 | 100 | 22 |  | 0.9 | 3000 | 80
P6MNYF28 | Ledsion Lighting Technology Co.,Ltd | LEDSION | LS-FT-18W | Indoor Luminaires | Case Lighting | Horizontal Refrigerated Case Luminaires | Standard | TRUE | 2068.099 | 125.797 | 16.44 | 23.97 | 0.904 | 5180 | 82.8 | 5 | 50000 | 7/7/2015 12:00:00 AM | Not Dimmable | Not Dimmable | Not Yet Verified |  | 2.1
P00001IAJ | Ledtech Electronics Corporation | LEDTECH | TD04WHSBPU003 | Indoor Luminaires | Case Lighting | Horizontal Refrigerated Case Luminaires | Standard | TRUE | 321.56 | 86.21 | 3.73 | 16.73 | 0.9542 | 3370 | 83.5 | 5 | 50000 | 1/27/2014 12:00:00 AM | Not Yet Verified | Not Yet Verified | Not Yet Verified |  | 2.1 | 321.56 | 86.21 | 3.75 |  |  | 3500 | 80
P00001IB3 | Ledtech Electronics Corporation | Altair | TD05DHS2PU002 | Indoor Luminaires | Case Lighting | Horizontal Refrigerated Case Luminaires | Standard | FALSE | [9 empty] | 1/27/2014 12:00:00 AM | Not Yet Verified | Not Yet Verified | Not Yet Verified |  |  | 350 | 70 | 5 |  |  | 5000 | 80
P00001IB7 | Ledtech Electronics Corporation | Altair | TD10WHS4PU003 | Indoor Luminaires | Case Lighting | Horizontal Refrigerated Case Luminaires | Standard | FALSE | [9 empty] | 1/27/2014 12:00:00 AM | Not Yet Verified | Not Yet Verified | Not Yet Verified |  |  | 700 | 70 | 10 |  |  | 3500 | 80
P00001IBB | Ledtech Electronics Corporation | Altair | TD13THS5PU003 | Indoor Luminaires | Case Lighting | Horizontal Refrigerated Case Luminaires | Standard | FALSE | [9 empty] | 1/27/2014 12:00:00 AM | Not Yet Verified | Not Yet Verified | Not Yet Verified |  |  | 875 | 70 | 12.5 |  |  | 4000 | 80
P00001IBC | Ledtech Electronics Corporation | Altair | TD13DHS5PU002 | Indoor Luminaires | Case Lighting | Horizontal Refrigerated Case Luminaires | Standard | FALSE | [9 empty] | 1/27/2014 12:00:00 AM | Not Yet Verified | Not Yet Verified | Not Yet Verified |  |  | 875 | 70 | 12.5 |  |  | 5000 | 80
P00001IAY | Ledtech Electronics Corporation | Altair | TD04WHSBPU003 | Indoor Luminaires | Case Lighting | Horizontal Refrigerated Case Luminaires | Standard | FALSE | [9 empty] | 1/27/2014 12:00:00 AM | Not Yet Verified | Not Yet Verified | Not Yet Verified |  |  | 263 | 70.1333333333333 | 3.75 |  |  | 3500 | 80
P00001IB1 | Ledtech Electronics Corporation | Altair | TD05WHS2PU003 | Indoor Luminaires | Case Lighting | Horizontal Refrigerated Case Luminaires | Standard | FALSE | [9 empty] | 1/27/2014 12:00:00 AM | Not Yet Verified | Not Yet Verified | Not Yet Verified |  |  | 350 | 70 | 5 |  |  | 3500 | 80
P00001IB6 | Ledtech Electronics Corporation | Altair | TD08DHS3PU002 | Indoor Luminaires | Case Lighting | Horizontal Refrigerated Case Luminaires | Standard | FALSE | [9 empty] | 1/27/2014 12:00:00 AM | Not Yet Verified | Not Yet Verified | Not Yet Verified |  |  | 525 | 70 | 7.5 |  |  | 5000 | 80
P00001IBA | Ledtech Electronics Corporation | Altair | TD13WHS5PU003 | Indoor Luminaires | Case Lighting | Horizontal Refrigerated Case Luminaires | Standard | FALSE | [9 empty] | 1/27/2014 12:00:00 AM | Not Yet Verified | Not Yet Verified | Not Yet Verified |  |  | 875 | 70 | 12.5 |  |  | 3500 | 80
P00001IB4 | Ledtech Electronics Corporation | Altair | TD08WHS3PU003 | Indoor Luminaires | Case Lighting | Horizontal Refrigerated Case Luminaires | Standard | FALSE | [9 empty] | 1/27/2014 12:00:00 AM | Not Yet Verified | Not Yet Verified | Not Yet Verified |  |  | 525 | 70 | 7.5 |  |  | 3500 | 80
P00001IB2 | Ledtech Electronics Corporation | Altair | TD05THS2PU002 | Indoor Luminaires | Case Lighting | Horizontal Refrigerated Case Luminaires | Standard | FALSE | [9 empty] | 1/27/2014 12:00:00 AM | Not Yet Verified | Not Yet Verified | Not Yet Verified |  |  | 350 | 70 | 5 |  |  | 4000 | 80
P00001IAZ | Ledtech Electronics Corporation | Altair | TD04THSBPU003 | Indoor Luminaires | Case Lighting | Horizontal Refrigerated Case Luminaires | Standard | FALSE | [9 empty] | 1/27/2014 12:00:00 AM | Not Yet Verified | Not Yet Verified | Not Yet Verified |  |  | 263 | 70 | 3.75 |  |  | 4000 | 80
P00001IB8 | Ledtech Electronics Corporation | Altair | TD10THS4PU003 | Indoor Luminaires | Case Lighting | Horizontal Refrigerated Case Luminaires | Standard | FALSE | [9 empty] | 1/27/2014 12:00:00 AM | Not Yet Verified | Not Yet Verified | Not Yet Verified |  |  | 700 | 70 | 10 |  |  | 4000 | 80
P00001IB9 | Ledtech Electronics Corporation | Altair | TD10DHS4PU003 | Indoor Luminaires | Case Lighting | Horizontal Refrigerated Case Luminaires | Standard | FALSE | [9 empty] | 1/27/2014 12:00:00 AM | Not Yet Verified | Not Yet Verified | Not Yet Verified |  |  | 700 | 70 | 10 |  |  | 5000 | 80
P00001IB0 | Ledtech Electronics Corporation | Altair | TD04DHSBPU002 | Indoor Luminaires | Case Lighting | Horizontal Refrigerated Case Luminaires | Standard | FALSE | [9 empty] | 1/27/2014 12:00:00 AM | Not Yet Verified | Not Yet Verified | Not Yet Verified |  |  | 263 | 70 | 3.75 |  |  | 5000 | 80
P00001IB5 | Ledtech Electronics Corporation | Altair | TD08THS3PU003 | Indoor Luminaires | Case Lighting | Horizontal Refrigerated Case Luminaires | Standard | FALSE | [9 empty] | 1/27/2014 12:00:00 AM | Not Yet Verified | Not Yet Verified | Not Yet Verified |  |  | 525 | 70 | 7.5 |  |  | 4000 | 80
P00001IAK | Ledtech Electronics Corporation | LEDTECH | TD04THSBPU003 | Indoor Luminaires | Case Lighting | Horizontal Refrigerated Case Luminaires | Standard | FALSE | [9 empty] | 1/27/2014 12:00:00 AM | Not Yet Verified | Not Yet Verified | Not Yet Verified |  |  | 263 | 70 | 3.75 |  |  | 4000 | 80
P00001IAP | Ledtech Electronics Corporation | LEDTECH | TD08WHS3PU003 | Indoor Luminaires | Case Lighting | Horizontal Refrigerated Case Luminaires | Standard | FALSE | [9 empty] | 1/27/2014 12:00:00 AM | Not Yet Verified | Not Yet Verified | Not Yet Verified |  |  | 525 | 70 | 7.5 |  |  | 3500 | 80
P00001IAQ | Ledtech Electronics Corporation | LEDTECH | TD08THS3PU003 | Indoor Luminaires | Case Lighting | Horizontal Refrigerated Case Luminaires | Standard | FALSE | [9 empty] | 1/27/2014 12:00:00 AM | Not Yet Verified | Not Yet Verified | Not Yet Verified |  |  | 525 | 70 | 7.5 |  |  | 4000 | 80
P00001IAR | Ledtech Electronics Corporation | LEDTECH | TD08DHS3PU002 | Indoor Luminaires | Case Lighting | Horizontal Refrigerated Case Luminaires | Standard | FALSE | [9 empty] | 1/27/2014 12:00:00 AM | Not Yet Verified | Not Yet Verified | Not Yet Verified |  |  | 525 | 70 | 7.5 |  |  | 5000 | 80
P00001IAT | Ledtech Electronics Corporation | LEDTECH | TD10THS4PU003 | Indoor Luminaires | Case Lighting | Horizontal Refrigerated Case Luminaires | Standard | FALSE | [9 empty] | 1/27/2014 12:00:00 AM | Not Yet Verified | Not Yet Verified | Not Yet Verified |  |  | 700 | 70 | 10 |  |  | 4000 | 80
P00001IAU | Ledtech Electronics Corporation | LEDTECH | TD10DHS4PU003 | Indoor Luminaires | Case Lighting | Horizontal Refrigerated Case Luminaires | Standard | FALSE | [9 empty] | 1/27/2014 12:00:00 AM | Not Yet Verified | Not Yet Verified | Not Yet Verified |  |  | 700 | 70 | 10 |  |  | 5000 | 80
P00001IAO | Ledtech Electronics Corporation | LEDTECH | TD05DHS2PU002 | Indoor Luminaires | Case Lighting | Horizontal Refrigerated Case Luminaires | Standard | FALSE | [9 empty] | 1/27/2014 12:00:00 AM | Not Yet Verified | Not Yet Verified | Not Yet Verified |  |  | 350 | 70 | 5 |  |  | 5000 | 80
P00001IAV | Ledtech Electronics Corporation | LEDTECH | TD13WHS5PU003 | Indoor Luminaires | Case Lighting | Horizontal Refrigerated Case Luminaires | Standard | FALSE | [9 empty] | 1/27/2014 12:00:00 AM | Not Yet Verified | Not Yet Verified | Not Yet Verified |  |  | 875 | 70 | 12.5 |  |  | 3500 | 80
P00001IAX | Ledtech Electronics Corporation | LEDTECH | TD13DHS5PU002 | Indoor Luminaires | Case Lighting | Horizontal Refrigerated Case Luminaires | Standard | FALSE | [9 empty] | 1/27/2014 12:00:00 AM | Not Yet Verified | Not Yet Verified | Not Yet Verified |  |  | 875 | 70 | 12.5 |  |  | 5000 | 80
P00001IAN | Ledtech Electronics Corporation | LEDTECH | TD05THS2PU002 | Indoor Luminaires | Case Lighting | Horizontal Refrigerated Case Luminaires | Standard | FALSE | [9 empty] | 1/27/2014 12:00:00 AM | Not Yet Verified | Not Yet Verified | Not Yet Verified |  |  | 350 | 70 | 5 |  |  | 4000 | 80
P00001IAS | Ledtech Electronics Corporation | LEDTECH | TD10WHS4PU003 | Indoor Luminaires | Case Lighting | Horizontal Refrigerated Case Luminaires | Standard | FALSE | [9 empty] | 1/27/2014 12:00:00 AM | Not Yet Verified | Not Yet Verified | Not Yet Verified |  |  | 700 | 70 | 10 |  |  | 3500 | 80
P00001IAW | Ledtech Electronics Corporation | LEDTECH | TD13THS5PU003 | Indoor Luminaires | Case Lighting | Horizontal Refrigerated Case Luminaires | Standard | FALSE | [9 empty] | 1/27/2014 12:00:00 AM | Not Yet Verified | Not Yet Verified | Not Yet Verified |  |  | 875 | 70 | 12.5 |  |  | 4000 | 80
P00001IAL | Ledtech Electronics Corporation | LEDTECH | TD04DHSBPU002 | Indoor Luminaires | Case Lighting | Horizontal Refrigerated Case Luminaires | Standard | FALSE | [9 empty] | 1/27/2014 12:00:00 AM | Not Yet Verified | Not Yet Verified | Not Yet Verified |  |  | 263 | 70 | 3.75 |  |  | 5000 | 80
P00001IAM | Ledtech Electronics Corporation | LEDTECH | TD05WHS2PU003 | Indoor Luminaires | Case Lighting | Horizontal Refrigerated Case Luminaires | Standard | FALSE | [9 empty] | 1/27/2014 12:00:00 AM | Not Yet Verified | Not Yet Verified | Not Yet Verified |  |  | 350 | 70 | 5 |  |  | 3500 | 80
P00001IBD | Ledtech Electronics Corporation | Altair | TD03WHSBNDH03 | Indoor Luminaires | Case Lighting | Horizontal Refrigerated Case Luminaires | Standard | TRUE | 248.963 | 67.653 | 3.68 | 16.73 | 0.9542 | 3533 | 85 | 5 | 50000 | 5/15/2014 12:00:00 AM | Not Yet Verified | Not Yet Verified | Not Yet Verified |  | 2.1 | 225 | 90 | 2.5 |  |  | 3500 | 80
P00001IBI | Ledtech Electronics Corporation | Altair | TD04DHS2NDH02 | Indoor Luminaires | Case Lighting | Horizontal Refrigerated Case Luminaires | Standard | FALSE | [9 empty] | 5/15/2014 12:00:00 AM | Not Yet Verified | Not Yet Verified | Not Yet Verified |  |  | 324 | 90 | 3.6 |  |  | 5000 | 80
P00001IBJ | Ledtech Electronics Corporation | Altair | TD05WHS3NDH03 | Indoor Luminaires | Case Lighting | Horizontal Refrigerated Case Luminaires | Standard | FALSE | [9 empty] | 5/15/2014 12:00:00 AM | Not Yet Verified | Not Yet Verified | Not Yet Verified |  |  | 432 | 90 | 4.8 |  |  | 3500 | 80
P00001IBK | Ledtech Electronics Corporation | Altair | TD05THS3NDH03 | Indoor Luminaires | Case Lighting | Horizontal Refrigerated Case Luminaires | Standard | FALSE | [9 empty] | 5/15/2014 12:00:00 AM | Not Yet Verified | Not Yet Verified | Not Yet Verified |  |  | 432 | 90 | 4.8 |  |  | 4000 | 80
P00001IBN | Ledtech Electronics Corporation | Altair | TD06THS4NDH03 | Indoor Luminaires | Case Lighting | Horizontal Refrigerated Case Luminaires | Standard | FALSE | [9 empty] | 5/15/2014 12:00:00 AM | Not Yet Verified | Not Yet Verified | Not Yet Verified |  |  | 540 | 90 | 6 |  |  | 4000 | 80
P00001IBE | Ledtech Electronics Corporation | Altair | TD03TBSBNDH03 | Indoor Luminaires | Case Lighting | Horizontal Refrigerated Case Luminaires | Standard | FALSE | [9 empty] | 5/15/2014 12:00:00 AM | Not Yet Verified | Not Yet Verified | Not Yet Verified |  |  | 225 | 90 | 2.5 |  |  | 4000 | 80
P00001IBF | Ledtech Electronics Corporation | Altair | TD03DHSBNDH02 | Indoor Luminaires | Case Lighting | Horizontal Refrigerated Case Luminaires | Standard | FALSE | [9 empty] | 5/15/2014 12:00:00 AM | Not Yet Verified | Not Yet Verified | Not Yet Verified |  |  | 225 | 90 | 2.5 |  |  | 5000 | 80
P00001IBL | Ledtech Electronics Corporation | Altair | TD05DHS3NDH02 | Indoor Luminaires | Case Lighting | Horizontal Refrigerated Case Luminaires | Standard | FALSE | [9 empty] | 5/15/2014 12:00:00 AM | Not Yet Verified | Not Yet Verified | Not Yet Verified |  |  | 432 | 90 | 4.8 |  |  | 5000 | 80
P00001IBQ | Ledtech Electronics Corporation | Altair | TD08THS5NDH03 | Indoor Luminaires | Case Lighting | Horizontal Refrigerated Case Luminaires | Standard | FALSE | [9 empty] | 5/15/2014 12:00:00 AM | Not Yet Verified | Not Yet Verified | Not Yet Verified |  |  | 675 | 90 | 7.5 |  |  | 4000 | 80
P00001IBH | Ledtech Electronics Corporation | Altair | TD04THS2NDH03 | Indoor Luminaires | Case Lighting | Horizontal Refrigerated Case Luminaires | Standard | FALSE | [9 empty] | 5/15/2014 12:00:00 AM | Not Yet Verified | Not Yet Verified | Not Yet Verified |  |  | 324 | 90 | 3.6 |  |  | 4000 | 80
P00001IBM | Ledtech Electronics Corporation | Altair | TD06WHS4NDH03 | Indoor Luminaires | Case Lighting | Horizontal Refrigerated Case Luminaires | Standard | FALSE | [9 empty] | 5/15/2014 12:00:00 AM | Not Yet Verified | Not Yet Verified | Not Yet Verified |  |  | 540 | 90 | 6 |  |  | 3500 | 80
P00001IBP | Ledtech Electronics Corporation | Altair | TD08WHS5NDH03 | Indoor Luminaires | Case Lighting | Horizontal Refrigerated Case Luminaires | Standard | FALSE | [9 empty] | 5/15/2014 12:00:00 AM | Not Yet Verified | Not Yet Verified | Not Yet Verified |  |  | 675 | 90 | 7.5 |  |  | 3500 | 80
P00001IBR | Ledtech Electronics Corporation | Altair | TD08DHS5NDH02 | Indoor Luminaires | Case Lighting | Horizontal Refrigerated Case Luminaires | Standard | FALSE | [9 empty] | 5/15/2014 12:00:00 AM | Not Yet Verified | Not Yet Verified | Not Yet Verified |  |  | 675 | 90 | 7.5 |  |  | 5000 | 80
P00001IBG | Ledtech Electronics Corporation | Altair | TD04WHS2NDH03 | Indoor Luminaires | Case Lighting | Horizontal Refrigerated Case Luminaires | Standard | FALSE | [9 empty] | 5/15/2014 12:00:00 AM | Not Yet Verified | Not Yet Verified | Not Yet Verified |  |  | 324 | 90 | 3.6 |  |  | 3500 | 80
P00001IBO | Ledtech Electronics Corporation | Altair | TD06DHS4NDH03 | Indoor Luminaires | Case Lighting | Horizontal Refrigerated Case Luminaires | Standard | FALSE | [9 empty] | 5/15/2014 12:00:00 AM | Not Yet Verified | Not Yet Verified | Not Yet Verified |  |  | 540 | 90 | 6 |  |  | 5000 | 80
P00000ZKB | Leotek Electronics USA, LLC | Leotek | CL5-5A12C72 [120V ONLY] | Indoor Luminaires | Case Lighting | Vertical Refrigerated Case Luminaires | Standard | TRUE | 1595.9 | 49.8 | 32.03 | 15.9 | 0.978 | 5162 | 81.5 | 10 | 62361 | 5/10/2011 12:00:00 AM | Not Yet Verified | Not Yet Verified | Not Yet Verified |  | 2.1 |  |  |  |  | 0.9 | 5000 | 70
P00000ZM3 | Leotek Electronics USA, LLC | Leotek Electronics Corp. | CL6-5A08H-NW8-24VD - 120V | Indoor Luminaires | Case Lighting | Vertical Refrigerated Case Luminaires | Standard | TRUE | 1667.72 | 82 | 20.44 | 17 | 0.93 | 4085 | 84 | 5 | 60000 | 4/4/2014 12:00:00 AM | Not Yet Verified | Not Yet Verified | Not Yet Verified |  | 2.1 |  |  |  |  | 0.9 | 4000 | 80
P00000ZM4 | Leotek Electronics USA, LLC | Leotek Electronics Corp. | CL6-6A10H-NW8-24VD - 120V | Indoor Luminaires | Case Lighting | Vertical Refrigerated Case Luminaires | Standard | TRUE | 2084.65 | 81 | 25.59 | 16 | 0.95 | 4115 | 84 | 5 | 60000 | 4/4/2014 12:00:00 AM | Not Yet Verified | Not Yet Verified | Not Yet Verified |  | 2.1 |  |  |  |  | 0.9 | 4000 | 80
P00000ZM6 | Leotek Electronics USA, LLC | Leotek Electronics Corp. | CL6-5A08H-CW8-24VD - 120V | Indoor Luminaires | Case Lighting | Vertical Refrigerated Case Luminaires | Standard | TRUE | 1668.36 | 83 | 20.02 | 17 | 0.92 | 4891 | 85 | 5 | 60000 | 4/4/2014 12:00:00 AM | Not Yet Verified | Not Yet Verified | Not Yet Verified |  | 2.1 |  |  |  |  | 0.9 | 5000 | 80
P00000ZRK | Leotek Electronics USA, LLC | Leotek Electronics USA Corp. | CL8-4A05F-WW-24VD | Indoor Luminaires | Case Lighting | Vertical Refrigerated Case Luminaires | Standard | TRUE | 944.91 | 72 | 13.14 | 21 | 0.9 | 2979 | 82 | 5 | 100000 | 5/6/2014 12:00:00 AM | Not Yet Verified | Not Yet Verified | Not Yet Verified |  | 2.1 | 944.91 | 72 | 13.14 |  | 0.9 | 3000 | 80
P00000ZRQ | Leotek Electronics USA, LLC | Leotek Electronics USA Corp. | CL8-6A08F-CW-24VD | Indoor Luminaires | Case Lighting | Vertical Refrigerated Case Luminaires | Standard | FALSE | [9 empty] | 5/6/2014 12:00:00 AM | Not Yet Verified | Not Yet Verified | Not Yet Verified |  |  | 1788.96 | 85 | 21.11 | 20 | 0.9 | 5000 | 80
P00000ZRP | Leotek Electronics USA, LLC | Leotek Electronics USA Corp. | CL8-4A05F-NW-24VD | Indoor Luminaires | Case Lighting | Vertical Refrigerated Case Luminaires | Standard | FALSE | [9 empty] | 5/6/2014 12:00:00 AM | Not Yet Verified | Not Yet Verified | Not Yet Verified |  |  | 1027.41 | 78 | 13.16 | 20 | 0.9 | 4000 | 80
P00000ZRL | Leotek Electronics USA, LLC | Leotek Electronics USA Corp. | CL8-6A08F-WW-24VD | Indoor Luminaires | Case Lighting | Vertical Refrigerated Case Luminaires | Standard | FALSE | [9 empty] | 5/6/2014 12:00:00 AM | Not Yet Verified | Not Yet Verified | Not Yet Verified |  |  | 1565.14 | 74 | 21.26 | 20 | 0.9 | 3000 | 80
P00000ZRN | Leotek Electronics USA, LLC | Leotek Electronics USA Corp. | CL8-6A08F-NW-24VD | Indoor Luminaires | Case Lighting | Vertical Refrigerated Case Luminaires | Standard | FALSE | [9 empty] | 5/6/2014 12:00:00 AM | Not Yet Verified | Not Yet Verified | Not Yet Verified |  |  | 1729.33 | 83 | 20.95 | 20 | 0.9 | 4000 | 80
P00000ZRO | Leotek Electronics USA, LLC | Leotek Electronics USA Corp. | CL8-5A07F-NW-24VD | Indoor Luminaires | Case Lighting | Vertical Refrigerated Case Luminaires | Standard | FALSE | [9 empty] | 5/6/2014 12:00:00 AM | Not Yet Verified | Not Yet Verified | Not Yet Verified |  |  | 1417.49 | 82 | 17.18 | 20 | 0.9 | 4000 | 80
P00000ZRR | Leotek Electronics USA, LLC | Leotek Electronics USA Corp. | CL8-5A07F-CW-24VD | Indoor Luminaires | Case Lighting | Vertical Refrigerated Case Luminaires | Standard | FALSE | [9 empty] | 5/6/2014 12:00:00 AM | Not Yet Verified | Not Yet Verified | Not Yet Verified |  |  | 1454.44 | 85 | 17.18 | 20 | 0.9 | 5000 | 80
P00000ZRS | Leotek Electronics USA, LLC | Leotek Electronics USA Corp. | CL8-4A05F-CW-24VD | Indoor Luminaires | Case Lighting | Vertical Refrigerated Case Luminaires | Standard | FALSE | [9 empty] | 5/6/2014 12:00:00 AM | Not Yet Verified | Not Yet Verified | Not Yet Verified |  |  | 1052.97 | 79 | 13.35 | 20 | 0.9 | 5000 | 80
P00000ZRM | Leotek Electronics USA, LLC | Leotek Electronics USA Corp. | CL8-5A07F-WW-24VD | Indoor Luminaires | Case Lighting | Vertical Refrigerated Case Luminaires | Standard | FALSE | [9 empty] | 5/6/2014 12:00:00 AM | Not Yet Verified | Not Yet Verified | Not Yet Verified |  |  | 1304.29 | 74 | 17.68 | 20 | 0.9 | 3000 | 80
P00001053 | LSI Industries | CaseLight | RCL C 72 LED NW | Indoor Luminaires | Case Lighting | Vertical Refrigerated Case Luminaires | Standard | TRUE | 1299 | 49.2 | 26.4 | 10.7 | 0.978 | 4129 | 87 | 5 | 60000 | 3/22/2012 12:00:00 AM | Not Yet Verified | Not Yet Verified | Not Yet Verified |  | 1.6 | 1248
P00001LZQ | LTF LIGHTING, LLC | LTF Lighting | LTF-FR-22W1200( 3000K Frost) | Indoor Luminaires | Case Lighting | Vertical Refrigerated Case Luminaires | Standard | TRUE | 1575.5 | 76.5 | 20.6 | 16.1 | 0.896 | 2710 | 82 | 5 | 50000 | 9/4/2014 12:00:00 AM | Not Yet Verified | Not Yet Verified | Not Yet Verified |  | 2.1 | 1575.5 | 76.5 | 20.6 |  |  | 3000 | 82
P00001M00 | LTF LIGHTING, LLC | LTF Lighting | LTF-30W1800(3000K Frost) | Indoor Luminaires | Case Lighting | Vertical Refrigerated Case Luminaires | Standard | FALSE | [9 empty] | 9/4/2014 12:00:00 AM | Not Yet Verified | Not Yet Verified | Not Yet Verified |  |  | 1740.9 | 86 | 20.6 | 20 | 0.9 | 3000 | 82
P00001LZV | LTF LIGHTING, LLC | LTF Lighting | LTF-22W1200(3000K Clear) | Indoor Luminaires | Case Lighting | Vertical Refrigerated Case Luminaires | Standard | FALSE | [9 empty] | 9/4/2014 12:00:00 AM | Not Yet Verified | Not Yet Verified | Not Yet Verified |  |  | 1575.5 | 76.5 | 20.6 | 20 | 0.9 | 3000 | 82
P00001LZZ | LTF LIGHTING, LLC | LTF Lighting | LTF-22W1200(5000K Clear) | Indoor Luminaires | Case Lighting | Vertical Refrigerated Case Luminaires | Standard | FALSE | [9 empty] | 9/4/2014 12:00:00 AM | Not Yet Verified | Not Yet Verified | Not Yet Verified |  |  | 1575.5 | 76.5 | 20.6 | 20 | 0.9 | 5000 | 82
P00001M05 | LTF LIGHTING, LLC | LTF Lighting | LTF-30W1800(3000K Clear) | Indoor Luminaires | Case Lighting | Vertical Refrigerated Case Luminaires | Standard | FALSE | [9 empty] | 9/4/2014 12:00:00 AM | Not Yet Verified | Not Yet Verified | Not Yet Verified |  |  | 1740.9 | 86 | 20.6 | 20 | 0.9 | 3000 | 82
P00001M06 | LTF LIGHTING, LLC | LTF Lighting | LTF-30W1800(3500K Clear) | Indoor Luminaires | Case Lighting | Vertical Refrigerated Case Luminaires | Standard | FALSE | [9 empty] | 9/4/2014 12:00:00 AM | Not Yet Verified | Not Yet Verified | Not Yet Verified |  |  | 1740.9 | 86 | 20.6 | 20 | 0.9 | 3500 | 82
P00001M08 | LTF LIGHTING, LLC | LTF Lighting | LTF-30W1800(4500K Clear) | Indoor Luminaires | Case Lighting | Vertical Refrigerated Case Luminaires | Standard | FALSE | [9 empty] | 9/4/2014 12:00:00 AM | Not Yet Verified | Not Yet Verified | Not Yet Verified |  |  | 1740.9 | 86 | 20.6 | 20 | 0.9 | 4500 | 82
P00001M09 | LTF LIGHTING, LLC | LTF Lighting | LTF-30W1800(5000K Clear) | Indoor Luminaires | Case Lighting | Vertical Refrigerated Case Luminaires | Standard | FALSE | [9 empty] | 9/4/2014 12:00:00 AM | Not Yet Verified | Not Yet Verified | Not Yet Verified |  |  | 1740.9 | 86 | 20.6 | 20 | 0.9 | 5000 | 82
P00001M0A | LTF LIGHTING, LLC | LTF Lighting | LTF-22W1500(3000K Frost) | Indoor Luminaires | Case Lighting | Vertical Refrigerated Case Luminaires | Standard | FALSE | [9 empty] | 9/4/2014 12:00:00 AM | Not Yet Verified | Not Yet Verified | Not Yet Verified |  |  | 1740 | 86 | 20 | 20 | 0.9 | 3000 | 82
P00001M0J | LTF LIGHTING, LLC | LTF Lighting | LTF-22W1500(5000K Clear) | Indoor Luminaires | Case Lighting | Vertical Refrigerated Case Luminaires | Standard | FALSE | [9 empty] | 9/4/2014 12:00:00 AM | Not Yet Verified | Not Yet Verified | Not Yet Verified |  |  | 1740 | 86 | 20 | 20 | 0.9 | 5000 | 82
P00001LZS | LTF LIGHTING, LLC | LTF Lighting | LTF-22W1200(4000K Frost) | Indoor Luminaires | Case Lighting | Vertical Refrigerated Case Luminaires | Standard | FALSE | [9 empty] | 9/4/2014 12:00:00 AM | Not Yet Verified | Not Yet Verified | Not Yet Verified |  |  | 1575.5 | 76.5 | 20.6 | 20 | 0.9 | 4000 | 82
P00001LZY | LTF LIGHTING, LLC | LTF Lighting | LTF-22W1200(4500K Clear) | Indoor Luminaires | Case Lighting | Vertical Refrigerated Case Luminaires | Standard | FALSE | [9 empty] | 9/4/2014 12:00:00 AM | Not Yet Verified | Not Yet Verified | Not Yet Verified |  |  | 1575.5 | 76.5 | 20.6 | 20 | 0.9 | 4500 | 82
P00001M01 | LTF LIGHTING, LLC | LTF Lighting | LTF-30W1800(3500K Frost) | Indoor Luminaires | Case Lighting | Vertical Refrigerated Case Luminaires | Standard | FALSE | [9 empty] | 9/4/2014 12:00:00 AM | Not Yet Verified | Not Yet Verified | Not Yet Verified |  |  | 1740.9 | 86 | 20.6 | 20 | 0.9 | 3500 | 82
P00001M04 | LTF LIGHTING, LLC | LTF Lighting | LTF-30W1800(5000K Frost) | Indoor Luminaires | Case Lighting | Vertical Refrigerated Case Luminaires | Standard | FALSE | [9 empty] | 9/4/2014 12:00:00 AM | Not Yet Verified | Not Yet Verified | Not Yet Verified |  |  | 1740.9 | 86 | 20.6 | 20 | 0.9 | 5000 | 82
P00001LZX | LTF LIGHTING, LLC | LTF Lighting | LTF-22W1200(4000K Clear) | Indoor Luminaires | Case Lighting | Vertical Refrigerated Case Luminaires | Standard | FALSE | [9 empty] | 9/4/2014 12:00:00 AM | Not Yet Verified | Not Yet Verified | Not Yet Verified |  |  | 1575.5 | 76.5 | 20.6 | 20 | 0.9 | 4000 | 82
P00001M0F | LTF LIGHTING, LLC | LTF Lighting | LTF-22W1500(3000K Clear) | Indoor Luminaires | Case Lighting | Vertical Refrigerated Case Luminaires | Standard | FALSE | [9 empty] | 9/4/2014 12:00:00 AM | Not Yet Verified | Not Yet Verified | Not Yet Verified |  |  | 1740 | 86 | 20 | 20 | 0.9 | 3000 | 82
P00001LZR | LTF LIGHTING, LLC | LTF Lighting | LTF-22W1200(3500K Frost) | Indoor Luminaires | Case Lighting | Vertical Refrigerated Case Luminaires | Standard | FALSE | [9 empty] | 9/4/2014 12:00:00 AM | Not Yet Verified | Not Yet Verified | Not Yet Verified |  |  | 1575.5 | 76.5 | 20.6 | 20 | 0.9 | 3500 | 82
P00001M0D | LTF LIGHTING, LLC | LTF Lighting | LTF-22W1500(4500K Frost) | Indoor Luminaires | Case Lighting | Vertical Refrigerated Case Luminaires | Standard | FALSE | [9 empty] | 9/4/2014 12:00:00 AM | Not Yet Verified | Not Yet Verified | Not Yet Verified |  |  | 1740 | 86 | 20 | 20 | 0.9 | 4500 | 82
P00001M07 | LTF LIGHTING, LLC | LTF Lighting | LTF-30W1800(4000K Clear) | Indoor Luminaires | Case Lighting | Vertical Refrigerated Case Luminaires | Standard | FALSE | [9 empty] | 9/4/2014 12:00:00 AM | Not Yet Verified | Not Yet Verified | Not Yet Verified |  |  | 1740.9 | 86 | 20.6 | 20 | 0.9 | 4000 | 82
P00001M0G | LTF LIGHTING, LLC | LTF Lighting | LTF-22W1500(3500K Clear) | Indoor Luminaires | Case Lighting | Vertical Refrigerated Case Luminaires | Standard | FALSE | [9 empty] | 9/4/2014 12:00:00 AM | Not Yet Verified | Not Yet Verified | Not Yet Verified |  |  | 1740 | 86 | 20 | 20 | 0.9 | 3500 | 82
P00001M0I | LTF LIGHTING, LLC | LTF Lighting | LTF-22W1500(4500K Clear) | Indoor Luminaires | Case Lighting | Vertical Refrigerated Case Luminaires | Standard | FALSE | [9 empty] | 9/4/2014 12:00:00 AM | Not Yet Verified | Not Yet Verified | Not Yet Verified |  |  | 1740 | 86 | 20 | 20 | 0.9 | 4500 | 82
P00001LZT | LTF LIGHTING, LLC | LTF Lighting | LTF-22W1200(4500K Frost) | Indoor Luminaires | Case Lighting | Vertical Refrigerated Case Luminaires | Standard | FALSE | [9 empty] | 9/4/2014 12:00:00 AM | Not Yet Verified | Not Yet Verified | Not Yet Verified |  |  | 1575.5 | 76.5 | 20.6 | 20 | 0.9 | 4500 | 82
P00001M0B | LTF LIGHTING, LLC | LTF Lighting | LTF-22W1500(3500K Frost) | Indoor Luminaires | Case Lighting | Vertical Refrigerated Case Luminaires | Standard | FALSE | [9 empty] | 9/4/2014 12:00:00 AM | Not Yet Verified | Not Yet Verified | Not Yet Verified |  |  | 1740 | 86 | 20 | 20 | 0.9 | 3500 | 82
P00001M0C | LTF LIGHTING, LLC | LTF Lighting | LTF-22W1500(4000K Frost) | Indoor Luminaires | Case Lighting | Vertical Refrigerated Case Luminaires | Standard | FALSE | [9 empty] | 9/4/2014 12:00:00 AM | Not Yet Verified | Not Yet Verified | Not Yet Verified |  |  | 1740 | 86 | 20 | 20 | 0.9 | 4000 | 82
P00001M0E | LTF LIGHTING, LLC | LTF Lighting | LTF-22W1500(5000K Frost) | Indoor Luminaires | Case Lighting | Vertical Refrigerated Case Luminaires | Standard | FALSE | [9 empty] | 9/4/2014 12:00:00 AM | Not Yet Verified | Not Yet Verified | Not Yet Verified |  |  | 1740 | 86 | 20 | 20 | 0.9 | 5000 | 82
P00001M0H | LTF LIGHTING, LLC | LTF Lighting | LTF-22W1500(4000K Clear) | Indoor Luminaires | Case Lighting | Vertical Refrigerated Case Luminaires | Standard | FALSE | [9 empty] | 9/4/2014 12:00:00 AM | Not Yet Verified | Not Yet Verified | Not Yet Verified |  |  | 1740 | 86 | 20 | 20 | 0.9 | 4000 | 82
P00001LZU | LTF LIGHTING, LLC | LTF Lighting | LTF-22W1200(5000K Frost) | Indoor Luminaires | Case Lighting | Vertical Refrigerated Case Luminaires | Standard | FALSE | [9 empty] | 9/4/2014 12:00:00 AM | Not Yet Verified | Not Yet Verified | Not Yet Verified |  |  | 1575.5 | 76.5 | 20.6 | 20 | 0.9 | 5000 | 82
P00001LZW | LTF LIGHTING, LLC | LTF Lighting | LTF-22W1200(3500K Clear) | Indoor Luminaires | Case Lighting | Vertical Refrigerated Case Luminaires | Standard | FALSE | [9 empty] | 9/4/2014 12:00:00 AM | Not Yet Verified | Not Yet Verified | Not Yet Verified |  |  | 1575.5 | 76.5 | 20.6 | 20 | 0.9 | 3500 | 82
P00001M02 | LTF LIGHTING, LLC | LTF Lighting | LTF-30W1800(4000K Frost) | Indoor Luminaires | Case Lighting | Vertical Refrigerated Case Luminaires | Standard | FALSE | [9 empty] | 9/4/2014 12:00:00 AM | Not Yet Verified | Not Yet Verified | Not Yet Verified |  |  | 1740.9 | 86 | 20.6 | 20 | 0.9 | 4000 | 82
P00001M03 | LTF LIGHTING, LLC | LTF Lighting | LTF-30W1800(4500K Frost) | Indoor Luminaires | Case Lighting | Vertical Refrigerated Case Luminaires | Standard | FALSE | [9 empty] | 9/4/2014 12:00:00 AM | Not Yet Verified | Not Yet Verified | Not Yet Verified |  |  | 1740.9 | 86 | 20.6 | 20 | 0.9 | 4500 | 82
PG33F9GC | LucidLED | LucidLED | 5COOLJA22W-30KFR | Indoor Luminaires | Case Lighting | Vertical Refrigerated Case Luminaires | Standard | TRUE | 1740.9 | 86.2 | 20.2 | 16.3 | 0.89 | 2895 | 82 | 5 | 50000 | 3/3/2015 12:00:00 AM | Not Yet Verified | Not Yet Verified | Not Yet Verified |  | 2.1 | 1740 | 86 | 20 | 20 | 0.9 | 3000 | 82
P37JVBGV | LucidLED | LucidLED | 6COOLJA30W-35KCL | Indoor Luminaires | Case Lighting | Vertical Refrigerated Case Luminaires | Standard | FALSE | [9 empty] | 3/3/2015 12:00:00 AM | Not Yet Verified | Not Yet Verified | Not Yet Verified |  |  | 1740.9 | 86 | 20.2 | 13.61 | 0.9865 | 2895 | 82
P8BKJFFR | LucidLED | LucidLED | 6COOLJA30W-45KCL | Indoor Luminaires | Case Lighting | Vertical Refrigerated Case Luminaires | Standard | FALSE | [9 empty] | 3/3/2015 12:00:00 AM | Not Yet Verified | Not Yet Verified | Not Yet Verified |  |  | 1740.9 | 86 | 20.2 | 13.61 | 0.9865 | 2895 | 82
PG4UCSZG | LucidLED | LucidLED | 5COOLJA22W-35KCL | Indoor Luminaires | Case Lighting | Vertical Refrigerated Case Luminaires | Standard | FALSE | [9 empty] | 3/3/2015 12:00:00 AM | Not Yet Verified | Not Yet Verified | Not Yet Verified |  |  | 1740.9 | 86 | 20.2 | 13.61 | 0.9865 | 2895 | 82
PR5S2GTB | LucidLED | LucidLED | 5COOLJA22W-50KCL | Indoor Luminaires | Case Lighting | Vertical Refrigerated Case Luminaires | Standard | FALSE | [9 empty] | 3/3/2015 12:00:00 AM | Not Yet Verified | Not Yet Verified | Not Yet Verified |  |  | 1740.9 | 86 | 20.2 | 13.61 | 0.9865 | 2895 | 82
PYNBQBW3 | LucidLED | LucidLED | 5COOLJA22W-40KCL | Indoor Luminaires | Case Lighting | Vertical Refrigerated Case Luminaires | Standard | FALSE | [9 empty] | 3/3/2015 12:00:00 AM | Not Yet Verified | Not Yet Verified | Not Yet Verified |  |  | 1740.9 | 86 | 20.2 | 13.61 | 0.9865 | 2895 | 82
PUHJBQ1C | LucidLED | LucidLED | 6COOLJA30W-50KCL | Indoor Luminaires | Case Lighting | Vertical Refrigerated Case Luminaires | Standard | FALSE | [9 empty] | 3/3/2015 12:00:00 AM | Not Yet Verified | Not Yet Verified | Not Yet Verified |  |  | 1740.9 | 86 | 20.2 | 13.61 | 0.9865 | 2895 | 82
P7E1EMB4 | LucidLED | LucidLED | 6COOLJA30W-30KCL | Indoor Luminaires | Case Lighting | Vertical Refrigerated Case Luminaires | Standard | FALSE | [9 empty] | 3/3/2015 12:00:00 AM | Not Yet Verified | Not Yet Verified | Not Yet Verified |  |  | 1740.9 | 86 | 20.2 | 13.61 | 0.9865 | 2895 | 82
PVUQF5K7 | LucidLED | LucidLED | 5COOLJA22W-30KCL | Indoor Luminaires | Case Lighting | Vertical Refrigerated Case Luminaires | Standard | FALSE | [9 empty] | 3/3/2015 12:00:00 AM | Not Yet Verified | Not Yet Verified | Not Yet Verified |  |  | 1740.9 | 86 | 20.2 | 13.61 | 0.9865 | 2895 | 82
PAW2M572 | LucidLED | LucidLED | 5COOLJA22W-45KCL | Indoor Luminaires | Case Lighting | Vertical Refrigerated Case Luminaires | Standard | FALSE | [9 empty] | 3/3/2015 12:00:00 AM | Not Yet Verified | Not Yet Verified | Not Yet Verified |  |  | 1740.9 | 86 | 20.2 | 13.61 | 0.9865 | 2895 | 82
P8Y49NF2 | LucidLED | LucidLED | 6COOLJA30W-40KCL | Indoor Luminaires | Case Lighting | Vertical Refrigerated Case Luminaires | Standard | FALSE | [9 empty] | 3/3/2015 12:00:00 AM | Not Yet Verified | Not Yet Verified | Not Yet Verified |  |  | 1740.9 | 86 | 20.2 | 13.61 | 0.9865 | 2895 | 82
PXXSSHD9 | LucidLED | LucidLED | 4COOLJA22W-30KFR | Indoor Luminaires | Case Lighting | Vertical Refrigerated Case Luminaires | Standard | TRUE | 1575.5 | 76.5 | 20.6 | 16.1 | 0.896 | 2710 | 82 | 5 | 50000 | 3/3/2015 12:00:00 AM | Not Yet Verified | Not Yet Verified | Not Yet Verified |  | 2.1 | 1575.5 | 76.5 | 20.6 |  |  | 3000 | 82
PRAGT68Y | LucidLED | LucidLED | 4COOLJA22W-30KCL | Indoor Luminaires | Case Lighting | Vertical Refrigerated Case Luminaires | Standard | FALSE | [9 empty] | 3/3/2015 12:00:00 AM | Not Yet Verified | Not Yet Verified | Not Yet Verified |  |  | 1740.9 | 86 | 20.2 | 13.61 | 0.9865 | 2895 | 82
PYATXRTS | LucidLED | LucidLED | 4COOLJA22W-50KCL | Indoor Luminaires | Case Lighting | Vertical Refrigerated Case Luminaires | Standard | FALSE | [9 empty] | 3/3/2015 12:00:00 AM | Not Yet Verified | Not Yet Verified | Not Yet Verified |  |  | 1740.9 | 86 | 20.2 | 13.61 | 0.9865 | 2895 | 82
PE8FXAK8 | LucidLED | LucidLED | 4COOLJA22W-40KCL | Indoor Luminaires | Case Lighting | Vertical Refrigerated Case Luminaires | Standard | FALSE | [9 empty] | 3/3/2015 12:00:00 AM | Not Yet Verified | Not Yet Verified | Not Yet Verified |  |  | 1740.9 | 86 | 20.2 | 13.61 | 0.9865 | 2895 | 82
PCR5F6NH | LucidLED | LucidLED | 4COOLJA22W-45KCL | Indoor Luminaires | Case Lighting | Vertical Refrigerated Case Luminaires | Standard | FALSE | [9 empty] | 3/3/2015 12:00:00 AM | Not Yet Verified | Not Yet Verified | Not Yet Verified |  |  | 1740.9 | 86 | 20.2 | 13.61 | 0.9865 | 2895 | 82
P8HGFMRJ | LucidLED | LucidLED | 4COOLJA22W-35KCL | Indoor Luminaires | Case Lighting | Vertical Refrigerated Case Luminaires | Standard | FALSE | [9 empty] | 3/3/2015 12:00:00 AM | Not Yet Verified | Not Yet Verified | Not Yet Verified |  |  | 1740.9 | 86 | 20.2 | 13.61 | 0.9865 | 2895 | 82
P000010QL | Lumenor Energy Services, LLC | Lumenor Energy Services | LES-T8-03/04-120V-6FT | Indoor Luminaires | Case Lighting | Vertical Refrigerated Case Luminaires | Standard | TRUE | 2355.9 | 103.32 | 22.8 | 14.6 | 0.9 | 4294 | 83.9 | 5 |  | 6/17/2013 12:00:00 AM | Not Yet Verified | Not Yet Verified | Not Yet Verified |  | 2 | 2356 | 102 | 23 |  | 0.99 | 4200 | 82
P000010QM | Lumenor Energy Services, LLC | Lumenor Energy Services | LES-T8-03/04-120V | Indoor Luminaires | Case Lighting | Horizontal Refrigerated Case Luminaires | Standard | TRUE | 1614 | 97.8 | 16.5 | 12.87 | 0.982 | 4104 | 82.2 | 5 |  | 8/21/2012 12:00:00 AM | Not Yet Verified | Not Yet Verified | Not Yet Verified |  | 1.6 |  |  |  |  | 0.982
P000010QN | Lumenor Energy Services, LLC | Lumenor Energy Services | LES-T8-03/04-120V-5FT | Indoor Luminaires | Case Lighting | Vertical Refrigerated Case Luminaires | Standard | TRUE | 2196 | 99.1 | 22.15 | 11 | 0.99 | 5056 | 88.1 | 5 |  | 12/11/2012 12:00:00 AM | Not Yet Verified | Not Yet Verified | Not Yet Verified |  | 1.7
P000010QO | Lumenor Energy Services, LLC | Lumenor Energy Services | LES-T8-03/04-120V-3FT-4K | Indoor Luminaires | Case Lighting | Horizontal Refrigerated Case Luminaires | Standard | TRUE | 1195 | 97.79 | 12.22 | 10.2 | 0.99 | 4267 | 84 | 5 | 50000 | 5/10/2013 12:00:00 AM | Not Yet Verified | Not Yet Verified | Not Yet Verified |  | 2 | 1195 | 98 | 12 |  | 0.99 | 4000 | 80
P000010QP | Lumenor Energy Services, LLC | Lumenor Energy Services | LES-T8-03/04-120V-4FT-3K | Indoor Luminaires | Case Lighting | Horizontal Refrigerated Case Luminaires | Standard | TRUE | 1871 | 97.76 | 19.14 | 14.7 | 0.9835 | 3110 | 82 | 5 |  | 6/14/2013 12:00:00 AM | Not Yet Verified | Not Yet Verified | Not Yet Verified |  | 1.7 | 1871 | 98 | 19.14 |  | 0.9835 | 3000 | 80
P000010R2 | Lumenor Energy Services, LLC | LUMENOR | LES-T8F-04-120-4100K[120V ONLY] | Indoor Luminaires | Case Lighting | Horizontal Refrigerated Case Luminaires | Standard | TRUE | 1969.19 | 126 | 15.63 | 17 | 0.999 | 4035 | 84 | 5 |  | 7/24/2014 12:00:00 AM | Not Yet Verified | Not Yet Verified | Not Yet Verified |  | 2.1 | 1969 | 126 | 15.5 |  |  | 4100 | 84
P000010R3 | Lumenor Energy Services, LLC | LUMENOR | LES-T8F-04-120-5000K[120V ONLY] | Indoor Luminaires | Case Lighting | Horizontal Refrigerated Case Luminaires | Standard | FALSE | [9 empty] | 7/24/2014 12:00:00 AM | Not Yet Verified | Not Yet Verified | Not Yet Verified |  |  | 1970 | 126 | 15.5 |  |  | 5000 | 83
P000010R4 | Lumenor Energy Services, LLC | LUMENOR | LES-T8F-04-120-3500K[120V ONLY] | Indoor Luminaires | Case Lighting | Horizontal Refrigerated Case Luminaires | Standard | TRUE | 2043.49 | 115 | 17.79 | 15 | 0.98 | 3535 | 85 | 5 |  | 7/24/2014 12:00:00 AM | Not Yet Verified | Not Yet Verified | Not Yet Verified |  | 2.1 | 2043 | 115 | 17.5 |  |  | 3500 | 85
P000010R5 | Lumenor Energy Services, LLC | LUMENOR | LES-T8F-04-150-4100K[120V ONLY] | Indoor Luminaires | Case Lighting | Horizontal Refrigerated Case Luminaires | Standard | TRUE | 2482.95 | 125 | 19.93 | 18 | 0.98 | 4056 | 84 | 5 |  | 7/24/2014 12:00:00 AM | Not Yet Verified | Not Yet Verified | Not Yet Verified |  | 2.1 | 2500 | 125 | 20 |  |  | 4100 | 84
P4FYH22VZ | Lumenor Energy Services, LLC | LUMENOR | LES-T8F-04-150-5000K[120V ONLY] | Indoor Luminaires | Case Lighting | Horizontal Refrigerated Case Luminaires | Standard | FALSE | [9 empty] | 12/9/2014 12:00:00 AM | Not Dimmable | Not Dimmable | Not Yet Verified |  |  | 2500 | 125 | 20 | 20 | 0.9 | 5000 | 84
P000010R6 | Lumenor Energy Services, LLC | LUMENOR | LES-T8F-04-180-4100K[120V ONLY] | Indoor Luminaires | Case Lighting | Horizontal Refrigerated Case Luminaires | Standard | TRUE | 2642.36 | 113 | 23.29 | 18 | 0.98 | 4056 | 84 | 5 |  | 7/24/2014 12:00:00 AM | Not Yet Verified | Not Yet Verified | Not Yet Verified |  | 2.1 | 2650 | 113 | 23 |  |  | 4100 | 84
P000010R7 | Lumenor Energy Services, LLC | LUMENOR | LES-T8F-04-90-4100K[120V ONLY] | Indoor Luminaires | Case Lighting | Horizontal Refrigerated Case Luminaires | Standard | TRUE | 1413.03 | 114 | 12.43 | 15 | 0.99 | 4052 | 83.5 | 5 |  | 7/24/2014 12:00:00 AM | Not Yet Verified | Not Yet Verified | Not Yet Verified |  | 2.1 | 1413 | 114 | 12.5 |  |  | 4100 | 84
P00001LNT | Lumia Energy Solutions LLC | LUMIA | LFC4C0017S | Indoor Luminaires | Case Lighting | Horizontal Refrigerated Case Luminaires | Standard | TRUE | 1898 | 109.21 | 17.38 | 15.5 | 0.91 | 3100 | 81 | 5 |  | 9/2/2014 12:00:00 AM | Not Yet Verified | Not Yet Verified | Not Yet Verified |  | 2.1 | 1500 | 100 | 17 | 20 | 0.9 | 3000 | 80
P00001LNU | Lumia Energy Solutions LLC | LUMIA | LFC4C0017E | Indoor Luminaires | Case Lighting | Horizontal Refrigerated Case Luminaires | Standard | FALSE | [9 empty] | 9/2/2014 12:00:00 AM | Not Yet Verified | Not Yet Verified | Not Yet Verified |  |  | 1898 | 109 | 17.5 | 16 | 0.9855 | 4000 | 82
P00001LNW | Lumia Energy Solutions LLC | LUMIA | LFC5L0020S | Indoor Luminaires | Case Lighting | Horizontal Refrigerated Case Luminaires | Standard | TRUE | 2106.8 | 102.42 | 20.57 | 18 | 0.91 | 3075 | 80.7 | 5 |  | 9/2/2014 12:00:00 AM | Not Yet Verified | Not Yet Verified | Not Yet Verified |  | 2.1 | 2000 | 100 | 20 | 20 | 0.9 | 3000 | 80
P00001LNX | Lumia Energy Solutions LLC | LUMIA | LFC5L0020E | Indoor Luminaires | Case Lighting | Horizontal Refrigerated Case Luminaires | Standard | FALSE | [9 empty] | 9/2/2014 12:00:00 AM | Not Yet Verified | Not Yet Verified | Not Yet Verified |  |  | 2000 | 100 | 20 | 20 | 0.9 | 5000 | 80
P00001LNY | Lumia Energy Solutions LLC | LUMIA | LMC4L0012L | Indoor Luminaires | Case Lighting | Horizontal Refrigerated Case Luminaires | Standard | TRUE | 935.63 | 81.08 | 11.54 | 22.6 | 0.95 | 2862 | 85.2 | 5 |  | 9/2/2014 12:00:00 AM | Not Yet Verified | Not Yet Verified | Not Yet Verified |  | 2.1 | 900 | 80 | 12 | 20 | 0.9 | 2700 | 80
P00001LNZ | Lumia Energy Solutions LLC | LUMIA | LMC4L0017L | Indoor Luminaires | Case Lighting | Horizontal Refrigerated Case Luminaires | Standard | TRUE | 1246.7 | 76.06 | 16.39 | 17.7 | 0.97 | 2866 | 85.3 | 5 |  | 9/2/2014 12:00:00 AM | Not Yet Verified | Not Yet Verified | Not Yet Verified |  | 2.1 | 1200 | 75 | 17 | 20 | 0.9 | 2700 | 80
PUCESSPGG | Magniflood Inc. | Mag-LED | ML-LNR-5K-24D-36-XXX-8 | Indoor Luminaires | Case Lighting | Display Case Luminaires | Standard | TRUE | 580.47 | 68 | 8.59 | 21 | 0.88 | 4984 | 86 | 5 |  | 9/23/2014 12:00:00 AM | Not Yet Verified | Not Yet Verified | Not Yet Verified |  | 2.1 | 580 | 68 | 8.59 |  |  | 5000 | 80
P00001IBX | Marco | Lightworx | Pure Shelf NA 36" 3000K Dif | Indoor Luminaires | Case Lighting | Horizontal Refrigerated Case Luminaires | Standard | TRUE | 534.8 | 53.8 | 29.83 | 19.3 | 0.97 | 2964 | 84.3 | 5 | 50000 | 1/28/2014 12:00:00 AM | Not Yet Verified | Not Yet Verified | Not Yet Verified | The following driver variations have been verified for this product: Philips Advance Xitanium LEDINTA0024V0FLO Delta SDMV2480A | 2.1 | 539 | 61.95 | 8.7 |  | 0.9 | 3000 | 80
P00001IBY | Marco | Lightworx | Pure Shelf NA 36" 4000K | Indoor Luminaires | Case Lighting | Horizontal Refrigerated Case Luminaires | Standard | FALSE | [9 empty] | 1/28/2014 12:00:00 AM | Not Yet Verified | Not Yet Verified | Not Yet Verified | The following driver variations have been verified for this product: Philips Advance Xitanium LEDINTA0024V0FLO Delta SDMV2480A |  | 691 | 79.43 | 8.7 |  | 0.9 | 4000 | 80
PSM32EYF | MAVERICK ENERGY SOLUTIONS INTERNATIONAL | MAVERICK ENERGY SOLUTIONS INTERNATIONAL | MES-VCL418W/30 | Indoor Luminaires | Case Lighting | Vertical Refrigerated Case Luminaires | Standard | TRUE | 2233.3 | 113.71 | 19.64 | 18.65 | 0.9024 | 3073 | 83.9 | 5 | 50000 | 6/9/2016 12:00:00 AM | Not Dimmable | Not Dimmable | No | End-mounted only | 3 | 2233.3 | 113.71 | 19.64 | 18.65 | 0.9024 | 3000 | 83.9
P2GUV93C | MAVERICK ENERGY SOLUTIONS INTERNATIONAL | MAVERICK ENERGY SOLUTIONS INTERNATIONAL | MES-VCL418W/50 | Indoor Luminaires | Case Lighting | Vertical Refrigerated Case Luminaires | Standard | FALSE | [9 empty] | 6/9/2016 12:00:00 AM | Not Dimmable | Not Dimmable | No |  |  | 2344.9 | 118.85 | 19.73 | 18.65 | 0.9032 | 5000 | 84
PWNDSB18 | MAVERICK ENERGY SOLUTIONS INTERNATIONAL | MAVERICK ENERGY SOLUTIONS INTERNATIONAL | MES-VCL532W/30 | Indoor Luminaires | Case Lighting | Vertical Refrigerated Case Luminaires | Standard | TRUE | 3315.7 | 98.28 | 33.74 | 12.1 | 0.9064 | 3109 | 83.1 | 5 | 50000 | 6/9/2016 12:00:00 AM | Not Dimmable | Not Dimmable | No | Center and End-Mounted | 3 | 3315.7 | 98.28 | 33.74 | 12.1 | 0.9064 | 3000 | 83.1
PCDYF7PF | MAVERICK ENERGY SOLUTIONS INTERNATIONAL | MAVERICK ENERGY SOLUTIONS INTERNATIONAL | MES-VCL532W/50 | Indoor Luminaires | Case Lighting | Vertical Refrigerated Case Luminaires | Standard | FALSE | [9 empty] | 6/9/2016 12:00:00 AM | Not Dimmable | Not Dimmable | No | Center and End-Mounted |  | 4196 | 125.47 | 33.44 | 14.6 | 0.9102 | 5000 | 84.4
P1KQ1M7X | MAVERICK ENERGY SOLUTIONS INTERNATIONAL | MAVERICK ENERGY SOLUTIONS INTERNATIONAL | MES-VCL640W/30 | Indoor Luminaires | Case Lighting | Vertical Refrigerated Case Luminaires | Standard | TRUE | 3315.7 | 98.28 | 33.74 | 12.1 | 0.9064 | 3109 | 83.1 | 5 | 50000 | 6/9/2016 12:00:00 AM | Not Dimmable | Not Dimmable | No | Center and End-mounted | 3 | 4506 | 113.01 | 39.87 | 15.1 | 0.9012 | 3000 | 83.3
PEF3Y66K | MAVERICK ENERGY SOLUTIONS INTERNATIONAL | MAVERICK ENERGY SOLUTIONS INTERNATIONAL | MES-VCL640W/50 | Indoor Luminaires | Case Lighting | Vertical Refrigerated Case Luminaires | Standard | FALSE | [9 empty] | 6/9/2016 12:00:00 AM | Not Dimmable | Not Dimmable | No | Center and End-mounted |  | 4783 | 123.66 | 38.68 | 15 | 0.9033 | 5000 | 84.4
PNKEGXRQ | MaxLite, Inc | Maxlite | 48RL1830 | Indoor Luminaires | Case Lighting | Vertical Refrigerated Case Luminaires | Standard | TRUE | 822.09 | 57.66 | 14.26 | 15.38 | 0.9156 | 2849 | 80.9 | 5 | 50000 | 9/10/2015 12:00:00 AM | Not Dimmable | Not Dimmable | Not Yet Verified |  | 2.1 | 900 | 60 | 15 |  | 0.9 | 3000 | 80
PDV2M1F3 | MaxLite, Inc | Maxlite | 48RL1841 | Indoor Luminaires | Case Lighting | Vertical Refrigerated Case Luminaires | Standard | FALSE | [9 empty] | 9/10/2015 12:00:00 AM | Not Dimmable | Not Dimmable | Not Yet Verified |  |  | 900 | 60 | 15 |  | 0.9 | 4000 | 80
PEWJ4RXR | MaxLite, Inc | Maxlite | 60RL2230 | Indoor Luminaires | Case Lighting | Vertical Refrigerated Case Luminaires | Standard | TRUE | 1698.5 | 95.85 | 17.72 | 14.67 | 0.9168 | 2900 | 81.5 | 5 | 50000 | 9/10/2015 12:00:00 AM | Not Dimmable | Not Dimmable | Not Yet Verified |  | 2.1 | 1698.5 | 95.85 | 17.72 |  |  | 3000 | 80
P5KFF6NV | MaxLite, Inc | Maxlite | 60RL2241 | Indoor Luminaires | Case Lighting | Vertical Refrigerated Case Luminaires | Standard | FALSE | [9 empty] | 9/10/2015 12:00:00 AM | Not Dimmable | Not Dimmable | Not Yet Verified |  |  | 1698.5 | 95.85 | 17.72 |  |  | 4000 | 80
PYZCAY2N | MaxLite, Inc | Maxlite | 72RL3030 | Indoor Luminaires | Case Lighting | Vertical Refrigerated Case Luminaires | Standard | TRUE | 1938.4 | 87.16 | 22.24 | 14.98 | 0.9283 | 2913 | 81.4 | 5 | 50000 | 9/10/2015 12:00:00 AM | Not Dimmable | Not Dimmable | Not Yet Verified |  | 2.1 | 1938 | 87 | 22 |  | 0.9 | 3000 | 80
P1QVPJEW | MaxLite, Inc | Maxlite | 72RL3041 | Indoor Luminaires | Case Lighting | Vertical Refrigerated Case Luminaires | Standard | FALSE | [9 empty] | 9/10/2015 12:00:00 AM | Not Dimmable | Not Dimmable | Not Yet Verified |  |  | 1938 | 87 | 22 |  | 0.9 | 4000 | 80
P3RWAYMR | MaxLite, Inc | MAXLED | 12LB27AO | Indoor Luminaires | Case Lighting | Display Case Luminaires | Standard | TRUE | 244.4 | 58.3 | 4.19 | 15.69 | 0.9521 | 2641 | 97.2 | 5 | 50000 | 9/21/2015 12:00:00 AM | Dimmable | Continuous Below 10 | No |  | 3 | 244.4 | 58.3 | 4.19 | 15.69 | 0.9521 | 2641 | 97.2
P2SQTRNW | MaxLite, Inc | MAXLED | 6LB27 | Indoor Luminaires | Case Lighting | Display Case Luminaires | Standard | TRUE | 146.1 | 50.9 | 2.87 | 23.26 | 0.9323 | 2661 | 97.7 | 5 | 50000 | 9/21/2015 12:00:00 AM | Dimmable | Continuous Below 10 | No |  | 3 | 146.1 | 50.9 | 2.87 | 23.26 | 0.9323 | 2661 | 97.7
PQH6FFE6 | MaxLite, Inc | MAXLED | 6LB50 | Indoor Luminaires | Case Lighting | Display Case Luminaires | Standard | TRUE | 206 | 63 | 3.27 | 22.31 | 0.9174 | 5270 | 86.2 | 5 | 50000 | 9/21/2015 12:00:00 AM | Dimmable | Continuous Below 10 | No |  | 3 | 206 | 63 | 3.27 | 22.31 | 0.9174 | 5270 | 86.2
PUBWVA5B | MaxLite, Inc | MAXLED | 6LB35 | Indoor Luminaires | Case Lighting | Display Case Luminaires | Standard | FALSE | [9 empty] | 9/21/2015 12:00:00 AM | Dimmable | Continuous Below 10 | No |  |  | 174 | 58 | 3 | 20 | 0.9 | 3500 | 80
P153P7HR | MaxLite, Inc | MAXLED | 12LB35 | Indoor Luminaires | Case Lighting | Display Case Luminaires | Standard | FALSE | [9 empty] | 9/21/2015 12:00:00 AM | Dimmable | Continuous Below 10 | No |  |  | 390 | 65 | 6 | 20 | 0.9 | 3500 | 80
PVXYR73F | MaxLite, Inc | MAXLED | 12LB50 | Indoor Luminaires | Case Lighting | Display Case Luminaires | Standard | FALSE | [9 empty] | 9/21/2015 12:00:00 AM | Dimmable | Continuous Below 10 | No |  |  | 420 | 70 | 6 | 20 | 0.9 | 5000 | 80
PD41XB1R | MaxLite, Inc | MAXLED | 12LB35AO | Indoor Luminaires | Case Lighting | Display Case Luminaires | Standard | FALSE | [9 empty] | 9/21/2015 12:00:00 AM | Dimmable | Continuous Below 10 | No |  |  | 260.4 | 62 | 4.2 | 20 | 0.9 | 3500 | 80
PKUZHB63 | MaxLite, Inc | MAXLED | 12LB50AO | Indoor Luminaires | Case Lighting | Display Case Luminaires | Standard | FALSE | [9 empty] | 9/21/2015 12:00:00 AM | Dimmable | Continuous Below 10 | No |  |  | 290.4 | 66.2 | 4.39 | 15.31 | 0.9558 | 5186 | 86.3
PXQ7B1WT | MaxLite, Inc | MAXLED | 24LB50 | Indoor Luminaires | Case Lighting | Display Case Luminaires | Standard | FALSE | [9 empty] | 9/21/2015 12:00:00 AM | Dimmable | Continuous Below 10 | No |  |  | 840 | 70 | 12 | 20 | 0.9 | 5000 | 80
P55SJZDQ | MaxLite, Inc | MAXLED | 48LB35 | Indoor Luminaires | Case Lighting | Display Case Luminaires | Standard | FALSE | [9 empty] | 9/21/2015 12:00:00 AM | Dimmable | Continuous Below 10 | No |  |  | 1560 | 65 | 24 | 20 | 0.9 | 3500 | 80
PAY5EBBK | MaxLite, Inc | MAXLED | 60LB35 | Indoor Luminaires | Case Lighting | Display Case Luminaires | Standard | FALSE | [9 empty] | 9/21/2015 12:00:00 AM | Dimmable | Continuous Below 10 | No |  |  | 1950 | 65 | 30 | 20 | 0.9 | 3500 | 80
PT8KZBRQ | MaxLite, Inc | MAXLED | 60LB50 | Indoor Luminaires | Case Lighting | Display Case Luminaires | Standard | FALSE | [9 empty] | 9/21/2015 12:00:00 AM | Dimmable | Continuous Below 10 | No |  |  | 2100 | 70 | 30 | 20 | 0.9 | 5000 | 80
PJ8ZBVFF | MaxLite, Inc | MAXLED | 36LB35 | Indoor Luminaires | Case Lighting | Display Case Luminaires | Standard | FALSE | [9 empty] | 9/21/2015 12:00:00 AM | Dimmable | Continuous Below 10 | No |  |  | 1170 | 65 | 18 | 20 | 0.9 | 3500 | 80
P1QJFWUS | MaxLite, Inc | MAXLED | 36LB50 | Indoor Luminaires | Case Lighting | Display Case Luminaires | Standard | FALSE | [9 empty] | 9/21/2015 12:00:00 AM | Dimmable | Continuous Below 10 | No |  |  | 1260 | 70 | 18 | 20 | 0.9 | 5000 | 80
PG3FDXW4 | MaxLite, Inc | MAXLED | 12LB27HO | Indoor Luminaires | Case Lighting | Display Case Luminaires | Standard | FALSE | [9 empty] | 9/21/2015 12:00:00 AM | Dimmable | Continuous Below 10 | No |  |  | 568.7 | 59.9 | 9.5 | 8.66 | 0.99 | 2637 | 96.2
P1J2T9KX | MaxLite, Inc | MAXLED | 12LB50HO | Indoor Luminaires | Case Lighting | Display Case Luminaires | Standard | FALSE | [9 empty] | 9/21/2015 12:00:00 AM | Dimmable | Continuous Below 10 | No |  |  | 736.6 | 73.8 | 9.98 | 7.68 | 0.9921 | 4962 | 85.6
PD8G57NW | MaxLite, Inc | MAXLED | 24LB35 | Indoor Luminaires | Case Lighting | Display Case Luminaires | Standard | FALSE | [9 empty] | 9/21/2015 12:00:00 AM | Dimmable | Continuous Below 10 | No |  |  | 780 | 65 | 12 | 20 | 0.9 | 3500 | 80
PWANZA8U | MaxLite, Inc | MAXLED | 36LB27 | Indoor Luminaires | Case Lighting | Display Case Luminaires | Standard | FALSE | [9 empty] | 9/21/2015 12:00:00 AM | Dimmable | Continuous Below 10 | No |  |  | 1048 | 60.9 | 17.22 | 8.46 | 0.9898 | 2652 | 97.1
PMF63GK1 | MaxLite, Inc | MAXLED | 12LB27 | Indoor Luminaires | Case Lighting | Display Case Luminaires | Standard | FALSE | [9 empty] | 9/21/2015 12:00:00 AM | Dimmable | Continuous Below 10 | No |  |  | 368 | 57.5 | 6.4 | 11.39 | 0.9835 | 2666 | 96.9
PKTPQM7C | MaxLite, Inc | MAXLED | 48LB27 | Indoor Luminaires | Case Lighting | Display Case Luminaires | Standard | FALSE | [9 empty] | 9/21/2015 12:00:00 AM | Dimmable | Continuous Below 10 | No |  |  | 1384 | 58.8 | 23.52 | 6.58 | 0.9939 | 2625 | 96.8
PBPERB14 | MaxLite, Inc | MAXLED | 48LB50 | Indoor Luminaires | Case Lighting | Display Case Luminaires | Standard | FALSE | [9 empty] | 9/21/2015 12:00:00 AM | Dimmable | Continuous Below 10 | No |  |  | 1680 | 70 | 24 | 20 | 0.9 | 5000 | 80
P9T4NGQ6 | MaxLite, Inc | MAXLED | 60LB27 | Indoor Luminaires | Case Lighting | Display Case Luminaires | Standard | FALSE | [9 empty] | 9/21/2015 12:00:00 AM | Dimmable | Continuous Below 10 | No |  |  | 1840 | 61.5 | 29.92 | 20 | 0.9 | 2700 | 90
PDG36C2Y | MaxLite, Inc | MAXLED | 72LB27 | Indoor Luminaires | Case Lighting | Display Case Luminaires | Standard | FALSE | [9 empty] | 9/21/2015 12:00:00 AM | Dimmable | Continuous Below 10 | No |  |  | 2208 | 60.8 | 36.32 | 20 | 0.9 | 2700 | 90
PADZU3XK | MaxLite, Inc | MAXLED | 72LB35 | Indoor Luminaires | Case Lighting | Display Case Luminaires | Standard | FALSE | [9 empty] | 9/21/2015 12:00:00 AM | Dimmable | Continuous Below 10 | No |  |  | 2340 | 65 | 36 | 20 | 0.9 | 3500 | 80
P9VBESF5 | MaxLite, Inc | MAXLED | 72LB50 | Indoor Luminaires | Case Lighting | Display Case Luminaires | Standard | FALSE | [9 empty] | 9/21/2015 12:00:00 AM | Dimmable | Continuous Below 10 | No |  |  | 2520 | 70 | 36 | 20 | 0.9 | 5000 | 80
PAC25S9K | MaxLite, Inc | MAXLED | 24LB27 | Indoor Luminaires | Case Lighting | Display Case Luminaires | Standard | FALSE | [9 empty] | 9/21/2015 12:00:00 AM | Dimmable | Continuous Below 10 | No |  |  | 648.1 | 59.5 | 10.89 | 6.73 | 0.9928 | 2636 | 97
PVHZJMZT | MaxLite, Inc | MAXLED | 12LB35HO | Indoor Luminaires | Case Lighting | Display Case Luminaires | Standard | FALSE | [9 empty] | 9/21/2015 12:00:00 AM | Dimmable | Continuous Below 10 | No |  |  | 653.25 | 67 | 9.75 | 20 | 0.9 | 3500 | 80
P00001EJE | Metro LED | METRO LED | ML-T8DL-5-24W | Indoor Luminaires | Case Lighting | Vertical Refrigerated Case Luminaires | Standard | TRUE | 2521.08 | 105.05 | 23.46 | 16.2 | 0.957 | 5186 | 81.6 | 5 | 50000 | 8/14/2014 12:00:00 AM | Not Yet Verified | Not Yet Verified | Not Yet Verified |  | 2.1 | 2521 | 105 | 23 |  |  | 5000 | 82
P00001EJF | Metro LED | METRO LED | ML-T8DL-6-28W | Indoor Luminaires | Case Lighting | Vertical Refrigerated Case Luminaires | Standard | FALSE | [9 empty] | 8/15/2014 12:00:00 AM | Not Yet Verified | Not Yet Verified | Not Yet Verified |  |  | 2800 | 100 | 28 |  |  | 5000 | 80
P0000127P | Nualight | Nualight | Porto 600 H - 72" 5000K Center - 120V | Indoor Luminaires | Case Lighting | Vertical Refrigerated Case Luminaires | Standard | TRUE | 1458 | 50.1 | 29.09 | 9.6 | 0.984 | 5233 | 84 | 5 |  | 8/14/2012 12:00:00 AM | Not Yet Verified | Not Yet Verified | Not Yet Verified |  | 1.6 | [5 empty] | 5000
P0000126S | Nualight | Nualight | Porto 600 H - 48" 3500K LH End - 120V | Indoor Luminaires | Case Lighting | Vertical Refrigerated Case Luminaires | Standard | TRUE | 429.5 | 55.87 | 11.79 | 12.2 | 0.934 | 3691 | 84.2 | 5 |  | 8/14/2012 12:00:00 AM | Not Yet Verified | Not Yet Verified | Not Yet Verified |  | 1.6 | [5 empty] | 3500
P00001272 | Nualight | Nualight | Porto 600 H - 48" 3500K Center - 120V | Indoor Luminaires | Case Lighting | Vertical Refrigerated Case Luminaires | Standard | TRUE | 782 | 70.7 | 11.06 | 11.6 | 0.965 | 3305 | 84.31 | 5 |  | 8/14/2012 12:00:00 AM | Not Yet Verified | Not Yet Verified | Not Yet Verified |  | 2.1 | [5 empty] | 3500
P00001277 | Nualight | Nualight | Porto 600 H - 48" 4000K LH End - 120V | Indoor Luminaires | Case Lighting | Vertical Refrigerated Case Luminaires | Standard | TRUE | 423.1 | 55.87 | 12 | 12.1 | 0.936 | 3848 | 84 | 5 |  | 8/14/2012 12:00:00 AM | Not Yet Verified | Not Yet Verified | Not Yet Verified |  | 1.6 | [5 empty] | 4000
P0000127K | Nualight | Nualight | Porto 600 H - 60" 4000K Center - 120V | Indoor Luminaires | Case Lighting | Vertical Refrigerated Case Luminaires | Standard | FALSE | [9 empty] | 8/14/2012 12:00:00 AM | Not Yet Verified | Not Yet Verified | Not Yet Verified |  |  | 990 | 60 | 16.5 | 5.12 | 0.983 | 4000 | 84
P0000127L | Nualight | Nualight | Porto 600 H - 68" 4000K Center - 120V | Indoor Luminaires | Case Lighting | Vertical Refrigerated Case Luminaires | Standard | FALSE | [9 empty] | 8/14/2012 12:00:00 AM | Not Yet Verified | Not Yet Verified | Not Yet Verified |  |  | 990 | 60 | 16.5 | 5.12 | 0.983 | 4000 | 84
P00001278 | Nualight | Nualight | Porto 600 H - 48" 4000K RH End - 120V | Indoor Luminaires | Case Lighting | Vertical Refrigerated Case Luminaires | Standard | FALSE | [9 empty] | 8/14/2012 12:00:00 AM | Not Yet Verified | Not Yet Verified | Not Yet Verified |  |  | 444 | 60 | 7.4 | 5.12 | 0.983 | 4000 | 84
P0000127A | Nualight | Nualight | Porto 600 H - 60" 4000K RH End - 120V | Indoor Luminaires | Case Lighting | Vertical Refrigerated Case Luminaires | Standard | FALSE | [9 empty] | 8/14/2012 12:00:00 AM | Not Yet Verified | Not Yet Verified | Not Yet Verified |  |  | 606 | 60 | 10.1 | 5.12 | 0.983 | 4000 | 84
P0000126W | Nualight | Nualight | Porto 600 H - 68" 3500K LH End - 120V | Indoor Luminaires | Case Lighting | Vertical Refrigerated Case Luminaires | Standard | FALSE | [9 empty] | 8/14/2012 12:00:00 AM | Not Yet Verified | Not Yet Verified | Not Yet Verified |  |  | 606 | 60 | 10.1 | 5.12 | 0.983 | 3500 | 84
P0000127R | Nualight | Nualight | Porto 600 H - 68" 5000K LH End - 120V | Indoor Luminaires | Case Lighting | Vertical Refrigerated Case Luminaires | Standard | FALSE | [9 empty] | 8/14/2012 12:00:00 AM | Not Yet Verified | Not Yet Verified | Not Yet Verified |  |  | 606 | 60 | 10.1 | 5.12 | 0.983 | 5000 | 84
P0000127T | Nualight | Nualight | Porto 600 H - 72" 5000K LH End - 120V | Indoor Luminaires | Case Lighting | Vertical Refrigerated Case Luminaires | Standard | FALSE | [9 empty] | 8/14/2012 12:00:00 AM | Not Yet Verified | Not Yet Verified | Not Yet Verified |  |  | 882 | 60 | 14.7 | 5.12 | 0.983 | 5000 | 84
P0000127C | Nualight | Nualight | Porto 600 H - 68" 4000K RH End - 120V | Indoor Luminaires | Case Lighting | Vertical Refrigerated Case Luminaires | Standard | FALSE | [9 empty] | 8/14/2012 12:00:00 AM | Not Yet Verified | Not Yet Verified | Not Yet Verified |  |  | 606 | 60 | 10.1 | 5.12 | 0.983 | 4000 | 84
P0000127D | Nualight | Nualight | Porto 600 H - 72" 4000K LH End - 120V | Indoor Luminaires | Case Lighting | Vertical Refrigerated Case Luminaires | Standard | FALSE | [9 empty] | 8/14/2012 12:00:00 AM | Not Yet Verified | Not Yet Verified | Not Yet Verified |  |  | 882 | 60 | 14.7 | 5.12 | 0.983 | 4000 | 84
P0000127E | Nualight | Nualight | Porto 600 H - 72" 4000K RH End - 120V | Indoor Luminaires | Case Lighting | Vertical Refrigerated Case Luminaires | Standard | FALSE | [9 empty] | 8/14/2012 12:00:00 AM | Not Yet Verified | Not Yet Verified | Not Yet Verified |  |  | 882 | 60 | 14.7 | 5.12 | 0.983 | 4000 | 84
P0000127F | Nualight | Nualight | Porto 600 H Bl - 53.937" 4000K LH End - 120V | Indoor Luminaires | Case Lighting | Vertical Refrigerated Case Luminaires | Standard | FALSE | [9 empty] | 9/7/2012 12:00:00 AM | Not Yet Verified | Not Yet Verified | Not Yet Verified |  |  | 528 | 60 | 8.8 | 5.12 | 0.983 | 4000 | 84
P0000127G | Nualight | Nualight | Porto 600 H Bl - 53.937" 4000K RH End - 120V | Indoor Luminaires | Case Lighting | Vertical Refrigerated Case Luminaires | Standard | FALSE | [9 empty] | 9/7/2012 12:00:00 AM | Not Yet Verified | Not Yet Verified | Not Yet Verified |  |  | 528 | 60 | 8.8 | 5.12 | 0.983 | 4000 | 84
P00001271 | Nualight | Nualight | Porto 600 H Bl - 60.629" 3500K RH End - 120V | Indoor Luminaires | Case Lighting | Vertical Refrigerated Case Luminaires | Standard | FALSE | [9 empty] | 9/7/2012 12:00:00 AM | Not Yet Verified | Not Yet Verified | Not Yet Verified |  |  | 606 | 60 | 10.1 | 5.12 | 0.983 | 3500 | 84
P0000127B | Nualight | Nualight | Porto 600 H - 68" 4000K LH End - 120V | Indoor Luminaires | Case Lighting | Vertical Refrigerated Case Luminaires | Standard | FALSE | [9 empty] | 8/14/2012 12:00:00 AM | Not Yet Verified | Not Yet Verified | Not Yet Verified |  |  | 606 | 60 | 10.1 | 5.12 | 0.983 | 4000 | 84
P0000127U | Nualight | Nualight | Porto 600 H - 72" 5000K RH End - 120V | Indoor Luminaires | Case Lighting | Vertical Refrigerated Case Luminaires | Standard | FALSE | [9 empty] | 8/14/2012 12:00:00 AM | Not Yet Verified | Not Yet Verified | Not Yet Verified |  |  | 882 | 60 | 14.7 | 5.12 | 0.983 | 5000 | 84
P00001276 | Nualight | Nualight | Porto 600 H Bl - 60.629" 3500K Center - 120V | Indoor Luminaires | Case Lighting | Vertical Refrigerated Case Luminaires | Standard | FALSE | [9 empty] | 9/7/2012 12:00:00 AM | Not Yet Verified | Not Yet Verified | Not Yet Verified |  |  | 990 | 60 | 16.5 | 5.12 | 0.983 | 3500 | 84
P0000126T | Nualight | Nualight | Porto 600 H - 48" 3500K RH End - 120V | Indoor Luminaires | Case Lighting | Vertical Refrigerated Case Luminaires | Standard | FALSE | [9 empty] | 8/14/2012 12:00:00 AM | Not Yet Verified | Not Yet Verified | Not Yet Verified |  |  | 444 | 60 | 7.4 | 5.12 | 0.983 | 3500 | 84
P0000126U | Nualight | Nualight | Porto 600 H - 60" 3500K LH End - 120V | Indoor Luminaires | Case Lighting | Vertical Refrigerated Case Luminaires | Standard | FALSE | [9 empty] | 8/14/2012 12:00:00 AM | Not Yet Verified | Not Yet Verified | Not Yet Verified |  |  | 606 | 60 | 10.1 | 5.12 | 0.983 | 3500 | 84
P0000126Y | Nualight | Nualight | Porto 600 H Bl - 53.937" 3500K LH End - 120V | Indoor Luminaires | Case Lighting | Vertical Refrigerated Case Luminaires | Standard | FALSE | [9 empty] | 9/7/2012 12:00:00 AM | Not Yet Verified | Not Yet Verified | Not Yet Verified |  |  | 528 | 60 | 8.8 | 5.12 | 0.983 | 3500 | 84
P00001270 | Nualight | Nualight | Porto 600 H Bl - 60.629" 3500K LH End - 120V | Indoor Luminaires | Case Lighting | Vertical Refrigerated Case Luminaires | Standard | FALSE | [9 empty] | 9/7/2012 12:00:00 AM | Not Yet Verified | Not Yet Verified | Not Yet Verified |  |  | 606 | 60 | 10.1 | 5.12 | 0.983 | 3500 | 84
P00001273 | Nualight | Nualight | Porto 600 H - 60" 3500K Center - 120V | Indoor Luminaires | Case Lighting | Vertical Refrigerated Case Luminaires | Standard | FALSE | [9 empty] | 8/14/2012 12:00:00 AM | Not Yet Verified | Not Yet Verified | Not Yet Verified |  |  | 990 | 60 | 16.5 | 5.12 | 0.983 | 3500 | 84
P0000127Q | Nualight | Nualight | Porto 600 H - 68" 5000K Center - 120V | Indoor Luminaires | Case Lighting | Vertical Refrigerated Case Luminaires | Standard | FALSE | [9 empty] | 8/14/2012 12:00:00 AM | Not Yet Verified | Not Yet Verified | Not Yet Verified |  |  | 990 | 60 | 16.5 | 5.12 | 0.983 | 5000 | 84
P0000127S | Nualight | Nualight | Porto 600 H - 68" 5000K RH End - 120V | Indoor Luminaires | Case Lighting | Vertical Refrigerated Case Luminaires | Standard | FALSE | [9 empty] | 8/14/2012 12:00:00 AM | Not Yet Verified | Not Yet Verified | Not Yet Verified |  |  | 606 | 60 | 10.1 | 5.12 | 0.983 | 5000 | 84
P0000127V | Nualight | Nualight | Porto 600 H Bl - 53.937" 5000K LH End - 120V | Indoor Luminaires | Case Lighting | Vertical Refrigerated Case Luminaires | Standard | FALSE | [9 empty] | 9/7/2012 12:00:00 AM | Not Yet Verified | Not Yet Verified | Not Yet Verified |  |  | 528 | 60 | 8.8 | 5.12 | 0.983 | 5000 | 84
P0000127O | Nualight | Nualight | Porto 600 H Bl - 60.629" 4000K Center - 120V | Indoor Luminaires | Case Lighting | Vertical Refrigerated Case Luminaires | Standard | FALSE | [9 empty] | 9/7/2012 12:00:00 AM | Not Yet Verified | Not Yet Verified | Not Yet Verified |  |  | 990 | 60 | 16.5 | 5.12 | 0.983 | 4000 | 84
P0000127W | Nualight | Nualight | Porto 600 H Bl - 53.937" 5000K RH End - 120V | Indoor Luminaires | Case Lighting | Vertical Refrigerated Case Luminaires | Standard | FALSE | [9 empty] | 9/7/2012 12:00:00 AM | Not Yet Verified | Not Yet Verified | Not Yet Verified |  |  | 528 | 60 | 8.8 | 5.12 | 0.983 | 5000 | 84
P0000127H | Nualight | Nualight | Porto 600 H Bl - 60.629" 4000K LH End - 120V | Indoor Luminaires | Case Lighting | Vertical Refrigerated Case Luminaires | Standard | FALSE | [9 empty] | 9/7/2012 12:00:00 AM | Not Yet Verified | Not Yet Verified | Not Yet Verified |  |  | 606 | 60 | 10.1 | 5.12 | 0.983 | 4000 | 84
P0000127I | Nualight | Nualight | Porto 600 H Bl - 60.629" 4000K RH End - 120V | Indoor Luminaires | Case Lighting | Vertical Refrigerated Case Luminaires | Standard | FALSE | [9 empty] | 9/7/2012 12:00:00 AM | Not Yet Verified | Not Yet Verified | Not Yet Verified |  |  | 606 | 60 | 10.1 | 5.12 | 0.983 | 4000 | 84
P0000127N | Nualight | Nualight | Porto 600 H Bl - 53.937" 4000K Center - 120V | Indoor Luminaires | Case Lighting | Vertical Refrigerated Case Luminaires | Standard | FALSE | [9 empty] | 9/7/2012 12:00:00 AM | Not Yet Verified | Not Yet Verified | Not Yet Verified |  |  | 891 | 60 | 14.85 | 5.12 | 0.983 | 4000 | 84
P0000126X | Nualight | Nualight | Porto 600 H - 68" 3500K RH End - 120V | Indoor Luminaires | Case Lighting | Vertical Refrigerated Case Luminaires | Standard | FALSE | [9 empty] | 8/14/2012 12:00:00 AM | Not Yet Verified | Not Yet Verified | Not Yet Verified |  |  | 606 | 60 | 10.1 | 5.12 | 0.983 | 3500 | 84
P00001274 | Nualight | Nualight | Porto 600 H - 68" 3500K Center - 120V | Indoor Luminaires | Case Lighting | Vertical Refrigerated Case Luminaires | Standard | FALSE | [9 empty] | 8/14/2012 12:00:00 AM | Not Yet Verified | Not Yet Verified | Not Yet Verified |  |  | 990 | 60 | 16.5 | 5.12 | 0.983 | 3500 | 84
P0000127X | Nualight | Nualight | Porto 600 H Bl - 53.937" 5000K Center - 120V | Indoor Luminaires | Case Lighting | Vertical Refrigerated Case Luminaires | Standard | FALSE | [9 empty] | 9/7/2012 12:00:00 AM | Not Yet Verified | Not Yet Verified | Not Yet Verified |  |  | 891 | 60 | 14.85 | 5.12 | 0.983 | 5000 | 84
P0000126V | Nualight | Nualight | Porto 600 H - 60" 3500K RH End - 120V | Indoor Luminaires | Case Lighting | Vertical Refrigerated Case Luminaires | Standard | FALSE | [9 empty] | 8/14/2012 12:00:00 AM | Not Yet Verified | Not Yet Verified | Not Yet Verified |  |  | 606 | 60 | 10.1 | 5.12 | 0.983 | 3500 | 84
P0000126Z | Nualight | Nualight | Porto 600 H Bl - 53.937" 3500K RH End - 120V | Indoor Luminaires | Case Lighting | Vertical Refrigerated Case Luminaires | Standard | FALSE | [9 empty] | 9/7/2012 12:00:00 AM | Not Yet Verified | Not Yet Verified | Not Yet Verified |  |  | 528 | 60 | 8.8 | 5.12 | 0.983 | 3500 | 84
P00001275 | Nualight | Nualight | Porto 600 H Bl - 53.937" 3500K Center - 120V | Indoor Luminaires | Case Lighting | Vertical Refrigerated Case Luminaires | Standard | FALSE | [9 empty] | 9/7/2012 12:00:00 AM | Not Yet Verified | Not Yet Verified | Not Yet Verified |  |  | 891 | 60 | 14.85 | 5.12 | 0.983 | 3500 | 84
P00001279 | Nualight | Nualight | Porto 600 H - 60" 4000K LH End - 120V | Indoor Luminaires | Case Lighting | Vertical Refrigerated Case Luminaires | Standard | FALSE | [9 empty] | 8/14/2012 12:00:00 AM | Not Yet Verified | Not Yet Verified | Not Yet Verified |  |  | 606 | 60 | 10.1 | 5.12 | 0.983 | 4000 | 84
P0000127J | Nualight | Nualight | Porto 600 H - 48" 4000K Center - 120V | Indoor Luminaires | Case Lighting | Vertical Refrigerated Case Luminaires | Standard | FALSE | [9 empty] | 8/14/2012 12:00:00 AM | Not Yet Verified | Not Yet Verified | Not Yet Verified |  |  | 738 | 60 | 12.3 | 5.12 | 0.983 | 4000 | 84
P0000127M | Nualight | Nualight | Porto 600 H - 72" 4000K Center - 120V | Indoor Luminaires | Case Lighting | Vertical Refrigerated Case Luminaires | Standard | FALSE | [9 empty] | 8/14/2012 12:00:00 AM | Not Yet Verified | Not Yet Verified | Not Yet Verified |  |  | 1464 | 60 | 24.4 | 5.12 | 0.983 | 4000 | 84
P00001284 | Nualight | Nualight | Alto 530 - 36" 3500K - 120V | Indoor Luminaires | Case Lighting | Horizontal Refrigerated Case Luminaires | Standard | TRUE | 1177 | 51.96 | 22.65 | 11.31 | 0.975 | 3249 | 86 | 5 |  | 8/14/2012 12:00:00 AM | Not Yet Verified | Not Yet Verified | Not Yet Verified | Positioned at 8° or 24° Rotation | 1.6 | [5 empty] | 3500 | 85
P0000127Y | Nualight | Nualight | Alto 530 - 36" 3000K - 120V | Indoor Luminaires | Case Lighting | Horizontal Refrigerated Case Luminaires | Standard | TRUE | 1177 | 51.43 | 22.89 | 11.3 | 0.976 | 3040 | 84.5 | 5 |  | 8/14/2012 12:00:00 AM | Not Yet Verified | Not Yet Verified | Not Yet Verified | Positioned at 8° or 24° Rotation | 1.6 | [5 empty] | 3000 | 85
P0000128A | Nualight | Nualight | Alto 530 - 36" 4000K - 120V | Indoor Luminaires | Case Lighting | Horizontal Refrigerated Case Luminaires | Standard | TRUE | 1245 | 54.12 | 23.01 | 11.37 | 0.976 | 4124 | 84.2 | 5 |  | 8/14/2012 12:00:00 AM | Not Yet Verified | Not Yet Verified | Not Yet Verified | Positioned at 8° or 24° Rotation | 1.6 | [5 empty] | 4000 | 85
P00001285 | Nualight | Nualight | Alto 530 - 48" 3500K - 120V | Indoor Luminaires | Case Lighting | Horizontal Refrigerated Case Luminaires | Standard | FALSE | [9 empty] | 8/14/2012 12:00:00 AM | Not Yet Verified | Not Yet Verified | Not Yet Verified | Positioned at 8° or 24° Rotation |  | 1634 | 75 | 21.6 | 12 | 0.9 | 3500 | 85
P00001287 | Nualight | Nualight | Alto 530 H - 36" 3500K - 120V | Indoor Luminaires | Case Lighting | Horizontal Refrigerated Case Luminaires | Standard | FALSE | [9 empty] | 8/14/2012 12:00:00 AM | Not Yet Verified | Not Yet Verified | Not Yet Verified | Positioned at 8° or 24° Rotation |  | 1198 | 75 | 15.8 | 12 | 0.9 | 3500 | 85
P00001289 | Nualight | Nualight | Alto 530 H - 60" 3500K - 120V | Indoor Luminaires | Case Lighting | Horizontal Refrigerated Case Luminaires | Standard | FALSE | [9 empty] | 9/7/2012 12:00:00 AM | Not Yet Verified | Not Yet Verified | Not Yet Verified | Positioned at 8° or 24° Rotation |  | 2175 | 75 | 29 | 12 | 0.9 | 3500 | 85
P0000128B | Nualight | Nualight | Alto 530 - 48" 4000K - 120V | Indoor Luminaires | Case Lighting | Horizontal Refrigerated Case Luminaires | Standard | FALSE | [9 empty] | 8/14/2012 12:00:00 AM | Not Yet Verified | Not Yet Verified | Not Yet Verified | Positioned at 8° or 24° Rotation |  | 1659 | 76 | 21.6 | 12 | 0.9 | 4000 | 85
P0000128C | Nualight | Nualight | Alto 530 - 60" 4000K - 120V | Indoor Luminaires | Case Lighting | Horizontal Refrigerated Case Luminaires | Standard | FALSE | [9 empty] | 9/7/2012 12:00:00 AM | Not Yet Verified | Not Yet Verified | Not Yet Verified | Positioned at 8° or 24° Rotation |  | 2175 | 75 | 29 | 12 | 0.9 | 4000 | 85
P0000128E | Nualight | Nualight | Alto 530 H - 48" 4000K - 120V | Indoor Luminaires | Case Lighting | Horizontal Refrigerated Case Luminaires | Standard | FALSE | [9 empty] | 8/14/2012 12:00:00 AM | Not Yet Verified | Not Yet Verified | Not Yet Verified | Positioned at 8° or 24° Rotation |  | 1659 | 76.8 | 21.6 | 12 | 0.9 | 4000 | 85
P0000128F | Nualight | Nualight | Alto 530 H - 60" 4000K - 120V | Indoor Luminaires | Case Lighting | Horizontal Refrigerated Case Luminaires | Standard | FALSE | [9 empty] | 9/7/2012 12:00:00 AM | Not Yet Verified | Not Yet Verified | Not Yet Verified | Positioned at 8° or 24° Rotation |  | 2175 | 75 | 29 | 12 | 0.9 | 4000 | 85
P00001282 | Nualight | Nualight | Alto 530 H - 48" 3000K - 120V | Indoor Luminaires | Case Lighting | Horizontal Refrigerated Case Luminaires | Standard | FALSE | [9 empty] | 8/14/2012 12:00:00 AM | Not Yet Verified | Not Yet Verified | Not Yet Verified | Positioned at 8° or 24° Rotation |  | 1565 | 72.4 | 21.6 | 12 | 0.9 | 3000 | 85
P0000128D | Nualight | Nualight | Alto 530 H - 36" 4000K - 120V | Indoor Luminaires | Case Lighting | Horizontal Refrigerated Case Luminaires | Standard | FALSE | [9 empty] | 8/14/2012 12:00:00 AM | Not Yet Verified | Not Yet Verified | Not Yet Verified | Positioned at 8° or 24° Rotation |  | 1217 | 76.8 | 15.8 | 21 | 0.9 | 4000 | 85
P0000127Z | Nualight | Nualight | Alto 530 - 48" 3000K - 120V | Indoor Luminaires | Case Lighting | Horizontal Refrigerated Case Luminaires | Standard | FALSE | [9 empty] | 8/14/2012 12:00:00 AM | Not Yet Verified | Not Yet Verified | Not Yet Verified | Positioned at 8° or 24° Rotation |  | 1565 | 72 | 21.6 | 12 | 0.9 | 3000 | 85
P00001280 | Nualight | Nualight | Alto 530 - 60" 3000K - 120V | Indoor Luminaires | Case Lighting | Horizontal Refrigerated Case Luminaires | Standard | FALSE | [9 empty] | 9/7/2012 12:00:00 AM | Not Yet Verified | Not Yet Verified | Not Yet Verified | Positioned at 8° or 24° Rotation |  | 2175 | 75 | 29 | 12 | 0.9 | 3000 | 85
P00001281 | Nualight | Nualight | Alto 530 H - 36" 3000K - 120V | Indoor Luminaires | Case Lighting | Horizontal Refrigerated Case Luminaires | Standard | FALSE | [9 empty] | 8/14/2012 12:00:00 AM | Not Yet Verified | Not Yet Verified | Not Yet Verified | Positioned at 8° or 24° Rotation |  | 1147 | 72.4 | 15.8 | 12 | 0.9 | 3000 | 85
P00001283 | Nualight | Nualight | Alto 530 H - 60" 3000K - 120V | Indoor Luminaires | Case Lighting | Horizontal Refrigerated Case Luminaires | Standard | FALSE | [9 empty] | 9/7/2012 12:00:00 AM | Not Yet Verified | Not Yet Verified | Not Yet Verified | Positioned at 8° or 24° Rotation |  | 2175 | 75 | 29 | 12 | 0.9 | 3000 | 85
P00001288 | Nualight | Nualight | Alto 530 H - 48" 3500K - 120V | Indoor Luminaires | Case Lighting | Horizontal Refrigerated Case Luminaires | Standard | FALSE | [9 empty] | 8/14/2012 12:00:00 AM | Not Yet Verified | Not Yet Verified | Not Yet Verified | Positioned at 8° or 24° Rotation |  | 1634 | 75.6 | 21.6 | 12 | 0.9 | 3500 | 85
P00001286 | Nualight | Nualight | Alto 530 - 60" 3500K - 120V | Indoor Luminaires | Case Lighting | Horizontal Refrigerated Case Luminaires | Standard | FALSE | [9 empty] | 9/7/2012 12:00:00 AM | Not Yet Verified | Not Yet Verified | Not Yet Verified | Positioned at 8° or 24° Rotation |  | 2175 | 75 | 29 | 12 | 0.9 | 3500 | 85
P0000128G | Nualight | Nualight | Alto 530 HO - 36" 3000K - 120V | Indoor Luminaires | Case Lighting | Horizontal Refrigerated Case Luminaires | Standard | TRUE | 1390 | 52.35 | 26.55 | 9.63 | 0.982 | 2909 | 86.1 | 5 |  | 8/14/2012 12:00:00 AM | Not Yet Verified | Not Yet Verified | Not Yet Verified | Positioned at 7° or 19° Rotation | 1.6 | [5 empty] | 3000 | 85
P0000128M | Nualight | Nualight | Alto 530 HO - 36" 3500K - 120V | Indoor Luminaires | Case Lighting | Horizontal Refrigerated Case Luminaires | Standard | TRUE | 1512 | 56.18 | 26.91 | 9.53 | 0.982 | 3514 | 85.3 | 5 |  | 8/14/2012 12:00:00 AM | Not Yet Verified | Not Yet Verified | Not Yet Verified | Positioned at 7° or 19° Rotation | 1.6 | [5 empty] | 3500 | 85
P0000128S | Nualight | Nualight | Alto 530 HO - 36" 4000K - 120V | Indoor Luminaires | Case Lighting | Horizontal Refrigerated Case Luminaires | Standard | TRUE | 1573 | 59.43 | 26.47 | 9.66 | 0.981 | 4064 | 85.1 | 5 |  | 8/14/2012 12:00:00 AM | Not Yet Verified | Not Yet Verified | Not Yet Verified | Positioned at 7° or 19° Rotation | 1.6 | [5 empty] | 4000 | 85
P0000128W | Nualight | Nualight | Alto 530 HHO - 48" 4000K - 120V | Indoor Luminaires | Case Lighting | Horizontal Refrigerated Case Luminaires | Standard | FALSE | [9 empty] | 8/14/2012 12:00:00 AM | Not Yet Verified | Not Yet Verified | Not Yet Verified | Positioned at 7° or 19° Rotation |  | 2062 | 80 | 25.7 | 12 | 0.9 | 4000 | 85
P0000128I | Nualight | Nualight | Alto 530 HO - 60" 3000K - 120V | Indoor Luminaires | Case Lighting | Horizontal Refrigerated Case Luminaires | Standard | FALSE | [9 empty] | 9/7/2012 12:00:00 AM | Not Yet Verified | Not Yet Verified | Not Yet Verified | Positioned at 7° or 19° Rotation |  | 2175 | 75 | 29 | 12 | 0.9 | 3000 | 85
P0000128K | Nualight | Nualight | Alto 530 HHO - 48" 3000K - 120V | Indoor Luminaires | Case Lighting | Horizontal Refrigerated Case Luminaires | Standard | FALSE | [9 empty] | 8/14/2012 12:00:00 AM | Not Yet Verified | Not Yet Verified | Not Yet Verified | Positioned at 7° or 19° Rotation |  | 1860 | 72 | 25.7 | 12 | 0.9 | 3000 | 85
P0000128N | Nualight | Nualight | Alto 530 HO - 48" 3500K - 120V | Indoor Luminaires | Case Lighting | Horizontal Refrigerated Case Luminaires | Standard | FALSE | [9 empty] | 8/14/2012 12:00:00 AM | Not Yet Verified | Not Yet Verified | Not Yet Verified | Positioned at 7° or 19° Rotation |  | 1999 | 77 | 25.7 | 12 | 0.9 | 3500 | 85
P0000128Q | Nualight | Nualight | Alto 530 HHO - 48" 3500K - 120V | Indoor Luminaires | Case Lighting | Horizontal Refrigerated Case Luminaires | Standard | FALSE | [9 empty] | 8/14/2012 12:00:00 AM | Not Yet Verified | Not Yet Verified | Not Yet Verified | Positioned at 7° or 19° Rotation |  | 1999 | 77 | 25.7 | 12 | 0.9 | 3500 | 85
P0000128L | Nualight | Nualight | Alto 530 HHO - 60" 3000K - 120V | Indoor Luminaires | Case Lighting | Horizontal Refrigerated Case Luminaires | Standard | FALSE | [9 empty] | 9/7/2012 12:00:00 AM | Not Yet Verified | Not Yet Verified | Not Yet Verified | Positioned at 7° or 19° Rotation |  | 2595 | 75 | 34.6 | 12 | 0.9 | 3000 | 85
P0000128X | Nualight | Nualight | Alto 530 HHO - 60" 4000K - 120V | Indoor Luminaires | Case Lighting | Horizontal Refrigerated Case Luminaires | Standard | FALSE | [9 empty] | 9/7/2012 12:00:00 AM | Not Yet Verified | Not Yet Verified | Not Yet Verified | Positioned at 7° or 19° Rotation |  | 2595 | 75 | 34.6 | 12 | 0.9 | 4000 | 85
P0000128R | Nualight | Nualight | Alto 530 HHO - 60" 3500K - 120V | Indoor Luminaires | Case Lighting | Horizontal Refrigerated Case Luminaires | Standard | FALSE | [9 empty] | 9/7/2012 12:00:00 AM | Not Yet Verified | Not Yet Verified | Not Yet Verified | Positioned at 7° or 19° Rotation |  | 2595 | 75 | 34.6 | 12 | 0.9 | 3500 | 85
P0000128H | Nualight | Nualight | Alto 530 HO - 48" 3000K - 120V | Indoor Luminaires | Case Lighting | Horizontal Refrigerated Case Luminaires | Standard | FALSE | [9 empty] | 8/14/2012 12:00:00 AM | Not Yet Verified | Not Yet Verified | Not Yet Verified | Positioned at 7° or 19° Rotation |  | 1860 | 72.2 | 25.7 | 12 | 0.9 | 3000 | 85
P0000128J | Nualight | Nualight | Alto 530 HHO - 36" 3000K - 120V | Indoor Luminaires | Case Lighting | Horizontal Refrigerated Case Luminaires | Standard | FALSE | [9 empty] | 8/14/2012 12:00:00 AM | Not Yet Verified | Not Yet Verified | Not Yet Verified | Positioned at 7° or 19° Rotation |  | 1364 | 72.2 | 18.8 | 12 | 0.9 | 3000 | 85
P0000128O | Nualight | Nualight | Alto 530 HO - 60" 3500K - 120V | Indoor Luminaires | Case Lighting | Horizontal Refrigerated Case Luminaires | Standard | FALSE | [9 empty] | 9/7/2012 12:00:00 AM | Not Yet Verified | Not Yet Verified | Not Yet Verified | Positioned at 7° or 19° Rotation |  | 2175 | 75 | 29 | 12 | 0.9 | 3500 | 85
P0000128P | Nualight | Nualight | Alto 530 HHO - 36" 3500K - 120V | Indoor Luminaires | Case Lighting | Horizontal Refrigerated Case Luminaires | Standard | FALSE | [9 empty] | 8/14/2012 12:00:00 AM | Not Yet Verified | Not Yet Verified | Not Yet Verified | Positioned at 7° or 19° Rotation |  | 1466 | 77 | 18.8 | 12 | 0.9 | 3500 | 85
P0000128T | Nualight | Nualight | Alto 530 HO - 48" 4000K - 120V | Indoor Luminaires | Case Lighting | Horizontal Refrigerated Case Luminaires | Standard | FALSE | [9 empty] | 8/14/2012 12:00:00 AM | Not Yet Verified | Not Yet Verified | Not Yet Verified | Positioned at 7° or 19° Rotation |  | 2062 | 80 | 25.7 | 12 | 0.9 | 4000 | 85
P0000128U | Nualight | Nualight | Alto 530 HO - 60" 4000K - 120V | Indoor Luminaires | Case Lighting | Horizontal Refrigerated Case Luminaires | Standard | FALSE | [9 empty] | 9/7/2012 12:00:00 AM | Not Yet Verified | Not Yet Verified | Not Yet Verified | Positioned at 7° or 19° Rotation |  | 2175 | 75 | 29 | 12 | 0.9 | 4000 | 85
P0000128V | Nualight | Nualight | Alto 530 HHO - 36" 4000K - 120V | Indoor Luminaires | Case Lighting | Horizontal Refrigerated Case Luminaires | Standard | FALSE | [9 empty] | 8/14/2012 12:00:00 AM | Not Yet Verified | Not Yet Verified | Not Yet Verified | Positioned at 7° or 19° Rotation |  | 1512 | 80 | 18.8 | 12 | 0.9 | 4000 | 85
P0000128Y | Nualight | Nualight | Alto 500 Ultra 3000K - 120V | Indoor Luminaires | Case Lighting | Horizontal Refrigerated Case Luminaires | Standard | TRUE | 1510 | 50 | 30.21 | 11.47 | 0.976 | 2963 | 80.7 | 5 | 50000 | 9/27/2013 12:00:00 AM | Not Yet Verified | Not Yet Verified | Not Yet Verified |  | 2 | 1500 | 45 | 21.6 |  | 0.9 | 3000 | 80
P0000129A | Nualight | Nualight | Alto 530 H 12'' 3000K - 120V [New Version] | Indoor Luminaires | Case Lighting | Horizontal Refrigerated Case Luminaires | Standard | TRUE | 318 | 74 | 4.328 | 11.4 | 0.966 | 3028 | 83.3 | 5 | 50000 | 9/27/2013 12:00:00 AM | Not Yet Verified | Not Yet Verified | Not Yet Verified |  | 2 | 324.8025 | 72.1783333333333 | 4.5 |  |  | 3000 | 80
P0000129B | Nualight | Nualight | Alto 530 H 12'' 3500K - 120V [New Version] | Indoor Luminaires | Case Lighting | Horizontal Refrigerated Case Luminaires | Standard | FALSE | [9 empty] | 9/27/2013 12:00:00 AM | Not Yet Verified | Not Yet Verified | Not Yet Verified |  |  | 340.51875 | 75.6708333333333 | 4.5 |  |  | 3500 | 80
P0000129O | Nualight | Nualight | Alto 530 H 24'' 4000K - 120V [New Version] | Indoor Luminaires | Case Lighting | Horizontal Refrigerated Case Luminaires | Standard | FALSE | [9 empty] | 9/27/2013 12:00:00 AM | Not Yet Verified | Not Yet Verified | Not Yet Verified |  |  | 691.515 | 76.835 | 9 |  |  | 4000 | 80
P000012AH | Nualight | Nualight | Alto 530 48'' 3500K - 120V [New Version] | Indoor Luminaires | Case Lighting | Horizontal Refrigerated Case Luminaires | Standard | FALSE | [9 empty] | 9/27/2013 12:00:00 AM | Not Yet Verified | Not Yet Verified | Not Yet Verified |  |  | 1740.42916666667 | 75.6708333333333 | 23 |  |  | 3500 | 80
P000012AI | Nualight | Nualight | Alto 530 48'' 4000K - 120V [New Version] | Indoor Luminaires | Case Lighting | Horizontal Refrigerated Case Luminaires | Standard | FALSE | [9 empty] | 9/27/2013 12:00:00 AM | Not Yet Verified | Not Yet Verified | Not Yet Verified |  |  | 1767.205 | 76.835 | 23 |  |  | 4000 | 80
P000012AL | Nualight | Nualight | Alto 530HO 48'' 4000K - 120V [New Version] | Indoor Luminaires | Case Lighting | Horizontal Refrigerated Case Luminaires | Standard | FALSE | [9 empty] | 9/27/2013 12:00:00 AM | Not Yet Verified | Not Yet Verified | Not Yet Verified |  |  | 2186.94 | 80.1076923076923 | 27.3 |  |  | 4000 | 80
P0000129Z | Nualight | Nualight | Alto 530 H 48'' 3500K - 120V [New Version] | Indoor Luminaires | Case Lighting | Horizontal Refrigerated Case Luminaires | Standard | FALSE | [9 empty] | 9/27/2013 12:00:00 AM | Not Yet Verified | Not Yet Verified | Not Yet Verified |  |  | 1740.42916666667 | 75.6708333333333 | 23 |  |  | 3500 | 80
P0000129F | Nualight | Nualight | Alto 530 HHO 12'' 4000K - 120V [New Version] | Indoor Luminaires | Case Lighting | Horizontal Refrigerated Case Luminaires | Standard | FALSE | [9 empty] | 9/27/2013 12:00:00 AM | Not Yet Verified | Not Yet Verified | Not Yet Verified |  |  | 448.603076923077 | 80.1076923076923 | 5.6 |  |  | 4000 | 80
P0000129G | Nualight | Nualight | Alto 530 H 18'' 3000K - 120V [New Version] | Indoor Luminaires | Case Lighting | Horizontal Refrigerated Case Luminaires | Standard | FALSE | [9 empty] | 9/27/2013 12:00:00 AM | Not Yet Verified | Not Yet Verified | Not Yet Verified |  |  | 541.3375 | 72.1783333333333 | 7.5 |  |  | 3000 | 80
P0000129I | Nualight | Nualight | Alto 530 H 18'' 4000K - 120V [New Version] | Indoor Luminaires | Case Lighting | Horizontal Refrigerated Case Luminaires | Standard | FALSE | [9 empty] | 9/27/2013 12:00:00 AM | Not Yet Verified | Not Yet Verified | Not Yet Verified |  |  | 576.2625 | 76.835 | 7.5 |  |  | 4000 | 80
P0000129N | Nualight | Nualight | Alto 530 H 24'' 3500K - 120V [New Version] | Indoor Luminaires | Case Lighting | Horizontal Refrigerated Case Luminaires | Standard | FALSE | [9 empty] | 9/27/2013 12:00:00 AM | Not Yet Verified | Not Yet Verified | Not Yet Verified |  |  | 681.0375 | 75.6708333333333 | 9 |  |  | 3500 | 80
P0000129T | Nualight | Nualight | Alto 530 H 36'' 3500K - 120V [New Version] | Indoor Luminaires | Case Lighting | Horizontal Refrigerated Case Luminaires | Standard | FALSE | [9 empty] | 9/27/2013 12:00:00 AM | Not Yet Verified | Not Yet Verified | Not Yet Verified |  |  | 1248.56875 | 75.6708333333333 | 16.5 |  |  | 3500 | 80
P0000129W | Nualight | Nualight | Alto 530 HHO 36'' 3500K - 120V [New Version] | Indoor Luminaires | Case Lighting | Horizontal Refrigerated Case Luminaires | Standard | FALSE | [9 empty] | 9/27/2013 12:00:00 AM | Not Yet Verified | Not Yet Verified | Not Yet Verified |  |  | 1568.84076923077 | 77.6653846153846 | 20.2 |  |  | 3500 | 80
P0000129X | Nualight | Nualight | Alto 530 HHO 36'' 4000K - 120V [New Version] | Indoor Luminaires | Case Lighting | Horizontal Refrigerated Case Luminaires | Standard | FALSE | [9 empty] | 9/27/2013 12:00:00 AM | Not Yet Verified | Not Yet Verified | Not Yet Verified |  |  | 1618.17538461538 | 80.1076923076923 | 20.2 |  |  | 4000 | 80
P000012A3 | Nualight | Nualight | Alto 530 HHO 48'' 4000K - 120V [New Version] | Indoor Luminaires | Case Lighting | Horizontal Refrigerated Case Luminaires | Standard | FALSE | [9 empty] | 9/27/2013 12:00:00 AM | Not Yet Verified | Not Yet Verified | Not Yet Verified |  |  | 2186.94 | 80.1076923076923 | 27.3 |  |  | 4000 | 80
P000012A5 | Nualight | Nualight | Alto 530H 60'' 3500K - 120V [New Version] | Indoor Luminaires | Case Lighting | Horizontal Refrigerated Case Luminaires | Standard | FALSE | [9 empty] | 9/27/2013 12:00:00 AM | Not Yet Verified | Not Yet Verified | Not Yet Verified |  |  | 2194.45416666667 | 75.6708333333333 | 29 |  |  | 3500 | 80
P0000129C | Nualight | Nualight | Alto 530 H 12'' 4000K - 120V [New Version] | Indoor Luminaires | Case Lighting | Horizontal Refrigerated Case Luminaires | Standard | FALSE | [9 empty] | 9/27/2013 12:00:00 AM | Not Yet Verified | Not Yet Verified | Not Yet Verified |  |  | 345.7575 | 76.835 | 4.5 |  |  | 4000 | 80
P0000129E | Nualight | Nualight | Alto 530 HHO 12'' 3500K - 120V [New Version] | Indoor Luminaires | Case Lighting | Horizontal Refrigerated Case Luminaires | Standard | FALSE | [9 empty] | 9/27/2013 12:00:00 AM | Not Yet Verified | Not Yet Verified | Not Yet Verified |  |  | 434.926153846154 | 77.6653846153846 | 5.6 |  |  | 3500 | 80
P0000129Y | Nualight | Nualight | Alto 530 H 48'' 3000K - 120V [New Version] | Indoor Luminaires | Case Lighting | Horizontal Refrigerated Case Luminaires | Standard | FALSE | [9 empty] | 9/27/2013 12:00:00 AM | Not Yet Verified | Not Yet Verified | Not Yet Verified |  |  | 1660.10166666667 | 72.1783333333333 | 23 |  |  | 3000 | 80
P000012A7 | Nualight | Nualight | Alto 530 HHO 60'' 3000K - 120V [New Version] | Indoor Luminaires | Case Lighting | Horizontal Refrigerated Case Luminaires | Standard | FALSE | [9 empty] | 9/27/2013 12:00:00 AM | Not Yet Verified | Not Yet Verified | Not Yet Verified |  |  | 2501.31384615385 | 72.2923076923077 | 34.6 |  |  | 3000 | 80
P0000129U | Nualight | Nualight | Alto 530 H 36'' 4000K - 120V [New Version] | Indoor Luminaires | Case Lighting | Horizontal Refrigerated Case Luminaires | Standard | FALSE | [9 empty] | 9/27/2013 12:00:00 AM | Not Yet Verified | Not Yet Verified | Not Yet Verified |  |  | 1267.7775 | 76.835 | 16.5 |  |  | 4000 | 80
P000012A4 | Nualight | Nualight | Alto 530H 60'' 3000K - 120V [New Version] | Indoor Luminaires | Case Lighting | Horizontal Refrigerated Case Luminaires | Standard | FALSE | [9 empty] | 9/27/2013 12:00:00 AM | Not Yet Verified | Not Yet Verified | Not Yet Verified |  |  | 2093.17166666667 | 72.1783333333333 | 29 |  |  | 3000 | 80
P0000129H | Nualight | Nualight | Alto 530 H 18'' 3500K - 120V [New Version] | Indoor Luminaires | Case Lighting | Horizontal Refrigerated Case Luminaires | Standard | FALSE | [9 empty] | 9/27/2013 12:00:00 AM | Not Yet Verified | Not Yet Verified | Not Yet Verified |  |  | 567.53125 | 75.6708333333333 | 7.5 |  |  | 3500 | 80
P0000129J | Nualight | Nualight | Alto 530 HHO 18" 3000K - 120V [New Version] | Indoor Luminaires | Case Lighting | Horizontal Refrigerated Case Luminaires | Standard | FALSE | [9 empty] | 9/27/2013 12:00:00 AM | Not Yet Verified | Not Yet Verified | Not Yet Verified |  |  | 672.318461538462 | 72.2923076923077 | 9.3 |  |  | 3000 | 80
P0000129K | Nualight | Nualight | Alto 530 HHO 18" 3500K - 120V [New Version] | Indoor Luminaires | Case Lighting | Horizontal Refrigerated Case Luminaires | Standard | FALSE | [9 empty] | 9/27/2013 12:00:00 AM | Not Yet Verified | Not Yet Verified | Not Yet Verified |  |  | 722.288076923077 | 77.6653846153846 | 9.3 |  |  | 3500 | 80
P0000129L | Nualight | Nualight | Alto 530 HHO 18" 4000K - 120V [New Version] | Indoor Luminaires | Case Lighting | Horizontal Refrigerated Case Luminaires | Standard | FALSE | [9 empty] | 9/27/2013 12:00:00 AM | Not Yet Verified | Not Yet Verified | Not Yet Verified |  |  | 745.001538461538 | 80.1076923076923 | 9.3 |  |  | 4000 | 80
P0000129M | Nualight | Nualight | Alto 530 H 24'' 3000K - 120V [New Version] | Indoor Luminaires | Case Lighting | Horizontal Refrigerated Case Luminaires | Standard | FALSE | [9 empty] | 9/27/2013 12:00:00 AM | Not Yet Verified | Not Yet Verified | Not Yet Verified |  |  | 649.605 | 72.1783333333333 | 9 |  |  | 3000 | 80
P0000129P | Nualight | Nualight | Alto 530 HHO 24'' 3000K - 120V [New Version] | Indoor Luminaires | Case Lighting | Horizontal Refrigerated Case Luminaires | Standard | FALSE | [9 empty] | 9/27/2013 12:00:00 AM | Not Yet Verified | Not Yet Verified | Not Yet Verified |  |  | 795.215384615385 | 72.2923076923077 | 11 |  |  | 3000 | 80
P0000129Q | Nualight | Nualight | Alto 530 HHO 24'' 3500K - 120V [New Version] | Indoor Luminaires | Case Lighting | Horizontal Refrigerated Case Luminaires | Standard | FALSE | [9 empty] | 9/27/2013 12:00:00 AM | Not Yet Verified | Not Yet Verified | Not Yet Verified |  |  | 854.319230769231 | 77.6653846153846 | 11 |  |  | 3500 | 80
P0000129R | Nualight | Nualight | Alto 530 HHO 24'' 4000K - 120V [New Version] | Indoor Luminaires | Case Lighting | Horizontal Refrigerated Case Luminaires | Standard | FALSE | [9 empty] | 9/27/2013 12:00:00 AM | Not Yet Verified | Not Yet Verified | Not Yet Verified |  |  | 881.184615384615 | 80.1076923076923 | 11 |  |  | 4000 | 80
P0000129S | Nualight | Nualight | Alto 530 H 36'' 3000K - 120V [New Version] | Indoor Luminaires | Case Lighting | Horizontal Refrigerated Case Luminaires | Standard | FALSE | [9 empty] | 9/27/2013 12:00:00 AM | Not Yet Verified | Not Yet Verified | Not Yet Verified |  |  | 1190.9425 | 72.1783333333333 | 16.5 |  |  | 3000 | 80
P0000129V | Nualight | Nualight | Alto 530 HHO 36'' 3000K - 120V [New Version] | Indoor Luminaires | Case Lighting | Horizontal Refrigerated Case Luminaires | Standard | FALSE | [9 empty] | 9/27/2013 12:00:00 AM | Not Yet Verified | Not Yet Verified | Not Yet Verified |  |  | 1460.30461538462 | 72.2923076923077 | 20.2 |  |  | 3000 | 80
P000012A0 | Nualight | Nualight | Alto 530 H 48'' 4000K - 120V [New Version] | Indoor Luminaires | Case Lighting | Horizontal Refrigerated Case Luminaires | Standard | FALSE | [9 empty] | 9/27/2013 12:00:00 AM | Not Yet Verified | Not Yet Verified | Not Yet Verified |  |  | 1767.205 | 76.835 | 23 |  |  | 4000 | 80
P000012A1 | Nualight | Nualight | Alto 530 HHO 48'' 3000K - 120V [New Version] | Indoor Luminaires | Case Lighting | Horizontal Refrigerated Case Luminaires | Standard | FALSE | [9 empty] | 9/27/2013 12:00:00 AM | Not Yet Verified | Not Yet Verified | Not Yet Verified |  |  | 1973.58 | 72.2923076923077 | 27.3 |  |  | 3000 | 80
P000012A2 | Nualight | Nualight | Alto 530 HHO 48'' 3500K - 120V [New Version] | Indoor Luminaires | Case Lighting | Horizontal Refrigerated Case Luminaires | Standard | FALSE | [9 empty] | 9/27/2013 12:00:00 AM | Not Yet Verified | Not Yet Verified | Not Yet Verified |  |  | 2120.265 | 77.6653846153846 | 27.3 |  |  | 3500 | 80
P000012A6 | Nualight | Nualight | Alto 530H 60'' 4000K - 120V [New Version] | Indoor Luminaires | Case Lighting | Horizontal Refrigerated Case Luminaires | Standard | FALSE | [9 empty] | 9/27/2013 12:00:00 AM | Not Yet Verified | Not Yet Verified | Not Yet Verified |  |  | 2228.215 | 76.835 | 29 |  |  | 4000 | 80
P000012A8 | Nualight | Nualight | Alto 530 HHO 60'' 3500K - 120V [New Version] | Indoor Luminaires | Case Lighting | Horizontal Refrigerated Case Luminaires | Standard | FALSE | [9 empty] | 9/27/2013 12:00:00 AM | Not Yet Verified | Not Yet Verified | Not Yet Verified |  |  | 2687.22230769231 | 77.6653846153846 | 34.6 |  |  | 3500 | 80
P000012A9 | Nualight | Nualight | Alto 530 HHO 60'' 4000K - 120V [New Version] | Indoor Luminaires | Case Lighting | Horizontal Refrigerated Case Luminaires | Standard | FALSE | [9 empty] | 9/27/2013 12:00:00 AM | Not Yet Verified | Not Yet Verified | Not Yet Verified |  |  | 2771.72615384615 | 80.1076923076923 | 34.6 |  |  | 4000 | 80
P000012AA | Nualight | Nualight | Alto 530 36'' 3000K - 120V [New Version] | Indoor Luminaires | Case Lighting | Horizontal Refrigerated Case Luminaires | Standard | FALSE | [9 empty] | 9/27/2013 12:00:00 AM | Not Yet Verified | Not Yet Verified | Not Yet Verified |  |  | 1190.9425 | 72.1783333333333 | 16.5 |  |  | 3000 | 80
P000012AB | Nualight | Nualight | Alto 530 36'' 3500K - 120V [New Version] | Indoor Luminaires | Case Lighting | Horizontal Refrigerated Case Luminaires | Standard | FALSE | [9 empty] | 9/27/2013 12:00:00 AM | Not Yet Verified | Not Yet Verified | Not Yet Verified |  |  | 1248.56875 | 75.6708333333333 | 16.5 |  |  | 3500 | 80
P000012AC | Nualight | Nualight | Alto 530 36'' 4000K - 120V [New Version] | Indoor Luminaires | Case Lighting | Horizontal Refrigerated Case Luminaires | Standard | FALSE | [9 empty] | 9/27/2013 12:00:00 AM | Not Yet Verified | Not Yet Verified | Not Yet Verified |  |  | 1267.7775 | 76.835 | 16.5 |  |  | 4000 | 80
P000012AD | Nualight | Nualight | Alto 530HO 36'' 3000K - 120V [New Version] | Indoor Luminaires | Case Lighting | Horizontal Refrigerated Case Luminaires | Standard | FALSE | [9 empty] | 9/27/2013 12:00:00 AM | Not Yet Verified | Not Yet Verified | Not Yet Verified |  |  | 1460.30461538462 | 72.2923076923077 | 20.2 |  |  | 3000 | 80
P000012AE | Nualight | Nualight | Alto 530HO 36'' 3500K - 120V [New Version] | Indoor Luminaires | Case Lighting | Horizontal Refrigerated Case Luminaires | Standard | FALSE | [9 empty] | 9/27/2013 12:00:00 AM | Not Yet Verified | Not Yet Verified | Not Yet Verified |  |  | 1568.84076923077 | 77.6653846153846 | 20.2 |  |  | 3500 | 80
P000012AF | Nualight | Nualight | Alto 530HO 36'' 4000K - 120V [New Version] | Indoor Luminaires | Case Lighting | Horizontal Refrigerated Case Luminaires | Standard | FALSE | [9 empty] | 9/27/2013 12:00:00 AM | Not Yet Verified | Not Yet Verified | Not Yet Verified |  |  | 1618.17538461538 | 80.1076923076923 | 20.2 |  |  | 4000 | 80
P0000129D | Nualight | Nualight | Alto 530 HHO 12'' 3000K - 120V [New Version] | Indoor Luminaires | Case Lighting | Horizontal Refrigerated Case Luminaires | Standard | FALSE | [9 empty] | 9/27/2013 12:00:00 AM | Not Yet Verified | Not Yet Verified | Not Yet Verified |  |  | 404.836923076923 | 72.2923076923077 | 5.6 |  |  | 3000 | 80
P000012AG | Nualight | Nualight | Alto 530 48'' 3000K - 120V [New Version] | Indoor Luminaires | Case Lighting | Horizontal Refrigerated Case Luminaires | Standard | FALSE | [9 empty] | 9/27/2013 12:00:00 AM | Not Yet Verified | Not Yet Verified | Not Yet Verified |  |  | 1660.10166666667 | 72.1783333333333 | 23 |  |  | 3000 | 80
P000012AJ | Nualight | Nualight | Alto 530HO 48'' 3000K - 120V [New Version] | Indoor Luminaires | Case Lighting | Horizontal Refrigerated Case Luminaires | Standard | FALSE | [9 empty] | 9/27/2013 12:00:00 AM | Not Yet Verified | Not Yet Verified | Not Yet Verified |  |  | 1973.58 | 72.2923076923077 | 27.3 |  |  | 3000 | 80
P000012AK | Nualight | Nualight | Alto 530HO 48'' 3500K - 120V [New Version] | Indoor Luminaires | Case Lighting | Horizontal Refrigerated Case Luminaires | Standard | FALSE | [9 empty] | 9/27/2013 12:00:00 AM | Not Yet Verified | Not Yet Verified | Not Yet Verified |  |  | 2120.265 | 77.6653846153846 | 27.3 |  |  | 3500 | 80
P000012AM | Nualight | Nualight | Porto 610 CLM 42" 3000K R - N12L69 | Indoor Luminaires | Case Lighting | Vertical Refrigerated Case Luminaires | Standard | TRUE | 549 | 53.52 | 9.376 | 6.87 | 0.992 | 3105 | 83.2 | 5 | 50000 | 1/13/2014 12:00:00 AM | Not Yet Verified | Not Yet Verified | Not Yet Verified |  | 2 | 585.8 | 58 | 10.1 |  | 0.982 | 3000 | 85
P000012AO | Nualight | Nualight | Porto 610 CLM 42" 3000K L - N12L70 | Indoor Luminaires | Case Lighting | Vertical Refrigerated Case Luminaires | Standard | FALSE | [9 empty] | 1/13/2014 12:00:00 AM | Not Yet Verified | Not Yet Verified | Not Yet Verified |  |  | 585.8 | 58 | 10.1 |  | 0.982 | 3000 | 85
P000012AR | Nualight | Nualight | Porto 610 CLM 42" 3500K L - N12L73 | Indoor Luminaires | Case Lighting | Vertical Refrigerated Case Luminaires | Standard | FALSE | [9 empty] | 1/13/2014 12:00:00 AM | Not Yet Verified | Not Yet Verified | Not Yet Verified |  |  | 585.8 | 58 | 10.1 |  | 0.982 | 3500 | 85
P000012AS | Nualight | Nualight | Porto 610 CLM 42" 4000K C - N12L74 | Indoor Luminaires | Case Lighting | Vertical Refrigerated Case Luminaires | Standard | FALSE | [9 empty] | 1/13/2014 12:00:00 AM | Not Yet Verified | Not Yet Verified | Not Yet Verified |  |  | 957 | 58 | 16.5 |  | 0.982 | 4000 | 85
P000012AY | Nualight | Nualight | Porto 610 CLM 51" 3500K C - N12L83 | Indoor Luminaires | Case Lighting | Vertical Refrigerated Case Luminaires | Standard | FALSE | [9 empty] | 1/13/2014 12:00:00 AM | Not Yet Verified | Not Yet Verified | Not Yet Verified |  |  | 1171.6 | 58 | 20.2 |  | 0.982 | 3500 | 85
P000012AZ | Nualight | Nualight | Porto 610 CLM 51" 3500K R - N12L84 | Indoor Luminaires | Case Lighting | Vertical Refrigerated Case Luminaires | Standard | FALSE | [9 empty] | 1/13/2014 12:00:00 AM | Not Yet Verified | Not Yet Verified | Not Yet Verified |  |  | 707.6 | 58 | 12.2 |  | 0.982 | 3500 | 85
P000012B1 | Nualight | Nualight | Porto 610 CLM 51" 4000K C - N12L86 | Indoor Luminaires | Case Lighting | Vertical Refrigerated Case Luminaires | Standard | FALSE | [9 empty] | 1/13/2014 12:00:00 AM | Not Yet Verified | Not Yet Verified | Not Yet Verified |  |  | 1171.6 | 58 | 20.2 |  | 0.982 | 4000 | 85
P000012B2 | Nualight | Nualight | Porto 610 CLM 51" 4000K R - N12L87 | Indoor Luminaires | Case Lighting | Vertical Refrigerated Case Luminaires | Standard | FALSE | [9 empty] | 1/13/2014 12:00:00 AM | Not Yet Verified | Not Yet Verified | Not Yet Verified |  |  | 707.6 | 58 | 12.2 |  | 0.982 | 4000 | 85
P000012B3 | Nualight | Nualight | Porto 610 CLM 51" 4000K L - N12L88 | Indoor Luminaires | Case Lighting | Vertical Refrigerated Case Luminaires | Standard | FALSE | [9 empty] | 1/13/2014 12:00:00 AM | Not Yet Verified | Not Yet Verified | Not Yet Verified |  |  | 707.6 | 58 | 12.2 |  | 0.982 | 4000 | 85
P000012B4 | Nualight | Nualight | Porto 610 CLM 59" 3000K C - N12J29 | Indoor Luminaires | Case Lighting | Vertical Refrigerated Case Luminaires | Standard | FALSE | [9 empty] | 1/13/2014 12:00:00 AM | Not Yet Verified | Not Yet Verified | Not Yet Verified |  |  | 1421 | 58 | 24.5 |  | 0.982 | 3000 | 85
P000012BA | Nualight | Nualight | Porto 610 CLM 59" 4000K C - N12K40 | Indoor Luminaires | Case Lighting | Vertical Refrigerated Case Luminaires | Standard | FALSE | [9 empty] | 1/13/2014 12:00:00 AM | Not Yet Verified | Not Yet Verified | Not Yet Verified |  |  | 1421 | 58 | 24.5 |  | 0.982 | 4000 | 85
P000012BC | Nualight | Nualight | Porto 610 CLM 59" 4000K L - N12K42 | Indoor Luminaires | Case Lighting | Vertical Refrigerated Case Luminaires | Standard | FALSE | [9 empty] | 1/13/2014 12:00:00 AM | Not Yet Verified | Not Yet Verified | Not Yet Verified |  |  | 887.4 | 58 | 15.3 |  | 0.982 | 4000 | 85
P000012BE | Nualight | Nualight | Porto 610 CLM 71" 3000K R - N12J33 | Indoor Luminaires | Case Lighting | Vertical Refrigerated Case Luminaires | Standard | FALSE | [9 empty] | 1/13/2014 12:00:00 AM | Not Yet Verified | Not Yet Verified | Not Yet Verified |  |  | 1067.2 | 58 | 18.4 |  | 0.982 | 3000 | 85
P000012BH | Nualight | Nualight | Porto 610 CLM 71" 3500K R - N12L93 | Indoor Luminaires | Case Lighting | Vertical Refrigerated Case Luminaires | Standard | FALSE | [9 empty] | 1/13/2014 12:00:00 AM | Not Yet Verified | Not Yet Verified | Not Yet Verified |  |  | 1067.2 | 58 | 18.4 |  | 0.982 | 3500 | 85
P000012BI | Nualight | Nualight | Porto 610 CLM 71" 3500K L - N12L94 | Indoor Luminaires | Case Lighting | Vertical Refrigerated Case Luminaires | Standard | FALSE | [9 empty] | 1/13/2014 12:00:00 AM | Not Yet Verified | Not Yet Verified | Not Yet Verified |  |  | 1067.2 | 58 | 18.4 |  | 0.982 | 3500 | 85
P000012BJ | Nualight | Nualight | Porto 610 CLM 71" 4000K C - N12L95 | Indoor Luminaires | Case Lighting | Vertical Refrigerated Case Luminaires | Standard | FALSE | [9 empty] | 1/13/2014 12:00:00 AM | Not Yet Verified | Not Yet Verified | Not Yet Verified |  |  | 1740 | 58 | 30 |  | 0.982 | 4000 | 85
PV21AP7P | Nualight | Nualight | Porto 610HCLM AM 71" 3500K L - N12L94 | Indoor Luminaires | Case Lighting | Vertical Refrigerated Case Luminaires | Standard | FALSE | [9 empty] | 9/19/2014 12:00:00 AM | Not Yet Verified | Not Yet Verified | Not Yet Verified |  |  | 1067.2 | 58 | 18.4 |  | 0.982 | 3000 | 85
PDMXHDZB | Nualight | Nualight | Porto 610HCLM AM 71" 4000K L - N12L97 | Indoor Luminaires | Case Lighting | Vertical Refrigerated Case Luminaires | Standard | FALSE | [9 empty] | 9/19/2014 12:00:00 AM | Not Yet Verified | Not Yet Verified | Not Yet Verified |  |  | 1067.2 | 58 | 18.4 |  | 0.982 | 4000 | 85
PW9MWRYF | Nualight | Nualight | Porto 610HCLM AM 51" 3000K C - N12J23 | Indoor Luminaires | Case Lighting | Vertical Refrigerated Case Luminaires | Standard | FALSE | [9 empty] | 9/19/2014 12:00:00 AM | Not Yet Verified | Not Yet Verified | Not Yet Verified |  |  | 1171.6 | 58 | 20.2 |  | 0.982 | 3000 | 85
P12ZBB1K | Nualight | Nualight | Porto 610HCLM AM 71" 4000K C - N12L95 | Indoor Luminaires | Case Lighting | Vertical Refrigerated Case Luminaires | Standard | FALSE | [9 empty] | 9/19/2014 12:00:00 AM | Not Yet Verified | Not Yet Verified | Not Yet Verified |  |  | 1740 | 58 | 30 |  | 0.982 | 4000 | 85
P000012B6 | Nualight | Nualight | Porto 610 CLM 59" 3000K L - N12J31 | Indoor Luminaires | Case Lighting | Vertical Refrigerated Case Luminaires | Standard | FALSE | [9 empty] | 1/13/2014 12:00:00 AM | Not Yet Verified | Not Yet Verified | Not Yet Verified |  |  | 887.4 | 58 | 15.3 |  | 0.982 | 3000 | 85
P000012B0 | Nualight | Nualight | Porto 610 CLM 51" 3500K R - N12L85 | Indoor Luminaires | Case Lighting | Vertical Refrigerated Case Luminaires | Standard | FALSE | [9 empty] | 1/13/2014 12:00:00 AM | Not Yet Verified | Not Yet Verified | Not Yet Verified |  |  | 707.6 | 58 | 12.2 |  | 0.982 | 3500 | 85
PSF32RMZ | Nualight | Nualight | Porto 610HCLM AM 71" 3000K C - N12J32 | Indoor Luminaires | Case Lighting | Vertical Refrigerated Case Luminaires | Standard | FALSE | [9 empty] | 9/19/2014 12:00:00 AM | Not Yet Verified | Not Yet Verified | Not Yet Verified |  |  | 1740 | 58 | 30 |  | 0.982 | 3000 | 85
P000012BG | Nualight | Nualight | Porto 610 CLM 71" 3500K C - N12L92 | Indoor Luminaires | Case Lighting | Vertical Refrigerated Case Luminaires | Standard | FALSE | [9 empty] | 1/13/2014 12:00:00 AM | Not Yet Verified | Not Yet Verified | Not Yet Verified |  |  | 1740 | 58 | 30 |  | 0.982 | 3500 | 85
P000012BK | Nualight | Nualight | Porto 610 CLM 71" 4000K R - N12L96 | Indoor Luminaires | Case Lighting | Vertical Refrigerated Case Luminaires | Standard | FALSE | [9 empty] | 1/13/2014 12:00:00 AM | Not Yet Verified | Not Yet Verified | Not Yet Verified |  |  | 1067.2 | 58 | 18.4 |  | 0.982 | 4000 | 85
P000012AU | Nualight | Nualight | Porto 610 CLM 42" 4000K L - N12L76 | Indoor Luminaires | Case Lighting | Vertical Refrigerated Case Luminaires | Standard | FALSE | [9 empty] | 1/13/2014 12:00:00 AM | Not Yet Verified | Not Yet Verified | Not Yet Verified |  |  | 585.8 | 58 | 10.1 |  | 0.982 | 4000 | 85
P000012AX | Nualight | Nualight | Porto 610 CLM 51" 3000K L - N12J28 | Indoor Luminaires | Case Lighting | Vertical Refrigerated Case Luminaires | Standard | FALSE | [9 empty] | 1/13/2014 12:00:00 AM | Not Yet Verified | Not Yet Verified | Not Yet Verified |  |  | 707.6 | 58 | 12.2 |  | 0.982 | 3000 | 85
PQ54RQWF | Nualight | Nualight | Porto 610HCLM AM 51" 4000K L - N12L82 | Indoor Luminaires | Case Lighting | Vertical Refrigerated Case Luminaires | Standard | FALSE | [9 empty] | 9/19/2014 12:00:00 AM | Not Yet Verified | Not Yet Verified | Not Yet Verified |  |  | 707.6 | 58 | 12.2 |  | 0.982 | 4000 | 85
PTVYH2X7 | Nualight | Nualight | Porto 610HCLM AM 71" 3000K R - N12J33 | Indoor Luminaires | Case Lighting | Vertical Refrigerated Case Luminaires | Standard | FALSE | [9 empty] | 9/19/2014 12:00:00 AM | Not Yet Verified | Not Yet Verified | Not Yet Verified |  |  | 1067.2 | 58 | 18.4 |  | 0.982 | 3000 | 85
PNCV1KCU | Nualight | Nualight | Porto 610HCLM AM 51" 4000K C - N12L80 | Indoor Luminaires | Case Lighting | Vertical Refrigerated Case Luminaires | Standard | FALSE | [9 empty] | 9/19/2014 12:00:00 AM | Not Yet Verified | Not Yet Verified | Not Yet Verified |  |  | 1171.6 | 58 | 20.2 |  | 0.982 | 4000 | 85
PJZ9692X | Nualight | Nualight | Porto 610HCLM AM 51" 3500K L - N12L79 | Indoor Luminaires | Case Lighting | Vertical Refrigerated Case Luminaires | Standard | FALSE | [9 empty] | 9/19/2014 12:00:00 AM | Not Yet Verified | Not Yet Verified | Not Yet Verified |  |  | 707.6 | 58 | 12.2 |  | 0.982 | 3000 | 85
PWJ1XRQT | Nualight | Nualight | Porto 610HCLM AM 51" 3500K C - N12L77 | Indoor Luminaires | Case Lighting | Vertical Refrigerated Case Luminaires | Standard | FALSE | [9 empty] | 9/19/2014 12:00:00 AM | Not Yet Verified | Not Yet Verified | Not Yet Verified |  |  | 1171.6 | 58 | 20.2 |  | 0.982 | 3500 | 85
PE9BXVQ2 | Nualight | Nualight | Porto 610HCLM AM 71" 3500K C - N12L92 | Indoor Luminaires | Case Lighting | Vertical Refrigerated Case Luminaires | Standard | FALSE | [9 empty] | 9/19/2014 12:00:00 AM | Not Yet Verified | Not Yet Verified | Not Yet Verified |  |  | 1740 | 58 | 30 |  | 0.982 | 3500 | 85
PK27896C | Nualight | Nualight | Porto 610HCLM AM 51" 3000K R - N12J24 | Indoor Luminaires | Case Lighting | Vertical Refrigerated Case Luminaires | Standard | FALSE | [9 empty] | 9/19/2014 12:00:00 AM | Not Yet Verified | Not Yet Verified | Not Yet Verified |  |  | 707.6 | 58 | 12.2 |  | 0.982 | 3000 | 85
P3T5ANSS | Nualight | Nualight | Porto 610HCLM AM 51" 3500K R - N12L78 | Indoor Luminaires | Case Lighting | Vertical Refrigerated Case Luminaires | Standard | FALSE | [9 empty] | 9/19/2014 12:00:00 AM | Not Yet Verified | Not Yet Verified | Not Yet Verified |  |  | 707.6 | 58 | 12.2 |  | 0.982 | 4000 | 85
P000012AW | Nualight | Nualight | Porto 610 CLM 51" 3000K R - N12J27 | Indoor Luminaires | Case Lighting | Vertical Refrigerated Case Luminaires | Standard | FALSE | [9 empty] | 1/13/2014 12:00:00 AM | Not Yet Verified | Not Yet Verified | Not Yet Verified |  |  | 707.6 | 58 | 12.2 |  | 0.982 | 3000 | 85
P000012B7 | Nualight | Nualight | Porto 610 CLM 59" 3500K C - N12L89 | Indoor Luminaires | Case Lighting | Vertical Refrigerated Case Luminaires | Standard | FALSE | [9 empty] | 1/13/2014 12:00:00 AM | Not Yet Verified | Not Yet Verified | Not Yet Verified |  |  | 1421 | 58 | 24.5 |  | 0.982 | 3500 | 85
P000012B8 | Nualight | Nualight | Porto 610 CLM 59" 3500K R - N12L90 | Indoor Luminaires | Case Lighting | Vertical Refrigerated Case Luminaires | Standard | FALSE | [9 empty] | 1/13/2014 12:00:00 AM | Not Yet Verified | Not Yet Verified | Not Yet Verified |  |  | 887.4 | 58 | 15.3 |  | 0.982 | 3500 | 85
P000012B9 | Nualight | Nualight | Porto 610 CLM 59" 3500K L - N12L91 | Indoor Luminaires | Case Lighting | Vertical Refrigerated Case Luminaires | Standard | FALSE | [9 empty] | 1/13/2014 12:00:00 AM | Not Yet Verified | Not Yet Verified | Not Yet Verified |  |  | 887.4 | 58 | 15.3 |  | 0.982 | 3500 | 85
P000012AN | Nualight | Nualight | Porto 610 CLM 42" 3000K C - N12L68 | Indoor Luminaires | Case Lighting | Vertical Refrigerated Case Luminaires | Standard | FALSE | [9 empty] | 1/13/2014 12:00:00 AM | Not Yet Verified | Not Yet Verified | Not Yet Verified |  |  | 957 | 58 | 16.5 |  | 0.982 | 3000 | 85
P000012AP | Nualight | Nualight | Porto 610 CLM 42" 3500K C - N12L71 | Indoor Luminaires | Case Lighting | Vertical Refrigerated Case Luminaires | Standard | FALSE | [9 empty] | 1/13/2014 12:00:00 AM | Not Yet Verified | Not Yet Verified | Not Yet Verified |  |  | 957 | 58 | 16.5 |  | 0.982 | 3500 | 85
P000012AT | Nualight | Nualight | Porto 610 CLM 42" 4000K R - N12L75 | Indoor Luminaires | Case Lighting | Vertical Refrigerated Case Luminaires | Standard | FALSE | [9 empty] | 1/13/2014 12:00:00 AM | Not Yet Verified | Not Yet Verified | Not Yet Verified |  |  | 585.8 | 58 | 10.1 |  | 0.982 | 4000 | 85
P000012BD | Nualight | Nualight | Porto 610 CLM 71" 3000K C - N12J32 | Indoor Luminaires | Case Lighting | Vertical Refrigerated Case Luminaires | Standard | FALSE | [9 empty] | 1/13/2014 12:00:00 AM | Not Yet Verified | Not Yet Verified | Not Yet Verified |  |  | 1740 | 58 | 30 |  | 0.982 | 3000 | 85
P000012BF | Nualight | Nualight | Porto 610 CLM 71" 3000K L - N12J34 | Indoor Luminaires | Case Lighting | Vertical Refrigerated Case Luminaires | Standard | FALSE | [9 empty] | 1/13/2014 12:00:00 AM | Not Yet Verified | Not Yet Verified | Not Yet Verified |  |  | 1067.2 | 58 | 18.4 |  | 0.982 | 3000 | 85
P000012BL | Nualight | Nualight | Porto 610 CLM 71" 4000K L - N12L97 | Indoor Luminaires | Case Lighting | Vertical Refrigerated Case Luminaires | Standard | FALSE | [9 empty] | 1/13/2014 12:00:00 AM | Not Yet Verified | Not Yet Verified | Not Yet Verified |  |  | 1067.2 | 58 | 18.4 |  | 0.982 | 4000 | 85
PC8CAERY | Nualight | Nualight | Porto 610HCLM AM 71" 3500K R - N12L93 | Indoor Luminaires | Case Lighting | Vertical Refrigerated Case Luminaires | Standard | FALSE | [9 empty] | 9/19/2014 12:00:00 AM | Not Yet Verified | Not Yet Verified | Not Yet Verified |  |  | 1067.2 | 58 | 18.4 |  | 0.982 | 4000 | 85
P8RS9NXD | Nualight | Nualight | Porto 610HCLM AM 51" 3000K L - N12J25 | Indoor Luminaires | Case Lighting | Vertical Refrigerated Case Luminaires | Standard | FALSE | [9 empty] | 9/19/2014 12:00:00 AM | Not Yet Verified | Not Yet Verified | Not Yet Verified |  |  | 707.6 | 58 | 12.2 |  | 0.982 | 3500 | 85
P000012AQ | Nualight | Nualight | Porto 610 CLM 42" 3500K R - N12L72 | Indoor Luminaires | Case Lighting | Vertical Refrigerated Case Luminaires | Standard | FALSE | [9 empty] | 1/13/2014 12:00:00 AM | Not Yet Verified | Not Yet Verified | Not Yet Verified |  |  | 585.8 | 58 | 10.1 |  | 0.982 | 3500 | 85
P000012AV | Nualight | Nualight | Porto 610 CLM 51" 3000K C - N12J26 | Indoor Luminaires | Case Lighting | Vertical Refrigerated Case Luminaires | Standard | FALSE | [9 empty] | 1/13/2014 12:00:00 AM | Not Yet Verified | Not Yet Verified | Not Yet Verified |  |  | 1171.6 | 58 | 20.2 |  | 0.982 | 3000 | 85
P000012B5 | Nualight | Nualight | Porto 610 CLM 59" 3000K R - N12J30 | Indoor Luminaires | Case Lighting | Vertical Refrigerated Case Luminaires | Standard | FALSE | [9 empty] | 1/13/2014 12:00:00 AM | Not Yet Verified | Not Yet Verified | Not Yet Verified |  |  | 887.4 | 58 | 15.3 |  | 0.982 | 3000 | 85
PH4AZJ3A | Nualight | Nualight | Porto 610HCLM AM 71" 3000K L - N12J34 | Indoor Luminaires | Case Lighting | Vertical Refrigerated Case Luminaires | Standard | FALSE | [9 empty] | 9/19/2014 12:00:00 AM | Not Yet Verified | Not Yet Verified | Not Yet Verified |  |  | 1067.2 | 58 | 18.4 |  | 0.982 | 3500 | 85
PK6ZHMJG | Nualight | Nualight | Porto 610HCLM AM 51" 4000K R - N12L81 | Indoor Luminaires | Case Lighting | Vertical Refrigerated Case Luminaires | Standard | FALSE | [9 empty] | 9/19/2014 12:00:00 AM | Not Yet Verified | Not Yet Verified | Not Yet Verified |  |  | 707.6 | 58 | 12.2 |  | 0.982 | 3500 | 85
PXBU75M1 | Nualight | Nualight | Porto 610HCLM AM 71" 4000K R - N12L96 | Indoor Luminaires | Case Lighting | Vertical Refrigerated Case Luminaires | Standard | FALSE | [9 empty] | 9/19/2014 12:00:00 AM | Not Yet Verified | Not Yet Verified | Not Yet Verified |  |  | 1067.2 | 58 | 18.4 |  | 0.982 | 3500 | 85
P000012BB | Nualight | Nualight | Porto 610 CLM 59" 4000K R - N12K41 | Indoor Luminaires | Case Lighting | Vertical Refrigerated Case Luminaires | Standard | FALSE | [9 empty] | 1/13/2014 12:00:00 AM | Not Yet Verified | Not Yet Verified | Not Yet Verified |  |  | 887.4 | 58 | 15.3 |  | 0.982 | 4000 | 85
P000012BM | Nualight | Nualight | Alto 530 H Perfino NA 36" 3000K | Indoor Luminaires | Case Lighting | Horizontal Refrigerated Case Luminaires | Standard | TRUE | 1274 | 65.6 | 19.41 | 11.6 | 0.966 | 3019 | 82 | 5 | 50000 | 1/28/2014 12:00:00 AM | Not Yet Verified | Not Yet Verified | Not Yet Verified |  | 2.1 | 1280 | 87.07 | 14.7 |  | 0.9 | 3000 | 80
P000012BN | Nualight | Nualight | Alto 530 HHO Perfino NA 36" 3000K | Indoor Luminaires | Case Lighting | Horizontal Refrigerated Case Luminaires | Standard | TRUE | 1576 | 63.5 | 24.8 | 9.24 | 0.98 | 2999 | 82 | 5 | 50000 | 1/28/2014 12:00:00 AM | Not Yet Verified | Not Yet Verified | Not Yet Verified |  | 2.1 | 1547 | 80.99 | 19.1 |  | 0.9 | 3000 | 80
P000012BT | Nualight | Nualight | Alto 530 H Perfino NA 48" 3500K | Indoor Luminaires | Case Lighting | Horizontal Refrigerated Case Luminaires | Standard | FALSE | [9 empty] | 1/28/2014 12:00:00 AM | Not Yet Verified | Not Yet Verified | Not Yet Verified |  |  | 1786 | 91.12 | 19.6 |  | 0.9 | 3500 | 80
P9XN81HQ | Nualight | Nualight | Alto 530 H Perfino AM 36" 3000K - N19514 | Indoor Luminaires | Case Lighting | Horizontal Refrigerated Case Luminaires | Standard | FALSE | [9 empty] | 9/19/2014 12:00:00 AM | Not Yet Verified | Not Yet Verified | Not Yet Verified |  |  | 1280 | 87.07 | 14.7 |  | 0.9 | 3000 | 80
PJBN2D3C | Nualight | Nualight | Alto 530 H Perfino AM 36" 3500K - N19515 | Indoor Luminaires | Case Lighting | Horizontal Refrigerated Case Luminaires | Standard | FALSE | [9 empty] | 9/19/2014 12:00:00 AM | Not Yet Verified | Not Yet Verified | Not Yet Verified |  |  | 1340 | 91.16 | 14.7 |  | 0.9 | 3500 | 80
PJSF7RKQ | Nualight | Nualight | Alto 530 HHO Perfino AM 36" 3000K - N19517 | Indoor Luminaires | Case Lighting | Horizontal Refrigerated Case Luminaires | Standard | FALSE | [9 empty] | 9/19/2014 12:00:00 AM | Not Yet Verified | Not Yet Verified | Not Yet Verified |  |  | 1547 | 80.99 | 19.1 |  | 0.9 | 3000 | 80
PM2KAURA | Nualight | Nualight | Alto 530 HHO Perfino AM 36" 4000K - N19519 | Indoor Luminaires | Case Lighting | Horizontal Refrigerated Case Luminaires | Standard | FALSE | [9 empty] | 9/19/2014 12:00:00 AM | Not Yet Verified | Not Yet Verified | Not Yet Verified |  |  | 1655 | 86.65 | 19.1 |  | 0.9 | 4000 | 80
PRBZNF5Z | Nualight | Nualight | Alto 530 H Perfino AM 48" 3500K - N19521 | Indoor Luminaires | Case Lighting | Horizontal Refrigerated Case Luminaires | Standard | FALSE | [9 empty] | 9/19/2014 12:00:00 AM | Not Yet Verified | Not Yet Verified | Not Yet Verified |  |  | 1786 | 91.12 | 19.6 |  | 0.9 | 3500 | 80
P000012BV | Nualight | Nualight | Alto 530 HHO Perfino NA 48" 3000K | Indoor Luminaires | Case Lighting | Horizontal Refrigerated Case Luminaires | Standard | FALSE | [9 empty] | 1/28/2014 12:00:00 AM | Not Yet Verified | Not Yet Verified | Not Yet Verified |  |  | 2063 | 80.27 | 25.7 |  | 0.9 | 3000 | 80
P6BE6HAA | Nualight | Nualight | Alto 530 H Perfino AM 48" 3000K - N19520 | Indoor Luminaires | Case Lighting | Horizontal Refrigerated Case Luminaires | Standard | FALSE | [9 empty] | 9/19/2014 12:00:00 AM | Not Yet Verified | Not Yet Verified | Not Yet Verified |  |  | 1707 | 87.09 | 19.6 |  | 0.9 | 3000 | 80
PEFAJ7AW | Nualight | Nualight | Alto 530 H Perfino AM 48" 4000K - N19522 | Indoor Luminaires | Case Lighting | Horizontal Refrigerated Case Luminaires | Standard | FALSE | [9 empty] | 9/19/2014 12:00:00 AM | Not Yet Verified | Not Yet Verified | Not Yet Verified |  |  | 1826 | 93.16 | 19.6 |  | 0.9 | 4000 | 80
P000012BX | Nualight | Nualight | Alto 530 HHO Perfino NA 48" 4000K | Indoor Luminaires | Case Lighting | Horizontal Refrigerated Case Luminaires | Standard | FALSE | [9 empty] | 1/28/2014 12:00:00 AM | Not Yet Verified | Not Yet Verified | Not Yet Verified |  |  | 2207 | 85.88 | 25.7 |  | 0.9 | 4000 | 80
P000012BO | Nualight | Nualight | Alto 530 H Perfino NA 36" 3500K | Indoor Luminaires | Case Lighting | Horizontal Refrigerated Case Luminaires | Standard | FALSE | [9 empty] | 1/28/2014 12:00:00 AM | Not Yet Verified | Not Yet Verified | Not Yet Verified |  |  | 1340 | 91.16 | 14.7 |  | 0.9 | 3500 | 80
P000012BP | Nualight | Nualight | Alto 530 H Perfino NA 36" 4000K | Indoor Luminaires | Case Lighting | Horizontal Refrigerated Case Luminaires | Standard | FALSE | [9 empty] | 1/28/2014 12:00:00 AM | Not Yet Verified | Not Yet Verified | Not Yet Verified |  |  | 1369 | 93.13 | 14.7 |  | 0.9 | 4000 | 80
P000012BQ | Nualight | Nualight | Alto 530 HHO Perfino NA 36" 3500K | Indoor Luminaires | Case Lighting | Horizontal Refrigerated Case Luminaires | Standard | FALSE | [9 empty] | 1/28/2014 12:00:00 AM | Not Yet Verified | Not Yet Verified | Not Yet Verified |  |  | 1619 | 84.76 | 19.1 |  | 0.9 | 3500 | 80
P000012BR | Nualight | Nualight | Alto 530 HHO Perfino NA 36" 4000K | Indoor Luminaires | Case Lighting | Horizontal Refrigerated Case Luminaires | Standard | FALSE | [9 empty] | 1/28/2014 12:00:00 AM | Not Yet Verified | Not Yet Verified | Not Yet Verified |  |  | 1655 | 86.65 | 19.1 |  | 0.9 | 4000 | 80
P000012BS | Nualight | Nualight | Alto 530 H Perfino NA 48" 3000K | Indoor Luminaires | Case Lighting | Horizontal Refrigerated Case Luminaires | Standard | FALSE | [9 empty] | 1/28/2014 12:00:00 AM | Not Yet Verified | Not Yet Verified | Not Yet Verified |  |  | 1707 | 87.09 | 19.6 |  | 0.9 | 3000 | 80
P000012BU | Nualight | Nualight | Alto 530 H Perfino NA 48" 4000K | Indoor Luminaires | Case Lighting | Horizontal Refrigerated Case Luminaires | Standard | FALSE | [9 empty] | 1/28/2014 12:00:00 AM | Not Yet Verified | Not Yet Verified | Not Yet Verified |  |  | 1826 | 93.16 | 19.6 |  | 0.9 | 4000 | 80
PJY5UD5Q | Nualight | Nualight | Alto 530 H Perfino AM 36" 4000K - N19516 | Indoor Luminaires | Case Lighting | Horizontal Refrigerated Case Luminaires | Standard | FALSE | [9 empty] | 9/19/2014 12:00:00 AM | Not Yet Verified | Not Yet Verified | Not Yet Verified |  |  | 1369 | 93.13 | 14.7 |  | 0.9 | 4000 | 80
PXYYZ3KN | Nualight | Nualight | Alto 530 HHO Perfino AM 36" 3500K - N19518 | Indoor Luminaires | Case Lighting | Horizontal Refrigerated Case Luminaires | Standard | FALSE | [9 empty] | 9/19/2014 12:00:00 AM | Not Yet Verified | Not Yet Verified | Not Yet Verified |  |  | 1619 | 84.76 | 19.1 |  | 0.9 | 3500 | 80
PNZCMS17 | Nualight | Nualight | Alto 530 HHO Perfino AM 48" 3000K - N19523 | Indoor Luminaires | Case Lighting | Horizontal Refrigerated Case Luminaires | Standard | FALSE | [9 empty] | 9/19/2014 12:00:00 AM | Not Yet Verified | Not Yet Verified | Not Yet Verified |  |  | 2063 | 80.27 | 25.7 |  | 0.9 | 3000 | 80
PRBBGKQG | Nualight | Nualight | Alto 530 HHO Perfino AM 48" 4000K - N19525 | Indoor Luminaires | Case Lighting | Horizontal Refrigerated Case Luminaires | Standard | FALSE | [9 empty] | 9/19/2014 12:00:00 AM | Not Yet Verified | Not Yet Verified | Not Yet Verified |  |  | 2207 | 85.88 | 25.7 |  | 0.9 | 4000 | 80
P000012BW | Nualight | Nualight | Alto 530 HHO Perfino NA 48" 3500K | Indoor Luminaires | Case Lighting | Horizontal Refrigerated Case Luminaires | Standard | FALSE | [9 empty] | 1/28/2014 12:00:00 AM | Not Yet Verified | Not Yet Verified | Not Yet Verified |  |  | 2159 | 84.01 | 25.7 |  | 0.9 | 3500 | 80
P6UTUPPP | Nualight | Nualight | Alto 530 HHO Perfino AM 48" 3500K - N19524 | Indoor Luminaires | Case Lighting | Horizontal Refrigerated Case Luminaires | Standard | FALSE | [9 empty] | 9/19/2014 12:00:00 AM | Not Yet Verified | Not Yet Verified | Not Yet Verified |  |  | 2159 | 84.01 | 25.7 |  | 0.9 | 3500 | 80
P000012BY | Nualight | Lightworx | Largo 520 NA - N19371 [120V ONLY] | Indoor Luminaires | Case Lighting | Horizontal Refrigerated Case Luminaires | Standard | TRUE | 640 | 66.25 | 9.66 | 14.9 | 0.971 | 3979 | 82.1 | 5 | 50000 | 8/26/2014 12:00:00 AM | Not Yet Verified | Not Yet Verified | Not Yet Verified | Qualified with Nualight SDMV24 Driver | 2.1 |  |  | 9.1 |  |  | 4000 | 82
PKC5D81C | Nuleaf dba Cyantek LED Lighting | Cyantek LED | CT-CL-72 | Indoor Luminaires | Case Lighting | Vertical Refrigerated Case Luminaires | Standard | TRUE | 2182.755 | 74.983 | 29.11 | 18.09 | 0.941 | 5142 | 82.5 | 5 | 50000 | 3/11/2016 12:00:00 AM | Not Dimmable | Not Dimmable | No |  | 3.1 | 2182.755 | 74.983 | 29.11 | 18.09 | 0.988 | 5000 | 82.5
PHCUC7RN | Nuleaf dba Cyantek LED Lighting | Cyantek LED | CT-CL-69 | Indoor Luminaires | Case Lighting | Vertical Refrigerated Case Luminaires | Standard | TRUE | 1990.787 | 74.062 | 26.88 | 17.87 | 0.95 | 5214 | 82.9 | 5 | 50000 | 3/11/2016 12:00:00 AM | Not Dimmable | Not Dimmable | No |  | 3.1 | 1990.787 | 74.062 | 26.88 | 17.87 | 0.992 | 5000 | 82.9
PPPUZV97 | Nuleaf dba Cyantek LED Lighting | Cyantek LED | CT-CL-60 | Indoor Luminaires | Case Lighting | Vertical Refrigerated Case Luminaires | Standard | TRUE | 1786.479 | 74.097 | 24.11 | 18.22 | 0.936 | 5180 | 84.7 | 5 | 50000 | 3/11/2016 12:00:00 AM | Not Dimmable | Not Dimmable | No |  | 3.1 | 1786.479 | 74.097 | 24.11 | 18.22 | 0.987 | 5000 | 84.7
PNV2URET | Nulite Lighting | Nulite Lighting INT LED | INT-2-25L40-UNV-DIM-X | Indoor Luminaires | Case Lighting | Horizontal Refrigerated Case Luminaires | Standard | TRUE | 2570 | 94.14 | 25.8 | 10 | 0.939 | 4005 | 83 | 5 | 50000 | 3/13/2015 12:00:00 AM | Dimmable | Continuous Below 10 | Not Yet Verified |  | 2.1 | 2490 | 95.0381679389313 | 26.2 |  |  | 5000
P000012O3 | OSRAM | LEDstixx | LSX/V/3/S/24V/850/48/R | Indoor Luminaires | Case Lighting | Vertical Refrigerated Case Luminaires | Standard | TRUE | 500 | 68.55 | 7.3 | 9.6 | 0.8927 | 5266 | 87 | 5 | 137000 | 6/11/2013 12:00:00 AM | Not Yet Verified | Not Yet Verified | Not Yet Verified |  | 2 | 520 | 70 | 7.48 |  |  | 5000 | 85
P000012NL | OSRAM | LEDstixx | LSX/V/3/S/24V/840/48/L | Indoor Luminaires | Case Lighting | Vertical Refrigerated Case Luminaires | Standard | TRUE | 478 | 65.22 | 7.33 | 9.6 | 0.8927 | 3981 | 87 | 5 | 137000 | 6/11/2013 12:00:00 AM | Not Yet Verified | Not Yet Verified | Not Yet Verified |  | 2 | 500 | 67 | 7.48 |  |  | 4000 | 85
P000012NX | OSRAM | LEDstixx | LSX/V/3/S/24V/840/48/C | Indoor Luminaires | Case Lighting | Vertical Refrigerated Case Luminaires | Standard | TRUE | 825 | 72.53 | 11.38 | 9.6 | 0.8927 | 4022 | 88 | 5 | 137000 | 6/11/2013 12:00:00 AM | Not Yet Verified | Not Yet Verified | Not Yet Verified |  | 2 | 780 | 70 | 11.2 |  |  | 4000 | 85
P000012O7 | OSRAM | LEDstixx | 71008 - LSX/V/3/S/24V/850/60/R | Indoor Luminaires | Case Lighting | Vertical Refrigerated Case Luminaires | Standard | FALSE | [9 empty] | 6/11/2013 12:00:00 AM | Not Yet Verified | Not Yet Verified | Not Yet Verified |  |  | 650 | 70 | 9.35 |  |  | 5000 | 85
P000012NT | OSRAM | LEDstixx | 71027 - LSX/V/3/D/24V/840/72/L | Indoor Luminaires | Case Lighting | Vertical Refrigerated Case Luminaires | Standard | FALSE | [9 empty] | 6/11/2013 12:00:00 AM | Not Yet Verified | Not Yet Verified | Not Yet Verified |  |  | 750 | 67 | 11.22 |  |  | 4000 | 85
P000012NU | OSRAM | LEDstixx | 71022 - LSX/V/3/D/24V/840/48/R | Indoor Luminaires | Case Lighting | Vertical Refrigerated Case Luminaires | Standard | FALSE | [9 empty] | 6/11/2013 12:00:00 AM | Not Yet Verified | Not Yet Verified | Not Yet Verified |  |  | 500 | 67 | 7.48 |  |  | 4000 | 85
P000012O1 | OSRAM | LEDstixx | 71031 - LSX/V/3/D/24V/840/60/C | Indoor Luminaires | Case Lighting | Vertical Refrigerated Case Luminaires | Standard | FALSE | [9 empty] | 6/11/2013 12:00:00 AM | Not Yet Verified | Not Yet Verified | Not Yet Verified |  |  | 1175 | 84 | 14 |  |  | 4000 | 85
P000012O9 | OSRAM | LEDstixx | 71024 - LSX/V/3/D/24V/850/48/L | Indoor Luminaires | Case Lighting | Vertical Refrigerated Case Luminaires | Standard | FALSE | [9 empty] | 6/11/2013 12:00:00 AM | Not Yet Verified | Not Yet Verified | Not Yet Verified |  |  | 540 | 72 | 7.48 |  |  | 5000 | 85
P000012OI | OSRAM | LEDstixx | 71023 - LSX/V/3/D/24V/850/48/C | Indoor Luminaires | Case Lighting | Vertical Refrigerated Case Luminaires | Standard | FALSE | [9 empty] | 6/11/2013 12:00:00 AM | Not Yet Verified | Not Yet Verified | Not Yet Verified |  |  | 1000 | 89 | 11.2 |  |  | 5000 | 85
P000012NN | OSRAM | LEDstixx | 71010 - LSX/V/3/S/24V/840/72/L | Indoor Luminaires | Case Lighting | Vertical Refrigerated Case Luminaires | Standard | FALSE | [9 empty] | 6/11/2013 12:00:00 AM | Not Yet Verified | Not Yet Verified | Not Yet Verified |  |  | 750 | 67 | 11.22 |  |  | 4000 | 85
P000012NR | OSRAM | LEDstixx | 71021 - LSX/V/3/D/24V/840/48/L | Indoor Luminaires | Case Lighting | Vertical Refrigerated Case Luminaires | Standard | FALSE | [9 empty] | 6/11/2013 12:00:00 AM | Not Yet Verified | Not Yet Verified | Not Yet Verified |  |  | 500 | 67 | 7.48 |  |  | 4000 | 85
P000012NS | OSRAM | LEDstixx | 71032 - LSX/V/3/D/24V/840/60/L | Indoor Luminaires | Case Lighting | Vertical Refrigerated Case Luminaires | Standard | FALSE | [9 empty] | 6/11/2013 12:00:00 AM | Not Yet Verified | Not Yet Verified | Not Yet Verified |  |  | 625 | 67 | 9.35 |  |  | 4000 | 85
P000012NW | OSRAM | LEDstixx | 71028 - LSX/V/3/D/24V/840/72/R | Indoor Luminaires | Case Lighting | Vertical Refrigerated Case Luminaires | Standard | FALSE | [9 empty] | 6/11/2013 12:00:00 AM | Not Yet Verified | Not Yet Verified | Not Yet Verified |  |  | 750 | 67 | 11.22 |  |  | 4000 | 85
P000012NY | OSRAM | LEDstixx | 71003 - LSX/V/3/S/24V/840/60/C | Indoor Luminaires | Case Lighting | Vertical Refrigerated Case Luminaires | Standard | FALSE | [9 empty] | 6/11/2013 12:00:00 AM | Not Yet Verified | Not Yet Verified | Not Yet Verified |  |  | 875 | 63 | 14 |  |  | 4000 | 85
P000012O4 | OSRAM | LEDstixx | LSX/V/3/S/24V/850/48/L | Indoor Luminaires | Case Lighting | Vertical Refrigerated Case Luminaires | Standard | FALSE | [9 empty] | 6/11/2013 12:00:00 AM | Not Yet Verified | Not Yet Verified | Not Yet Verified |  |  | 520 | 70 | 7.48 |  |  | 5000 | 85
P000012O5 | OSRAM | LEDstixx | 71007 - LSX/V/3/S/24V/850/60/L | Indoor Luminaires | Case Lighting | Vertical Refrigerated Case Luminaires | Standard | FALSE | [9 empty] | 6/11/2013 12:00:00 AM | Not Yet Verified | Not Yet Verified | Not Yet Verified |  |  | 650 | 70 | 9.35 |  |  | 5000 | 85
P000012NP | OSRAM | LEDstixx | 71005 - LSX/V/3/S/24V/840/60/R | Indoor Luminaires | Case Lighting | Vertical Refrigerated Case Luminaires | Standard | FALSE | [9 empty] | 6/11/2013 12:00:00 AM | Not Yet Verified | Not Yet Verified | Not Yet Verified |  |  | 625 | 67 | 9.35 |  |  | 4000 | 85
P000012O6 | OSRAM | LEDstixx | 71013 - LSX/V/3/S/24V/850/72/L | Indoor Luminaires | Case Lighting | Vertical Refrigerated Case Luminaires | Standard | FALSE | [9 empty] | 6/11/2013 12:00:00 AM | Not Yet Verified | Not Yet Verified | Not Yet Verified |  |  | 780 | 70 | 11.22 |  |  | 5000 | 85
P000012OC | OSRAM | LEDstixx | 71025 - LSX/V/3/D/24V/850/48/R | Indoor Luminaires | Case Lighting | Vertical Refrigerated Case Luminaires | Standard | FALSE | [9 empty] | 6/11/2013 12:00:00 AM | Not Yet Verified | Not Yet Verified | Not Yet Verified |  |  | 540 | 72 | 7.48 |  |  | 5000 | 85
P000012O8 | OSRAM | LEDstixx | 71014 - LSX/V/3/S/24V/850/72/R | Indoor Luminaires | Case Lighting | Vertical Refrigerated Case Luminaires | Standard | FALSE | [9 empty] | 6/11/2013 12:00:00 AM | Not Yet Verified | Not Yet Verified | Not Yet Verified |  |  | 780 | 70 | 11.22 |  |  | 5000 | 85
P000012OB | OSRAM | LEDstixx | 71016 - LSX/V/3/D/24V/850/72/L | Indoor Luminaires | Case Lighting | Vertical Refrigerated Case Luminaires | Standard | FALSE | [9 empty] | 6/11/2013 12:00:00 AM | Not Yet Verified | Not Yet Verified | Not Yet Verified |  |  | 810 | 72 | 11.22 |  |  | 5000 | 85
P000012OD | OSRAM | LEDstixx | LSX/V/3/D/24V/850/60/R | Indoor Luminaires | Case Lighting | Vertical Refrigerated Case Luminaires | Standard | FALSE | [9 empty] | 6/11/2013 12:00:00 AM | Not Yet Verified | Not Yet Verified | Not Yet Verified |  |  | 675 | 72 | 9.35 |  |  | 5000 | 85
P000012OE | OSRAM | LEDstixx | 71017 - LSX/V/3/D/24V/850/72/R | Indoor Luminaires | Case Lighting | Vertical Refrigerated Case Luminaires | Standard | FALSE | [9 empty] | 6/11/2013 12:00:00 AM | Not Yet Verified | Not Yet Verified | Not Yet Verified |  |  | 810 | 72 | 11.22 |  |  | 5000 | 85
P000012OF | OSRAM | LEDstixx | LSX/V/3/S/24V/850/48/C | Indoor Luminaires | Case Lighting | Vertical Refrigerated Case Luminaires | Standard | FALSE | [9 empty] | 6/11/2013 12:00:00 AM | Not Yet Verified | Not Yet Verified | Not Yet Verified |  |  | 860 | 77 | 11.2 |  |  | 5000 | 85
P000012OG | OSRAM | LEDstixx | 71006 - LSX/V/3/S/24V/850/60/C | Indoor Luminaires | Case Lighting | Vertical Refrigerated Case Luminaires | Standard | FALSE | [9 empty] | 6/11/2013 12:00:00 AM | Not Yet Verified | Not Yet Verified | Not Yet Verified |  |  | 1075 | 77 | 14 |  |  | 5000 | 85
P000012OH | OSRAM | LEDstixx | 71012 - LSX/V/3/S/24V/850/72/C | Indoor Luminaires | Case Lighting | Vertical Refrigerated Case Luminaires | Standard | FALSE | [9 empty] | 6/11/2013 12:00:00 AM | Not Yet Verified | Not Yet Verified | Not Yet Verified |  |  | 1290 | 77 | 16.8 |  |  | 5000 | 85
P000012OJ | OSRAM | LEDstixx | LSX/V/3/D/24V/850/60/C | Indoor Luminaires | Case Lighting | Vertical Refrigerated Case Luminaires | Standard | FALSE | [9 empty] | 6/11/2013 12:00:00 AM | Not Yet Verified | Not Yet Verified | Not Yet Verified |  |  | 1250 | 89 | 14 |  |  | 5000 | 85
P000012OK | OSRAM | LEDstixx | 71015 - LSX/V/3/D/24V/850/72/C | Indoor Luminaires | Case Lighting | Vertical Refrigerated Case Luminaires | Standard | FALSE | [9 empty] | 6/11/2013 12:00:00 AM | Not Yet Verified | Not Yet Verified | Not Yet Verified |  |  | 1500 | 89 | 16.8 |  |  | 5000 | 85
P000012NM | OSRAM | LEDstixx | 71004 - LSX/V/3/S/24V/840/60/L | Indoor Luminaires | Case Lighting | Vertical Refrigerated Case Luminaires | Standard | FALSE | [9 empty] | 6/11/2013 12:00:00 AM | Not Yet Verified | Not Yet Verified | Not Yet Verified |  |  | 625 | 67 | 9.35 |  |  | 4000 | 85
P000012NQ | OSRAM | LEDstixx | 71011 - LSX/V/3/S/24V/840/72/R | Indoor Luminaires | Case Lighting | Vertical Refrigerated Case Luminaires | Standard | FALSE | [9 empty] | 6/11/2013 12:00:00 AM | Not Yet Verified | Not Yet Verified | Not Yet Verified |  |  | 750 | 67 | 11.22 |  |  | 4000 | 85
P000012NV | OSRAM | LEDstixx | 71033 - LSX/V/3/D/24V/840/60/R | Indoor Luminaires | Case Lighting | Vertical Refrigerated Case Luminaires | Standard | FALSE | [9 empty] | 6/11/2013 12:00:00 AM | Not Yet Verified | Not Yet Verified | Not Yet Verified |  |  | 625 | 67 | 9.35 |  |  | 4000 | 85
P000012NZ | OSRAM | LEDstixx | 71009 - LSX/V/3/S/24V/840/72/C | Indoor Luminaires | Case Lighting | Vertical Refrigerated Case Luminaires | Standard | FALSE | [9 empty] | 6/11/2013 12:00:00 AM | Not Yet Verified | Not Yet Verified | Not Yet Verified |  |  | 1170 | 70 | 16.8 |  |  | 4000 | 85
P000012O0 | OSRAM | LEDstixx | 71020 - LSX/V/3/D/24V/840/48/C | Indoor Luminaires | Case Lighting | Vertical Refrigerated Case Luminaires | Standard | FALSE | [9 empty] | 6/11/2013 12:00:00 AM | Not Yet Verified | Not Yet Verified | Not Yet Verified |  |  | 940 | 84 | 11.2 |  |  | 4000 | 85
P000012O2 | OSRAM | LEDstixx | 71026 - LSX/V/3/D/24V/840/72/C | Indoor Luminaires | Case Lighting | Vertical Refrigerated Case Luminaires | Standard | FALSE | [9 empty] | 6/11/2013 12:00:00 AM | Not Yet Verified | Not Yet Verified | Not Yet Verified |  |  | 1410 | 84 | 16.8 |  |  | 4000 | 85
P000012OA | OSRAM | LEDstixx | LSX/V/3/D/24V/850/60/L | Indoor Luminaires | Case Lighting | Vertical Refrigerated Case Luminaires | Standard | FALSE | [9 empty] | 6/11/2013 12:00:00 AM | Not Yet Verified | Not Yet Verified | Not Yet Verified |  |  | 675 | 72 | 9.35 |  |  | 5000 | 85
P000012NO | OSRAM | LEDstixx | LSX/V/3/S/24V/840/48/R | Indoor Luminaires | Case Lighting | Vertical Refrigerated Case Luminaires | Standard | FALSE | [9 empty] | 6/11/2013 12:00:00 AM | Not Yet Verified | Not Yet Verified | Not Yet Verified |  |  | 500 | 67 | 7.48 |  |  | 4000 | 85
P000012LC | OSRAM | OSRAM LEDstixx for Horizontal Refrigeration 4' Canopy Fixture | LSX/H/24V/830/48/SHL (71691),OT75W24V/UNV driver | Indoor Luminaires | Case Lighting | Horizontal Refrigerated Case Luminaires | Standard | TRUE | 684 | 66.41 | 10.3 | 17.3 | 0.918 | 3042 | 85 | 5 | 50000 | 7/9/2013 12:00:00 AM | Not Yet Verified | Not Yet Verified | Not Yet Verified |  | 2 | 690 | 96 | 7.2 |  | 0.9 | 3000 | 85
P000012LF | OSRAM | OSRAM LEDstixx for Horizontal Refrigeration 4' Canopy Fixture | LSX/H/24V/835/48/SHL/1PK (71672),OT75W24V/UNV driver | Indoor Luminaires | Case Lighting | Horizontal Refrigerated Case Luminaires | Standard | FALSE | [9 empty] | 7/9/2013 12:00:00 AM | Not Yet Verified | Not Yet Verified | Not Yet Verified |  |  | 725 | 101 | 7.2 |  | 0.9 | 3500 | 85
P000012LG | OSRAM | OSRAM LEDstixx for Horizontal Refrigeration 4' Canopy Fixture | LSX/H/24V/840/48/SHL (71693),OT75W24V/UNV driver | Indoor Luminaires | Case Lighting | Horizontal Refrigerated Case Luminaires | Standard | FALSE | [9 empty] | 7/9/2013 12:00:00 AM | Not Yet Verified | Not Yet Verified | Not Yet Verified |  |  | 750 | 104 | 7.2 |  | 0.9 | 4000 | 85
P000012LJ | OSRAM | OSRAM LEDstixx for Horizontal Refrigeration 4' Canopy Fixture | LSX/H/24V/850/48/SHL/1PK (71674),OT75W24V/UNV driver | Indoor Luminaires | Case Lighting | Horizontal Refrigerated Case Luminaires | Standard | FALSE | [9 empty] | 7/9/2013 12:00:00 AM | Not Yet Verified | Not Yet Verified | Not Yet Verified |  |  | 750 | 104 | 7.2 |  | 0.9 | 5000 | 85
P000012LE | OSRAM | OSRAM LEDstixx for Horizontal Refrigeration 4' Canopy Fixture | LSX/H/24V/835/48/SHL (71692),OT75W24V/UNV driver | Indoor Luminaires | Case Lighting | Horizontal Refrigerated Case Luminaires | Standard | FALSE | [9 empty] | 7/9/2013 12:00:00 AM | Not Yet Verified | Not Yet Verified | Not Yet Verified |  |  | 725 | 101 | 7.2 |  | 0.9 | 3500 | 85
P000012LI | OSRAM | OSRAM LEDstixx for Horizontal Refrigeration 4' Canopy Fixture | LSX/H/24V/850/48/SHL (71694),OT75W24V/UNV driver | Indoor Luminaires | Case Lighting | Horizontal Refrigerated Case Luminaires | Standard | FALSE | [9 empty] | 7/9/2013 12:00:00 AM | Not Yet Verified | Not Yet Verified | Not Yet Verified |  |  | 750 | 104 | 7.2 |  | 0.9 | 5000 | 85
P000012LD | OSRAM | OSRAM LEDstixx for Horizontal Refrigeration 4' Canopy Fixture | LSX/H/24V/830/48/SHL/1PK (71671),OT75W24V/UNV driver | Indoor Luminaires | Case Lighting | Horizontal Refrigerated Case Luminaires | Standard | FALSE | [9 empty] | 7/9/2013 12:00:00 AM | Not Yet Verified | Not Yet Verified | Not Yet Verified |  |  | 690 | 96 | 7.2 |  | 0.9 | 3000 | 85
P000012LH | OSRAM | OSRAM LEDstixx for Horizontal Refrigeration 4' Canopy Fixture | LSX/H/24V/840/48/SHL/1PK (71673),OT75W24V/UNV driver | Indoor Luminaires | Case Lighting | Horizontal Refrigerated Case Luminaires | Standard | FALSE | [9 empty] | 7/9/2013 12:00:00 AM | Not Yet Verified | Not Yet Verified | Not Yet Verified |  |  | 750 | 104 | 7.2 |  | 0.9 | 4000 | 85
P000012LK | OSRAM | OSRAM LEDstixx for Horizontal Refrigeration 4' Canopy Fixture | LSX/H/24V/830/48/SHL (71691),OT96W24V/UNV driver | Indoor Luminaires | Case Lighting | Horizontal Refrigerated Case Luminaires | Standard | TRUE | 684 | 67.82 | 10.08 | 17.7 | 0.909 | 3042 | 85 | 5 | 50000 | 7/9/2013 12:00:00 AM | Not Yet Verified | Not Yet Verified | Not Yet Verified |  | 2 | 690 | 96 | 7.2 |  | 0.9 | 3000 | 85
P000012LM | OSRAM | OSRAM LEDstixx for Horizontal Refrigeration 4' Canopy Fixture | LSX/H/24V/835/48/SHL (71692),OT96W24V/UNV driver | Indoor Luminaires | Case Lighting | Horizontal Refrigerated Case Luminaires | Standard | FALSE | [9 empty] | 7/9/2013 12:00:00 AM | Not Yet Verified | Not Yet Verified | Not Yet Verified |  |  | 725 | 101 | 7.2 |  | 0.9 | 3500 | 85
P000012LO | OSRAM | OSRAM LEDstixx for Horizontal Refrigeration 4' Canopy Fixture | LSX/H/24V/840/48/SHL (71693),OT96W24V/UNV driver | Indoor Luminaires | Case Lighting | Horizontal Refrigerated Case Luminaires | Standard | FALSE | [9 empty] | 7/9/2013 12:00:00 AM | Not Yet Verified | Not Yet Verified | Not Yet Verified |  |  | 750 | 104 | 7.2 |  | 0.9 | 4000 | 85
P000012LQ | OSRAM | OSRAM LEDstixx for Horizontal Refrigeration 4' Canopy Fixture | LSX/H/24V/850/48/SHL (71694),OT96W24V/UNV driver | Indoor Luminaires | Case Lighting | Horizontal Refrigerated Case Luminaires | Standard | FALSE | [9 empty] | 7/9/2013 12:00:00 AM | Not Yet Verified | Not Yet Verified | Not Yet Verified |  |  | 750 | 104 | 7.2 |  | 0.9 | 5000 | 85
P000012LP | OSRAM | OSRAM LEDstixx for Horizontal Refrigeration 4' Canopy Fixture | LSX/H/24V/840/48/SHL/1PK (71673),OT96W24V/UNV driver | Indoor Luminaires | Case Lighting | Horizontal Refrigerated Case Luminaires | Standard | FALSE | [9 empty] | 7/9/2013 12:00:00 AM | Not Yet Verified | Not Yet Verified | Not Yet Verified |  |  | 750 | 104 | 7.2 |  | 0.9 | 4000 | 85
P000012LL | OSRAM | OSRAM LEDstixx for Horizontal Refrigeration 4' Canopy Fixture | LSX/H/24V/830/48/SHL/1PK (71671),OT96W24V/UNV driver | Indoor Luminaires | Case Lighting | Horizontal Refrigerated Case Luminaires | Standard | FALSE | [9 empty] | 7/9/2013 12:00:00 AM | Not Yet Verified | Not Yet Verified | Not Yet Verified |  |  | 690 | 96 | 7.2 |  | 0.9 | 3000 | 85
P000012LN | OSRAM | OSRAM LEDstixx for Horizontal Refrigeration 4' Canopy Fixture | LSX/H/24V/835/48/SHL/1PK (71672),OT96W24V/UNV driver | Indoor Luminaires | Case Lighting | Horizontal Refrigerated Case Luminaires | Standard | FALSE | [9 empty] | 7/9/2013 12:00:00 AM | Not Yet Verified | Not Yet Verified | Not Yet Verified |  |  | 725 | 101 | 7.2 |  | 0.9 | 3500 | 85
P000012LR | OSRAM | OSRAM LEDstixx for Horizontal Refrigeration 4' Canopy Fixture | LSX/H/24V/850/48/SHL/1PK (71674),OT96W24V/UNV driver | Indoor Luminaires | Case Lighting | Horizontal Refrigerated Case Luminaires | Standard | FALSE | [9 empty] | 7/9/2013 12:00:00 AM | Not Yet Verified | Not Yet Verified | Not Yet Verified |  |  | 750 | 104 | 7.2 |  | 0.9 | 5000 | 85
P000012LS | OSRAM | OSRAM LEDstixx for Horizontal Refrigeration 3' Canopy Fixture | LSX/H/24V/830/36/SHL (71691),OT75W24V/UNV driver | Indoor Luminaires | Case Lighting | Horizontal Refrigerated Case Luminaires | Standard | TRUE | 457 | 66.2 | 6.91 | 17.3 | 0.918 | 3018 | 85 | 5 | 50000 | 7/9/2013 12:00:00 AM | Not Yet Verified | Not Yet Verified | Not Yet Verified |  | 2 | 450 | 96 | 4.7 |  | 0.9 | 3000 | 85
P000012LV | OSRAM | OSRAM LEDstixx for Horizontal Refrigeration 3' Canopy Fixture | LSX/H/24V/835/36/SHL/1PK (71672),OT75W24V/UNV driver | Indoor Luminaires | Case Lighting | Horizontal Refrigerated Case Luminaires | Standard | FALSE | [9 empty] | 7/9/2013 12:00:00 AM | Not Yet Verified | Not Yet Verified | Not Yet Verified |  |  | 475 | 101 | 4.7 |  | 0.9 | 3500 | 85
P000012LW | OSRAM | OSRAM LEDstixx for Horizontal Refrigeration 3' Canopy Fixture | LSX/H/24V/840/36/SHL (71693),OT75W24V/UNV driver | Indoor Luminaires | Case Lighting | Horizontal Refrigerated Case Luminaires | Standard | FALSE | [9 empty] | 7/9/2013 12:00:00 AM | Not Yet Verified | Not Yet Verified | Not Yet Verified |  |  | 495 | 105 | 4.7 |  | 0.9 | 4000 | 85
P000012LX | OSRAM | OSRAM LEDstixx for Horizontal Refrigeration 3' Canopy Fixture | LSX/H/24V/840/36/SHL/1PK (71673),OT75W24V/UNV driver | Indoor Luminaires | Case Lighting | Horizontal Refrigerated Case Luminaires | Standard | FALSE | [9 empty] | 7/9/2013 12:00:00 AM | Not Yet Verified | Not Yet Verified | Not Yet Verified |  |  | 495 | 105 | 4.7 |  | 0.9 | 4000 | 85
P000012LU | OSRAM | OSRAM LEDstixx for Horizontal Refrigeration 3' Canopy Fixture | LSX/H/24V/835/36/SHL (71692),OT75W24V/UNV driver | Indoor Luminaires | Case Lighting | Horizontal Refrigerated Case Luminaires | Standard | FALSE | [9 empty] | 7/9/2013 12:00:00 AM | Not Yet Verified | Not Yet Verified | Not Yet Verified |  |  | 475 | 101 | 4.7 |  | 0.9 | 3500 | 85
P000012LZ | OSRAM | OSRAM LEDstixx for Horizontal Refrigeration 3' Canopy Fixture | LSX/H/24V/850/36/SHL/1PK (71674),OT75W24V/UNV driver | Indoor Luminaires | Case Lighting | Horizontal Refrigerated Case Luminaires | Standard | FALSE | [9 empty] | 7/9/2013 12:00:00 AM | Not Yet Verified | Not Yet Verified | Not Yet Verified |  |  | 515 | 110 | 4.7 |  | 0.9 | 5000 | 85
P000012LT | OSRAM | OSRAM LEDstixx for Horizontal Refrigeration 3' Canopy Fixture | LSX/H/24V/830/36/SHL/1PK (71671),OT75W24V/UNV driver | Indoor Luminaires | Case Lighting | Horizontal Refrigerated Case Luminaires | Standard | FALSE | [9 empty] | 7/9/2013 12:00:00 AM | Not Yet Verified | Not Yet Verified | Not Yet Verified |  |  | 450 | 96 | 4.7 |  | 0.9 | 3000 | 85
P000012LY | OSRAM | OSRAM LEDstixx for Horizontal Refrigeration 3' Canopy Fixture | LSX/H/24V/850/36/SHL (71694),OT75W24V/UNV driver | Indoor Luminaires | Case Lighting | Horizontal Refrigerated Case Luminaires | Standard | FALSE | [9 empty] | 7/9/2013 12:00:00 AM | Not Yet Verified | Not Yet Verified | Not Yet Verified |  |  | 515 | 110 | 4.7 |  | 0.9 | 5000 | 85
P000012M0 | OSRAM | OSRAM LEDstixx for Horizontal Refrigeration 3' Canopy Fixture | LSX/H/24V/830/36/SHL (71691),OT96W24V/UNV driver | Indoor Luminaires | Case Lighting | Horizontal Refrigerated Case Luminaires | Standard | TRUE | 457 | 67.61 | 6.76 | 17.7 | 0.909 | 3018 | 85 | 5 | 50000 | 7/9/2013 12:00:00 AM | Not Yet Verified | Not Yet Verified | Not Yet Verified |  | 2 | 450 | 96 | 4.7 |  | 0.9 | 3000 | 85
P000012M2 | OSRAM | OSRAM LEDstixx for Horizontal Refrigeration 3' Canopy Fixture | LSX/H/24V/835/36/SHL (71692),OT96W24V/UNV driver | Indoor Luminaires | Case Lighting | Horizontal Refrigerated Case Luminaires | Standard | FALSE | [9 empty] | 7/9/2013 12:00:00 AM | Not Yet Verified | Not Yet Verified | Not Yet Verified |  |  | 475 | 101 | 4.7 |  | 0.9 | 3500 | 85
P000012M4 | OSRAM | OSRAM LEDstixx for Horizontal Refrigeration 3' Canopy Fixture | LSX/H/24V/840/36/SHL (71693),OT96W24V/UNV driver | Indoor Luminaires | Case Lighting | Horizontal Refrigerated Case Luminaires | Standard | FALSE | [9 empty] | 7/9/2013 12:00:00 AM | Not Yet Verified | Not Yet Verified | Not Yet Verified |  |  | 495 | 105 | 4.7 |  | 0.9 | 4000 | 85
P000012M5 | OSRAM | OSRAM LEDstixx for Horizontal Refrigeration 3' Canopy Fixture | LSX/H/24V/840/36/SHL/1PK (71673),OT96W24V/UNV driver | Indoor Luminaires | Case Lighting | Horizontal Refrigerated Case Luminaires | Standard | FALSE | [9 empty] | 7/9/2013 12:00:00 AM | Not Yet Verified | Not Yet Verified | Not Yet Verified |  |  | 495 | 105 | 4.7 |  | 0.9 | 4000 | 85
P000012M7 | OSRAM | OSRAM LEDstixx for Horizontal Refrigeration 3' Canopy Fixture | LSX/H/24V/850/36/SHL/1PK (71674),OT96W24V/UNV driver | Indoor Luminaires | Case Lighting | Horizontal Refrigerated Case Luminaires | Standard | FALSE | [9 empty] | 7/9/2013 12:00:00 AM | Not Yet Verified | Not Yet Verified | Not Yet Verified |  |  | 515 | 110 | 4.7 |  | 0.9 | 5000 | 85
P000012M6 | OSRAM | OSRAM LEDstixx for Horizontal Refrigeration 3' Canopy Fixture | LSX/H/24V/850/36/SHL (71694),OT96W24V/UNV driver | Indoor Luminaires | Case Lighting | Horizontal Refrigerated Case Luminaires | Standard | FALSE | [9 empty] | 7/9/2013 12:00:00 AM | Not Yet Verified | Not Yet Verified | Not Yet Verified |  |  | 515 | 110 | 4.7 |  | 0.9 | 5000 | 85
P000012M1 | OSRAM | OSRAM LEDstixx for Horizontal Refrigeration 3' Canopy Fixture | LSX/H/24V/830/36/SHL/1PK (71671),OT96W24V/UNV driver | Indoor Luminaires | Case Lighting | Horizontal Refrigerated Case Luminaires | Standard | FALSE | [9 empty] | 7/9/2013 12:00:00 AM | Not Yet Verified | Not Yet Verified | Not Yet Verified |  |  | 450 | 96 | 4.7 |  | 0.9 | 3000 | 85
P000012M3 | OSRAM | OSRAM LEDstixx for Horizontal Refrigeration 3' Canopy Fixture | LSX/H/24V/835/36/SHL/1PK (71672),OT96W24V/UNV driver | Indoor Luminaires | Case Lighting | Horizontal Refrigerated Case Luminaires | Standard | FALSE | [9 empty] | 7/9/2013 12:00:00 AM | Not Yet Verified | Not Yet Verified | Not Yet Verified |  |  | 475 | 101 | 4.7 |  | 0.9 | 3500 | 85
P000012M8 | OSRAM | OSRAM LEDstixx for Horizontal Refrigeration 3' Canopy Fixture | LSX/H/24V/830/36/CNP (71679), OT96W/24V/UNV driver | Indoor Luminaires | Case Lighting | Horizontal Refrigerated Case Luminaires | Standard | TRUE | 1090 | 60.945 | 17.88 | 17.7 | 0.9094 | 3015 | 82 | 5 | 50000 | 6/28/2013 12:00:00 AM | Not Yet Verified | Not Yet Verified | Not Yet Verified |  | 2 | 1130 | 87 | 13 |  | 0.9 | 3000 | 85
P000012MD | OSRAM | OSRAM LEDstixx for Horizontal Refrigeration 3' Canopy Fixture | LSX/H/24V/840/36/CNP/1PK (71661), OT96W/24V/UNV driver | Indoor Luminaires | Case Lighting | Horizontal Refrigerated Case Luminaires | Standard | FALSE | [9 empty] | 6/28/2013 12:00:00 AM | Not Yet Verified | Not Yet Verified | Not Yet Verified |  |  | 1200 | 92 | 13 |  | 0.9 | 4000 | 85
P000012ME | OSRAM | OSRAM LEDstixx for Horizontal Refrigeration 3' Canopy Fixture | LSX/H/24V/850/36/CNP (71682), OT96W/24V/UNV driver | Indoor Luminaires | Case Lighting | Horizontal Refrigerated Case Luminaires | Standard | FALSE | [9 empty] | 6/28/2013 12:00:00 AM | Not Yet Verified | Not Yet Verified | Not Yet Verified |  |  | 1225 | 94 | 13 |  | 0.9 | 5000 | 85
P000012MA | OSRAM | OSRAM LEDstixx for Horizontal Refrigeration 3' Canopy Fixture | LSX/H/24V/835/36/CNP (71680), OT96W/24V/UNV driver | Indoor Luminaires | Case Lighting | Horizontal Refrigerated Case Luminaires | Standard | FALSE | [9 empty] | 6/28/2013 12:00:00 AM | Not Yet Verified | Not Yet Verified | Not Yet Verified |  |  | 1140 | 88 | 13 |  | 0.9 | 3500 | 85
P000012MC | OSRAM | OSRAM LEDstixx for Horizontal Refrigeration 3' Canopy Fixture | LSX/H/24V/840/36/CNP (71681), OT96W/24V/UNV driver | Indoor Luminaires | Case Lighting | Horizontal Refrigerated Case Luminaires | Standard | FALSE | [9 empty] | 6/28/2013 12:00:00 AM | Not Yet Verified | Not Yet Verified | Not Yet Verified |  |  | 1200 | 92 | 13 |  | 0.9 | 4000 | 85
P000012MF | OSRAM | OSRAM LEDstixx for Horizontal Refrigeration 3' Canopy Fixture | LSX/H/24V/850/36/CNP/1PK (71662), OT96W/24V/UNV driver | Indoor Luminaires | Case Lighting | Horizontal Refrigerated Case Luminaires | Standard | FALSE | [9 empty] | 6/28/2013 12:00:00 AM | Not Yet Verified | Not Yet Verified | Not Yet Verified |  |  | 1225 | 94 | 13 |  | 0.9 | 5000 | 85
P000012M9 | OSRAM | OSRAM LEDstixx for Horizontal Refrigeration 3' Canopy Fixture | LSX/H/24V/830/36/CNP/1PK (71659), OT96W/24V/UNV driver | Indoor Luminaires | Case Lighting | Horizontal Refrigerated Case Luminaires | Standard | FALSE | [9 empty] | 6/28/2013 12:00:00 AM | Not Yet Verified | Not Yet Verified | Not Yet Verified |  |  | 1130 | 87 | 13 |  | 0.9 | 3000 | 85
P000012MB | OSRAM | OSRAM LEDstixx for Horizontal Refrigeration 3' Canopy Fixture | LSX/H/24V/835/36/CNP/1PK (71660), OT96W/24V/UNV driver | Indoor Luminaires | Case Lighting | Horizontal Refrigerated Case Luminaires | Standard | FALSE | [9 empty] | 6/28/2013 12:00:00 AM | Not Yet Verified | Not Yet Verified | Not Yet Verified |  |  | 1140 | 88 | 13 |  | 0.9 | 3500 | 85
P000012MG | OSRAM | OSRAM LEDstixx for Horizontal Refrigeration 3' Canopy Fixture | LSX/H/24V/830/36/CNP (71679), OT75/120-277/24E driver | Indoor Luminaires | Case Lighting | Horizontal Refrigerated Case Luminaires | Standard | TRUE | 1090 | 59.7 | 18.26 | 17.3 | 0.9176 | 3015 | 82 | 5 | 50000 | 6/28/2013 12:00:00 AM | Not Yet Verified | Not Yet Verified | Not Yet Verified |  | 2 | 1130 | 87 | 13 |  | 0.9 | 3000 | 85
P000012MH | OSRAM | OSRAM LEDstixx for Horizontal Refrigeration 3' Canopy Fixture | LSX/H/24V/830/36/CNP/1PK (71659), OT75/120-277/24E driver | Indoor Luminaires | Case Lighting | Horizontal Refrigerated Case Luminaires | Standard | FALSE | [9 empty] | 6/28/2013 12:00:00 AM | Not Yet Verified | Not Yet Verified | Not Yet Verified |  |  | 1130 | 87 | 13 |  | 0.9 | 3000 | 85
P000012MK | OSRAM | OSRAM LEDstixx for Horizontal Refrigeration 3' Canopy Fixture | LSX/H/24V/840/36/CNP (71681), OT75/120-277/24E driver | Indoor Luminaires | Case Lighting | Horizontal Refrigerated Case Luminaires | Standard | FALSE | [9 empty] | 6/28/2013 12:00:00 AM | Not Yet Verified | Not Yet Verified | Not Yet Verified |  |  | 1200 | 92 | 13 |  | 0.9 | 4000 | 85
P000012ML | OSRAM | OSRAM LEDstixx for Horizontal Refrigeration 3' Canopy Fixture | LSX/H/24V/840/36/CNP/1PK (71661), OT75/120-277/24E driver | Indoor Luminaires | Case Lighting | Horizontal Refrigerated Case Luminaires | Standard | FALSE | [9 empty] | 6/28/2013 12:00:00 AM | Not Yet Verified | Not Yet Verified | Not Yet Verified |  |  | 1200 | 92 | 13 |  | 0.9 | 4000 | 85
P000012MI | OSRAM | OSRAM LEDstixx for Horizontal Refrigeration 3' Canopy Fixture | LSX/H/24V/835/36/CNP (71680), OT75/120-277/24E driver | Indoor Luminaires | Case Lighting | Horizontal Refrigerated Case Luminaires | Standard | FALSE | [9 empty] | 6/28/2013 12:00:00 AM | Not Yet Verified | Not Yet Verified | Not Yet Verified |  |  | 1140 | 88 | 13 |  | 0.9 | 3500 | 85
P000012MM | OSRAM | OSRAM LEDstixx for Horizontal Refrigeration 3' Canopy Fixture | LSX/H/24V/850/36/CNP (71682), OT75/120-277/24E driver | Indoor Luminaires | Case Lighting | Horizontal Refrigerated Case Luminaires | Standard | FALSE | [9 empty] | 6/28/2013 12:00:00 AM | Not Yet Verified | Not Yet Verified | Not Yet Verified |  |  | 1225 | 94 | 13 |  | 0.9 | 5000 | 85
P000012MJ | OSRAM | OSRAM LEDstixx for Horizontal Refrigeration 3' Canopy Fixture | LSX/H/24V/835/36/CNP/1PK (71660), OT75/120-277/24E driver | Indoor Luminaires | Case Lighting | Horizontal Refrigerated Case Luminaires | Standard | FALSE | [9 empty] | 6/28/2013 12:00:00 AM | Not Yet Verified | Not Yet Verified | Not Yet Verified |  |  | 1140 | 88 | 13 |  | 0.9 | 3500 | 85
P000012MN | OSRAM | OSRAM LEDstixx for Horizontal Refrigeration 3' Canopy Fixture | LSX/H/24V/850/36/CNP/1PK (71662), OT75/120-277/24E driver | Indoor Luminaires | Case Lighting | Horizontal Refrigerated Case Luminaires | Standard | FALSE | [9 empty] | 6/28/2013 12:00:00 AM | Not Yet Verified | Not Yet Verified | Not Yet Verified |  |  | 1225 | 94 | 13 |  | 0.9 | 5000 | 85
P000012MO | OSRAM | OSRAM LEDstixx for Horizontal Refrigeration 3' Canopy Fixture | LSX/H/24V/830/48/CNP (71679), OT96W/24V/UNV driver | Indoor Luminaires | Case Lighting | Horizontal Refrigerated Case Luminaires | Standard | TRUE | 1591 | 61.23 | 25.96 | 17.7 | 0.9094 | 3001 | 82 | 5 | 50000 | 6/28/2013 12:00:00 AM | Not Yet Verified | Not Yet Verified | Not Yet Verified |  | 2 | 1600 | 84 | 19 |  | 0.9 | 3000 | 85
P000012MP | OSRAM | OSRAM LEDstixx for Horizontal Refrigeration 3' Canopy Fixture | LSX/H/24V/830/48/CNP/1PK (71659), OT96W/24V/UNV driver | Indoor Luminaires | Case Lighting | Horizontal Refrigerated Case Luminaires | Standard | FALSE | [9 empty] | 6/28/2013 12:00:00 AM | Not Yet Verified | Not Yet Verified | Not Yet Verified |  |  | 1600 | 84 | 19 |  | 0.9 | 3000 | 85
P000012MQ | OSRAM | OSRAM LEDstixx for Horizontal Refrigeration 3' Canopy Fixture | LSX/H/24V/835/48/CNP (71680), OT96W/24V/UNV driver | Indoor Luminaires | Case Lighting | Horizontal Refrigerated Case Luminaires | Standard | FALSE | [9 empty] | 6/28/2013 12:00:00 AM | Not Yet Verified | Not Yet Verified | Not Yet Verified |  |  | 1715 | 90 | 19 |  | 0.9 | 3500 | 85
P000012MR | OSRAM | OSRAM LEDstixx for Horizontal Refrigeration 3' Canopy Fixture | LSX/H/24V/835/48/CNP/1PK (71660), OT96W/24V/UNV driver | Indoor Luminaires | Case Lighting | Horizontal Refrigerated Case Luminaires | Standard | FALSE | [9 empty] | 6/28/2013 12:00:00 AM | Not Yet Verified | Not Yet Verified | Not Yet Verified |  |  | 1715 | 90 | 19 |  | 0.9 | 3500 | 85
P000012MT | OSRAM | OSRAM LEDstixx for Horizontal Refrigeration 3' Canopy Fixture | LSX/H/24V/840/48/CNP/1PK (71661), OT96W/24V/UNV driver | Indoor Luminaires | Case Lighting | Horizontal Refrigerated Case Luminaires | Standard | FALSE | [9 empty] | 6/28/2013 12:00:00 AM | Not Yet Verified | Not Yet Verified | Not Yet Verified |  |  | 1760 | 93 | 19 |  | 0.9 | 4000 | 85
P000012MS | OSRAM | OSRAM LEDstixx for Horizontal Refrigeration 3' Canopy Fixture | LSX/H/24V/840/48/CNP (71681), OT96W/24V/UNV driver | Indoor Luminaires | Case Lighting | Horizontal Refrigerated Case Luminaires | Standard | FALSE | [9 empty] | 6/28/2013 12:00:00 AM | Not Yet Verified | Not Yet Verified | Not Yet Verified |  |  | 1760 | 93 | 19 |  | 0.9 | 4000 | 85
P000012MU | OSRAM | OSRAM LEDstixx for Horizontal Refrigeration 3' Canopy Fixture | LSX/H/24V/850/48/CNP (71682), OT96W/24V/UNV driver | Indoor Luminaires | Case Lighting | Horizontal Refrigerated Case Luminaires | Standard | FALSE | [9 empty] | 6/28/2013 12:00:00 AM | Not Yet Verified | Not Yet Verified | Not Yet Verified |  |  | 1850 | 97 | 19 |  | 0.9 | 5000 | 85
P000012MV | OSRAM | OSRAM LEDstixx for Horizontal Refrigeration 3' Canopy Fixture | LSX/H/24V/850/48/CNP/1PK (71662), OT96W/24V/UNV driver | Indoor Luminaires | Case Lighting | Horizontal Refrigerated Case Luminaires | Standard | FALSE | [9 empty] | 6/28/2013 12:00:00 AM | Not Yet Verified | Not Yet Verified | Not Yet Verified |  |  | 1850 | 97 | 19 |  | 0.9 | 5000 | 85
P000012MW | OSRAM | OSRAM LEDstixx for Horizontal Refrigeration 3' Canopy Fixture | LSX/H/24V/830/48/CNP (71679), OT75/120-277/24E driver | Indoor Luminaires | Case Lighting | Horizontal Refrigerated Case Luminaires | Standard | TRUE | 1591 | 59.95 | 26.52 | 17.3 | 0.9176 | 3015 | 82 | 5 | 50000 | 6/28/2013 12:00:00 AM | Not Yet Verified | Not Yet Verified | Not Yet Verified |  | 2 | 1600 | 84 | 19 |  | 0.9 | 3000 | 85
P000012MX | OSRAM | OSRAM LEDstixx for Horizontal Refrigeration 3' Canopy Fixture | LSX/H/24V/830/48/CNP/1PK (71659), OT75/120-277/24E driver | Indoor Luminaires | Case Lighting | Horizontal Refrigerated Case Luminaires | Standard | FALSE | [9 empty] | 6/28/2013 12:00:00 AM | Not Yet Verified | Not Yet Verified | Not Yet Verified |  |  | 1600 | 84 | 19 |  | 0.9 | 3000 | 85
P000012N1 | OSRAM | OSRAM LEDstixx for Horizontal Refrigeration 3' Canopy Fixture | LSX/H/24V/840/48/CNP/1PK (71661), OT75/120-277/24E driver | Indoor Luminaires | Case Lighting | Horizontal Refrigerated Case Luminaires | Standard | FALSE | [9 empty] | 6/28/2013 12:00:00 AM | Not Yet Verified | Not Yet Verified | Not Yet Verified |  |  | 1760 | 93 | 19 |  | 0.9 | 4000 | 85
P000012MY | OSRAM | OSRAM LEDstixx for Horizontal Refrigeration 3' Canopy Fixture | LSX/H/24V/835/48/CNP (71680), OT75/120-277/24E driver | Indoor Luminaires | Case Lighting | Horizontal Refrigerated Case Luminaires | Standard | FALSE | [9 empty] | 6/28/2013 12:00:00 AM | Not Yet Verified | Not Yet Verified | Not Yet Verified |  |  | 1715 | 90 | 19 |  | 0.9 | 3500 | 85
P000012N3 | OSRAM | OSRAM LEDstixx for Horizontal Refrigeration 3' Canopy Fixture | LSX/H/24V/850/48/CNP/1PK (71662), OT75/120-277/24E driver | Indoor Luminaires | Case Lighting | Horizontal Refrigerated Case Luminaires | Standard | FALSE | [9 empty] | 6/28/2013 12:00:00 AM | Not Yet Verified | Not Yet Verified | Not Yet Verified |  |  | 1850 | 97 | 19 |  | 0.9 | 5000 | 85
P000012MZ | OSRAM | OSRAM LEDstixx for Horizontal Refrigeration 3' Canopy Fixture | LSX/H/24V/835/48/CNP/1PK (71660), OT75/120-277/24E driver | Indoor Luminaires | Case Lighting | Horizontal Refrigerated Case Luminaires | Standard | FALSE | [9 empty] | 6/28/2013 12:00:00 AM | Not Yet Verified | Not Yet Verified | Not Yet Verified |  |  | 1715 | 90 | 19 |  | 0.9 | 3500 | 85
P000012N0 | OSRAM | OSRAM LEDstixx for Horizontal Refrigeration 3' Canopy Fixture | LSX/H/24V/840/48/CNP (71681), OT75/120-277/24E driver | Indoor Luminaires | Case Lighting | Horizontal Refrigerated Case Luminaires | Standard | FALSE | [9 empty] | 6/28/2013 12:00:00 AM | Not Yet Verified | Not Yet Verified | Not Yet Verified |  |  | 1760 | 93 | 19 |  | 0.9 | 4000 | 85
P000012N2 | OSRAM | OSRAM LEDstixx for Horizontal Refrigeration 3' Canopy Fixture | LSX/H/24V/850/48/CNP (71682), OT75/120-277/24E driver | Indoor Luminaires | Case Lighting | Horizontal Refrigerated Case Luminaires | Standard | FALSE | [9 empty] | 6/28/2013 12:00:00 AM | Not Yet Verified | Not Yet Verified | Not Yet Verified |  |  | 1850 | 97 | 19 |  | 0.9 | 5000 | 85
P000012RR | OSRAM | LEDStixx | LSX/V/3/D/24V/840/48/L[OT96W Driver] | Indoor Luminaires | Case Lighting | Vertical Refrigerated Case Luminaires | Standard | TRUE | 503 | 79.2 | 6.35 | 15.1 | 0.961 | 3936 | 85.3 | 5 | 50000 | 1/8/2014 12:00:00 AM | Not Yet Verified | Not Yet Verified | Not Yet Verified |  | 2.1 | 503 | 79.2 | 6.35 |  |  | 4000 | 85
P000012RQ | OSRAM | LEDStixx | LSX/V/3/D/24V/840/48/C [OT96W Driver] | Indoor Luminaires | Case Lighting | Vertical Refrigerated Case Luminaires | Standard | TRUE | 957 | 79.2 | 12.08 | 15.1 | 0.961 | 3936 | 85.3 | 5 | 50000 | 1/8/2014 12:00:00 AM | Not Yet Verified | Not Yet Verified | Not Yet Verified |  | 2.1 | 957 | 79.2 | 12.08 |  |  | 4000 | 85
P000012RO | OSRAM | LEDStixx | LSX/V/3/D/24V/840/48/C [OT75W Driver] | Indoor Luminaires | Case Lighting | Vertical Refrigerated Case Luminaires | Standard | TRUE | 960 | 76.5 | 12.55 | 12.7 | 0.947 | 3930 | 85.3 | 5 | 50000 | 1/8/2014 12:00:00 AM | Not Yet Verified | Not Yet Verified | Not Yet Verified |  | 2.1 | 960 | 76.5 | 12.55 |  |  | 4000 | 85
P000012RP | OSRAM | LEDStixx | LSX/V/3/D/24V/840/48/L [OT75W Driver] | Indoor Luminaires | Case Lighting | Vertical Refrigerated Case Luminaires | Standard | TRUE | 500 | 76.5 | 6.54 | 12.7 | 0.947 | 3930 | 85.3 | 5 | 50000 | 1/8/2014 12:00:00 AM | Not Yet Verified | Not Yet Verified | Not Yet Verified |  | 2.1 | 500 | 76.5 | 6.54 | 12.7 | 0.947 | 3930 | 85.3
P000012RS | OSRAM | LEDStixx | LSX/V/3/S/24V/840/48/C [OT75W Driver] | Indoor Luminaires | Case Lighting | Vertical Refrigerated Case Luminaires | Standard | FALSE | [9 empty] | 1/8/2014 12:00:00 AM | Not Yet Verified | Not Yet Verified | Not Yet Verified |  |  | 967 | 76.5 | 12.64 | 12.7 | 0.947 | 3930 | 85.3
P000012RX | OSRAM | LEDStixx | LSX/V/3/S/24V/850/48/R [OT75W Driver] | Indoor Luminaires | Case Lighting | Vertical Refrigerated Case Luminaires | Standard | FALSE | [9 empty] | 1/8/2014 12:00:00 AM | Not Yet Verified | Not Yet Verified | Not Yet Verified |  |  | 490 | 72.6 | 6.75 | 13 | 0.947 | 5203 | 87.7
P000012S0 | OSRAM | LEDStixx | LSX/V/3/S/24V/840/60/R [OT75W Driver] | Indoor Luminaires | Case Lighting | Vertical Refrigerated Case Luminaires | Standard | FALSE | [9 empty] | 1/8/2014 12:00:00 AM | Not Yet Verified | Not Yet Verified | Not Yet Verified |  |  | 661 | 76.5 | 8.63 | 12.7 | 0.947 | 3930 | 85.3
P000012S2 | OSRAM | LEDStixx | LSX/V/3/S/24V/850/60/L [OT75W Driver] | Indoor Luminaires | Case Lighting | Vertical Refrigerated Case Luminaires | Standard | FALSE | [9 empty] | 1/8/2014 12:00:00 AM | Not Yet Verified | Not Yet Verified | Not Yet Verified |  |  | 613 | 72.6 | 8.44 | 13 | 0.947 | 5203 | 87.7
P000012S7 | OSRAM | LEDStixx | LSX/V/3/S/24V/850/72/C [OT75W Driver] | Indoor Luminaires | Case Lighting | Vertical Refrigerated Case Luminaires | Standard | FALSE | [9 empty] | 1/8/2014 12:00:00 AM | Not Yet Verified | Not Yet Verified | Not Yet Verified |  |  | 1350 | 72.6 | 18.6 | 13 | 0.947 | 5203 | 87.7
P000012SX | OSRAM | LEDStixx | LSX/V/3/S/24V/840/60/L [OT96W Driver] | Indoor Luminaires | Case Lighting | Vertical Refrigerated Case Luminaires | Standard | FALSE | [9 empty] | 1/8/2014 12:00:00 AM | Not Yet Verified | Not Yet Verified | Not Yet Verified |  |  | 663 | 79.3 | 8.36 | 15.1 | 0.961 | 3936 | 85.3
P000012T0 | OSRAM | LEDStixx | LSX/V/3/S/24V/850/60/L [OT96W Driver] | Indoor Luminaires | Case Lighting | Vertical Refrigerated Case Luminaires | Standard | FALSE | [9 empty] | 1/8/2014 12:00:00 AM | Not Yet Verified | Not Yet Verified | Not Yet Verified |  |  | 614 | 74.2 | 8.27 | 15.3 | 0.966 | 5204 | 87.7
P000012T3 | OSRAM | LEDStixx | LSX/V/3/S/24V/840/72/L [OT96W Driver] | Indoor Luminaires | Case Lighting | Vertical Refrigerated Case Luminaires | Standard | FALSE | [9 empty] | 1/8/2014 12:00:00 AM | Not Yet Verified | Not Yet Verified | Not Yet Verified |  |  | 796 | 79.4 | 10.03 | 15.1 | 0.961 | 3936 | 85.3
P000012TE | OSRAM | LEDStixx | LSX/V/3/D/24V/840/60/R [OT96W Driver] | Indoor Luminaires | Case Lighting | Vertical Refrigerated Case Luminaires | Standard | FALSE | [9 empty] | 1/8/2014 12:00:00 AM | Not Yet Verified | Not Yet Verified | Not Yet Verified |  |  | 629 | 79.2 | 7.94 | 15.1 | 0.961 | 3936 | 85.3
P000012TG | OSRAM | LEDStixx | LSX/V/3/D/24V/850/60/L [OT96W Driver] | Indoor Luminaires | Case Lighting | Vertical Refrigerated Case Luminaires | Standard | FALSE | [9 empty] | 1/8/2014 12:00:00 AM | Not Yet Verified | Not Yet Verified | Not Yet Verified |  |  | 601 | 74.2 | 8.1 | 15.3 | 0.966 | 5204 | 87.7
P000012TK | OSRAM | LEDStixx | LSX/V/3/D/24V/840/72/R [OT96W Driver] | Indoor Luminaires | Case Lighting | Vertical Refrigerated Case Luminaires | Standard | FALSE | [9 empty] | 1/8/2014 12:00:00 AM | Not Yet Verified | Not Yet Verified | Not Yet Verified |  |  | 755 | 79.2 | 9.53 | 15.1 | 0.961 | 3936 | 85.3
P000012SC | OSRAM | LEDStixx | LSX/V/3/D/24V/850/48/L [OT75W Driver] | Indoor Luminaires | Case Lighting | Vertical Refrigerated Case Luminaires | Standard | FALSE | [9 empty] | 1/8/2014 12:00:00 AM | Not Yet Verified | Not Yet Verified | Not Yet Verified |  |  | 479 | 72.6 | 6.6 | 13 | 0.947 | 5203 | 87.7
P000012SF | OSRAM | LEDStixx | LSX/V/3/D/24V/840/60/L [OT75W Driver] | Indoor Luminaires | Case Lighting | Vertical Refrigerated Case Luminaires | Standard | FALSE | [9 empty] | 1/8/2014 12:00:00 AM | Not Yet Verified | Not Yet Verified | Not Yet Verified |  |  | 625 | 76.4 | 8.18 | 12.7 | 0.947 | 3930 | 85.3
P000012SK | OSRAM | LEDStixx | LSX/V/3/D/24V/840/72/C [OT75W Driver] | Indoor Luminaires | Case Lighting | Vertical Refrigerated Case Luminaires | Standard | FALSE | [9 empty] | 1/8/2014 12:00:00 AM | Not Yet Verified | Not Yet Verified | Not Yet Verified |  |  | 1440 | 76.5 | 18.83 | 12.7 | 0.947 | 3930 | 85.3
P000012SO | OSRAM | LEDStixx | LSX/V/3/D/24V/850/72/L [OT75W Driver] | Indoor Luminaires | Case Lighting | Vertical Refrigerated Case Luminaires | Standard | FALSE | [9 empty] | 1/8/2014 12:00:00 AM | Not Yet Verified | Not Yet Verified | Not Yet Verified |  |  | 719 | 72.6 | 9.9 | 13 | 0.947 | 5203 | 87.7
P000012SQ | OSRAM | LEDStixx | LSX/V/3/S/24V/840/48/C [OT96W Driver] | Indoor Luminaires | Case Lighting | Vertical Refrigerated Case Luminaires | Standard | FALSE | [9 empty] | 1/8/2014 12:00:00 AM | Not Yet Verified | Not Yet Verified | Not Yet Verified |  |  | 971 | 79.2 | 12.26 | 15.1 | 0.961 | 3936 | 85.3
P000012ST | OSRAM | LEDStixx | LSX/V/3/S/24V/850/48/C [OT96W Driver] | Indoor Luminaires | Case Lighting | Vertical Refrigerated Case Luminaires | Standard | FALSE | [9 empty] | 1/8/2014 12:00:00 AM | Not Yet Verified | Not Yet Verified | Not Yet Verified |  |  | 901 | 74.2 | 12.14 | 15.3 | 0.966 | 5204 | 87.7
P000012SV | OSRAM | LEDStixx | LSX/V/3/S/24V/850/48/R [OT96W Driver] | Indoor Luminaires | Case Lighting | Vertical Refrigerated Case Luminaires | Standard | FALSE | [9 empty] | 1/8/2014 12:00:00 AM | Not Yet Verified | Not Yet Verified | Not Yet Verified |  |  | 491 | 74.2 | 6.62 | 15.3 | 0.966 | 5204 | 87.7
P000012SW | OSRAM | LEDStixx | LSX/V/3/S/24V/840/60/C [OT96W Driver] | Indoor Luminaires | Case Lighting | Vertical Refrigerated Case Luminaires | Standard | FALSE | [9 empty] | 1/8/2014 12:00:00 AM | Not Yet Verified | Not Yet Verified | Not Yet Verified |  |  | 1214 | 79.2 | 15.33 | 15.1 | 0.961 | 3936 | 85.3
P000012S9 | OSRAM | LEDStixx | LSX/V/3/S/24V/850/72/R [OT75W Driver] | Indoor Luminaires | Case Lighting | Vertical Refrigerated Case Luminaires | Standard | FALSE | [9 empty] | 1/8/2014 12:00:00 AM | Not Yet Verified | Not Yet Verified | Not Yet Verified |  |  | 736 | 72.6 | 10.14 | 13 | 0.947 | 5203 | 87.7
P000012S8 | OSRAM | LEDStixx | LSX/V/3/S/24V/850/72/L [OT75W Driver] | Indoor Luminaires | Case Lighting | Vertical Refrigerated Case Luminaires | Standard | FALSE | [9 empty] | 1/8/2014 12:00:00 AM | Not Yet Verified | Not Yet Verified | Not Yet Verified |  |  | 736 | 72.6 | 10.14 | 13 | 0.947 | 5203 | 87.7
P000012S6 | OSRAM | LEDStixx | LSX/V/3/S/24V/840/72/R [OT75W Driver] | Indoor Luminaires | Case Lighting | Vertical Refrigerated Case Luminaires | Standard | FALSE | [9 empty] | 1/8/2014 12:00:00 AM | Not Yet Verified | Not Yet Verified | Not Yet Verified |  |  | 793 | 76.5 | 10.36 | 12.7 | 0.947 | 3930 | 85.3
P000012T6 | OSRAM | LEDStixx | LSX/V/3/S/24V/850/72/L [OT96W Driver] | Indoor Luminaires | Case Lighting | Vertical Refrigerated Case Luminaires | Standard | FALSE | [9 empty] | 1/8/2014 12:00:00 AM | Not Yet Verified | Not Yet Verified | Not Yet Verified |  |  | 737 | 74.2 | 9.93 | 15.3 | 0.966 | 5204 | 87.7
P000012TA | OSRAM | LEDStixx | LSX/V/3/D/24V/850/48/L [OT96W Driver] | Indoor Luminaires | Case Lighting | Vertical Refrigerated Case Luminaires | Standard | FALSE | [9 empty] | 1/8/2014 12:00:00 AM | Not Yet Verified | Not Yet Verified | Not Yet Verified |  |  | 481 | 74.2 | 6.48 | 15.3 | 0.966 | 5204 | 87.7
P000012TC | OSRAM | LEDStixx | LSX/V/3/D/24V/840/60/C [OT96W Driver] | Indoor Luminaires | Case Lighting | Vertical Refrigerated Case Luminaires | Standard | FALSE | [9 empty] | 1/8/2014 12:00:00 AM | Not Yet Verified | Not Yet Verified | Not Yet Verified |  |  | 1196 | 79.2 | 15.1 | 15.1 | 0.961 | 3936 | 85.3
P000012SB | OSRAM | LEDStixx | LSX/V/3/D/24V/850/48/C [OT75W Driver] | Indoor Luminaires | Case Lighting | Vertical Refrigerated Case Luminaires | Standard | FALSE | [9 empty] | 1/8/2014 12:00:00 AM | Not Yet Verified | Not Yet Verified | Not Yet Verified |  |  | 899 | 72.6 | 12.38 | 13 | 0.947 | 5203 | 87.7
P000012T2 | OSRAM | LEDStixx | LSX/V/3/S/24V/840/72/C [OT96W Driver] | Indoor Luminaires | Case Lighting | Vertical Refrigerated Case Luminaires | Standard | FALSE | [9 empty] | 1/8/2014 12:00:00 AM | Not Yet Verified | Not Yet Verified | Not Yet Verified |  |  | 1457 | 79.2 | 18.4 | 15.1 | 0.961 | 3936 | 85.3
P000012TH | OSRAM | LEDStixx | LSX/V/3/D/24V/850/60/R [OT96W Driver] | Indoor Luminaires | Case Lighting | Vertical Refrigerated Case Luminaires | Standard | FALSE | [9 empty] | 1/8/2014 12:00:00 AM | Not Yet Verified | Not Yet Verified | Not Yet Verified |  |  | 601 | 74.2 | 8.1 | 15.3 | 0.966 | 5204 | 87.7
P000012TJ | OSRAM | LEDStixx | LSX/V/3/D/24V/840/72/L [OT96W Driver] | Indoor Luminaires | Case Lighting | Vertical Refrigerated Case Luminaires | Standard | FALSE | [9 empty] | 1/8/2014 12:00:00 AM | Not Yet Verified | Not Yet Verified | Not Yet Verified |  |  | 755 | 79.2 | 9.53 | 15.1 | 0.961 | 3936 | 85.3
P000012RV | OSRAM | LEDStixx | LSX/V/3/S/24V/850/48/C [OT75W Driver] | Indoor Luminaires | Case Lighting | Vertical Refrigerated Case Luminaires | Standard | FALSE | [9 empty] | 1/8/2014 12:00:00 AM | Not Yet Verified | Not Yet Verified | Not Yet Verified |  |  | 900 | 72.6 | 12.4 | 13 | 0.947 | 5203 | 87.7
P000012S4 | OSRAM | LEDStixx | LSX/V/3/S/24V/840/72/C [OT75W Driver] | Indoor Luminaires | Case Lighting | Vertical Refrigerated Case Luminaires | Standard | FALSE | [9 empty] | 1/8/2014 12:00:00 AM | Not Yet Verified | Not Yet Verified | Not Yet Verified |  |  | 1450 | 76.5 | 18.96 | 12.7 | 0.947 | 3930 | 85.3
P000012TM | OSRAM | LEDStixx | LSX/V/3/D/24V/850/72/L [OT96W Driver] | Indoor Luminaires | Case Lighting | Vertical Refrigerated Case Luminaires | Standard | FALSE | [9 empty] | 1/8/2014 12:00:00 AM | Not Yet Verified | Not Yet Verified | Not Yet Verified |  |  | 721 | 74.2 | 9.72 | 15.3 | 0.966 | 5204 | 87.7
P000012S3 | OSRAM | LEDStixx | LSX/V/3/S/24V/850/60/R [OT75W Driver] | Indoor Luminaires | Case Lighting | Vertical Refrigerated Case Luminaires | Standard | FALSE | [9 empty] | 1/8/2014 12:00:00 AM | Not Yet Verified | Not Yet Verified | Not Yet Verified |  |  | 613 | 72.6 | 8.44 | 13 | 0.947 | 5203 | 87.7
P000012SA | OSRAM | LEDStixx | LSX/V/3/D/24V/840/48/R [OT75W Driver] | Indoor Luminaires | Case Lighting | Vertical Refrigerated Case Luminaires | Standard | FALSE | [9 empty] | 1/8/2014 12:00:00 AM | Not Yet Verified | Not Yet Verified | Not Yet Verified |  |  | 500 | 76.5 | 6.54 | 12.7 | 0.947 | 3930 | 85.3
P000012SL | OSRAM | LEDStixx | LSX/V/3/D/24V/840/72/L [OT75W Driver] | Indoor Luminaires | Case Lighting | Vertical Refrigerated Case Luminaires | Standard | FALSE | [9 empty] | 1/8/2014 12:00:00 AM | Not Yet Verified | Not Yet Verified | Not Yet Verified |  |  | 750 | 76.4 | 9.82 | 12.7 | 0.947 | 3930 | 85.3
P000012SM | OSRAM | LEDStixx | LSX/V/3/D/24V/840/72/R [OT75W Driver] | Indoor Luminaires | Case Lighting | Vertical Refrigerated Case Luminaires | Standard | FALSE | [9 empty] | 1/8/2014 12:00:00 AM | Not Yet Verified | Not Yet Verified | Not Yet Verified |  |  | 750 | 76.4 | 9.82 | 12.7 | 0.947 | 3930 | 85.3
P000012SR | OSRAM | LEDStixx | LSX/V/3/S/24V/840/48/L [OT96W Driver] | Indoor Luminaires | Case Lighting | Vertical Refrigerated Case Luminaires | Standard | FALSE | [9 empty] | 1/8/2014 12:00:00 AM | Not Yet Verified | Not Yet Verified | Not Yet Verified |  |  | 530 | 79.2 | 6.69 | 15.1 | 0.961 | 3936 | 85.3
P000012T1 | OSRAM | LEDStixx | LSX/V/3/S/24V/850/60/R [OT96W Driver] | Indoor Luminaires | Case Lighting | Vertical Refrigerated Case Luminaires | Standard | FALSE | [9 empty] | 1/8/2014 12:00:00 AM | Not Yet Verified | Not Yet Verified | Not Yet Verified |  |  | 614 | 74.2 | 8.27 | 15.3 | 0.966 | 5204 | 87.7
P000012T4 | OSRAM | LEDStixx | LSX/V/3/S/24V/840/72/R [OT96W Driver] | Indoor Luminaires | Case Lighting | Vertical Refrigerated Case Luminaires | Standard | FALSE | [9 empty] | 1/8/2014 12:00:00 AM | Not Yet Verified | Not Yet Verified | Not Yet Verified |  |  | 796 | 79.4 | 10.03 | 15.1 | 0.961 | 3936 | 85.3
P000012T5 | OSRAM | LEDStixx | LSX/V/3/S/24V/850/72/C [OT96W Driver] | Indoor Luminaires | Case Lighting | Vertical Refrigerated Case Luminaires | Standard | FALSE | [9 empty] | 1/8/2014 12:00:00 AM | Not Yet Verified | Not Yet Verified | Not Yet Verified |  |  | 1351 | 74.2 | 18.2 | 15.3 | 0.966 | 5204 | 87.7
P000012RZ | OSRAM | LEDStixx | LSX/V/3/S/24V/840/60/L [OT75W Driver] | Indoor Luminaires | Case Lighting | Vertical Refrigerated Case Luminaires | Standard | FALSE | [9 empty] | 1/8/2014 12:00:00 AM | Not Yet Verified | Not Yet Verified | Not Yet Verified |  |  | 661 | 76.5 | 8.63 | 12.7 | 0.947 | 3930 | 85.3
P000012T9 | OSRAM | LEDStixx | LSX/V/3/D/24V/850/48/C [OT96W Driver] | Indoor Luminaires | Case Lighting | Vertical Refrigerated Case Luminaires | Standard | FALSE | [9 empty] | 1/8/2014 12:00:00 AM | Not Yet Verified | Not Yet Verified | Not Yet Verified |  |  | 903 | 74.2 | 12.17 | 15.3 | 0.966 | 5204 | 87.7
P000012TL | OSRAM | LEDStixx | LSX/V/3/D/24V/850/72/C [OT96W Driver] | Indoor Luminaires | Case Lighting | Vertical Refrigerated Case Luminaires | Standard | FALSE | [9 empty] | 1/8/2014 12:00:00 AM | Not Yet Verified | Not Yet Verified | Not Yet Verified |  |  | 1355 | 74.2 | 18.26 | 15.3 | 0.966 | 5204 | 87.7
P000012SS | OSRAM | LEDStixx | LSX/V/3/S/24V/840/48/R [OT96W Driver] | Indoor Luminaires | Case Lighting | Vertical Refrigerated Case Luminaires | Standard | FALSE | [9 empty] | 1/8/2014 12:00:00 AM | Not Yet Verified | Not Yet Verified | Not Yet Verified |  |  | 530 | 79.2 | 6.69 | 15.1 | 0.961 | 3936 | 85.3
P000012RY | OSRAM | LEDStixx | LSX/V/3/S/24V/840/60/C [OT75W Driver] | Indoor Luminaires | Case Lighting | Vertical Refrigerated Case Luminaires | Standard | FALSE | [9 empty] | 1/8/2014 12:00:00 AM | Not Yet Verified | Not Yet Verified | Not Yet Verified |  |  | 1209 | 76.5 | 15.8 | 12.7 | 0.947 | 3930 | 85.3
P000012SI | OSRAM | LEDStixx | LSX/V/3/D/24V/850/60/L [OT75W Driver] | Indoor Luminaires | Case Lighting | Vertical Refrigerated Case Luminaires | Standard | FALSE | [9 empty] | 1/8/2014 12:00:00 AM | Not Yet Verified | Not Yet Verified | Not Yet Verified |  |  | 599 | 72.6 | 8.25 | 13 | 0.947 | 5203 | 87.7
P000012SN | OSRAM | LEDStixx | LSX/V/3/D/24V/850/72/C [OT75W Driver] | Indoor Luminaires | Case Lighting | Vertical Refrigerated Case Luminaires | Standard | FALSE | [9 empty] | 1/8/2014 12:00:00 AM | Not Yet Verified | Not Yet Verified | Not Yet Verified |  |  | 1349 | 72.6 | 18.58 | 13 | 0.947 | 5203 | 87.7
P000012RT | OSRAM | LEDStixx | LSX/V/3/S/24V/840/48/L [OT75W Driver] | Indoor Luminaires | Case Lighting | Vertical Refrigerated Case Luminaires | Standard | FALSE | [9 empty] | 1/8/2014 12:00:00 AM | Not Yet Verified | Not Yet Verified | Not Yet Verified |  |  | 529 | 76.5 | 6.9 | 12.7 | 0.947 | 3930 | 85.3
P000012RU | OSRAM | LEDStixx | LSX/V/3/S/24V/840/48/R [OT75W Driver] | Indoor Luminaires | Case Lighting | Vertical Refrigerated Case Luminaires | Standard | FALSE | [9 empty] | 1/8/2014 12:00:00 AM | Not Yet Verified | Not Yet Verified | Not Yet Verified |  |  | 529 | 76.5 | 6.9 | 12.7 | 0.947 | 3930 | 85.3
P000012RW | OSRAM | LEDStixx | LSX/V/3/S/24V/850/48/L [OT75W Driver] | Indoor Luminaires | Case Lighting | Vertical Refrigerated Case Luminaires | Standard | FALSE | [9 empty] | 1/8/2014 12:00:00 AM | Not Yet Verified | Not Yet Verified | Not Yet Verified |  |  | 490 | 72.6 | 6.75 | 13 | 0.947 | 5203 | 87.7
P000012S1 | OSRAM | LEDStixx | LSX/V/3/S/24V/850/60/C [OT75W Driver] | Indoor Luminaires | Case Lighting | Vertical Refrigerated Case Luminaires | Standard | FALSE | [9 empty] | 1/8/2014 12:00:00 AM | Not Yet Verified | Not Yet Verified | Not Yet Verified |  |  | 1125 | 72.6 | 15.5 | 13 | 0.947 | 5203 | 87.7
P000012S5 | OSRAM | LEDStixx | LSX/V/3/S/24V/840/72/L [OT75W Driver] | Indoor Luminaires | Case Lighting | Vertical Refrigerated Case Luminaires | Standard | FALSE | [9 empty] | 1/8/2014 12:00:00 AM | Not Yet Verified | Not Yet Verified | Not Yet Verified |  |  | 793 | 76.5 | 10.36 | 12.7 | 0.947 | 3930 | 85.3
P000012TB | OSRAM | LEDStixx | LSX/V/3/D/24V/850/48/R [OT96W Driver] | Indoor Luminaires | Case Lighting | Vertical Refrigerated Case Luminaires | Standard | FALSE | [9 empty] | 1/8/2014 12:00:00 AM | Not Yet Verified | Not Yet Verified | Not Yet Verified |  |  | 481 | 74.2 | 6.48 | 15.3 | 0.966 | 5204 | 87.7
P000012TD | OSRAM | LEDStixx | LSX/V/3/D/24V/840/60/L [OT96W Driver] | Indoor Luminaires | Case Lighting | Vertical Refrigerated Case Luminaires | Standard | FALSE | [9 empty] | 1/8/2014 12:00:00 AM | Not Yet Verified | Not Yet Verified | Not Yet Verified |  |  | 629 | 79.2 | 7.94 | 15.1 | 0.961 | 3936 | 85.3
P000012TF | OSRAM | LEDStixx | LSX/V/3/D/24V/850/60/C [OT96W Driver] | Indoor Luminaires | Case Lighting | Vertical Refrigerated Case Luminaires | Standard | FALSE | [9 empty] | 1/8/2014 12:00:00 AM | Not Yet Verified | Not Yet Verified | Not Yet Verified |  |  | 1129 | 74.2 | 15.22 | 15.3 | 0.966 | 5204 | 87.7
P000012TI | OSRAM | LEDStixx | LSX/V/3/D/24V/840/72/C [OT96W Driver] | Indoor Luminaires | Case Lighting | Vertical Refrigerated Case Luminaires | Standard | FALSE | [9 empty] | 1/8/2014 12:00:00 AM | Not Yet Verified | Not Yet Verified | Not Yet Verified |  |  | 1435 | 79.2 | 18.12 | 15.1 | 0.961 | 3936 | 85.3
P000012TN | OSRAM | LEDStixx | LSX/V/3/D/24V/850/72/R [OT96W Driver] | Indoor Luminaires | Case Lighting | Vertical Refrigerated Case Luminaires | Standard | FALSE | [9 empty] | 1/8/2014 12:00:00 AM | Not Yet Verified | Not Yet Verified | Not Yet Verified |  |  | 721 | 74.2 | 9.72 | 15.3 | 0.966 | 5204 | 87.7
P000012SD | OSRAM | LEDStixx | LSX/V/3/D/24V/850/48/R [OT75W Driver] | Indoor Luminaires | Case Lighting | Vertical Refrigerated Case Luminaires | Standard | FALSE | [9 empty] | 1/8/2014 12:00:00 AM | Not Yet Verified | Not Yet Verified | Not Yet Verified |  |  | 479 | 72.6 | 6.6 | 13 | 0.947 | 5203 | 87.7
P000012SE | OSRAM | LEDStixx | LSX/V/3/D/24V/840/60/C [OT75W Driver] | Indoor Luminaires | Case Lighting | Vertical Refrigerated Case Luminaires | Standard | FALSE | [9 empty] | 1/8/2014 12:00:00 AM | Not Yet Verified | Not Yet Verified | Not Yet Verified |  |  | 1200 | 76.5 | 15.69 | 12.7 | 0.947 | 3930 | 85.3
P000012SG | OSRAM | LEDStixx | LSX/V/3/D/24V/840/60/R [OT75W Driver] | Indoor Luminaires | Case Lighting | Vertical Refrigerated Case Luminaires | Standard | FALSE | [9 empty] | 1/8/2014 12:00:00 AM | Not Yet Verified | Not Yet Verified | Not Yet Verified |  |  | 625 | 76.4 | 8.18 | 12.7 | 0.947 | 3930 | 85.3
P000012SH | OSRAM | LEDStixx | LSX/V/3/D/24V/850/60/C [OT75W Driver] | Indoor Luminaires | Case Lighting | Vertical Refrigerated Case Luminaires | Standard | FALSE | [9 empty] | 1/8/2014 12:00:00 AM | Not Yet Verified | Not Yet Verified | Not Yet Verified |  |  | 1124 | 72.6 | 15.48 | 13 | 0.947 | 5203 | 87.7
P000012SJ | OSRAM | LEDStixx | LSX/V/3/D/24V/850/60/R [OT75W Driver] | Indoor Luminaires | Case Lighting | Vertical Refrigerated Case Luminaires | Standard | FALSE | [9 empty] | 1/8/2014 12:00:00 AM | Not Yet Verified | Not Yet Verified | Not Yet Verified |  |  | 599 | 72.6 | 8.25 | 13 | 0.947 | 5203 | 87.7
P000012SP | OSRAM | LEDStixx | LSX/V/3/D/24V/850/72/R [OT75W Driver] | Indoor Luminaires | Case Lighting | Vertical Refrigerated Case Luminaires | Standard | FALSE | [9 empty] | 1/8/2014 12:00:00 AM | Not Yet Verified | Not Yet Verified | Not Yet Verified |  |  | 719 | 72.6 | 9.9 | 13 | 0.947 | 5203 | 87.7
P000012SU | OSRAM | LEDStixx | LSX/V/3/S/24V/850/48/L [OT96W Driver] | Indoor Luminaires | Case Lighting | Vertical Refrigerated Case Luminaires | Standard | FALSE | [9 empty] | 1/8/2014 12:00:00 AM | Not Yet Verified | Not Yet Verified | Not Yet Verified |  |  | 491 | 74.2 | 6.62 | 15.3 | 0.966 | 5204 | 87.7
P000012SY | OSRAM | LEDStixx | LSX/V/3/S/24V/840/60/R [OT96W Driver] | Indoor Luminaires | Case Lighting | Vertical Refrigerated Case Luminaires | Standard | FALSE | [9 empty] | 1/8/2014 12:00:00 AM | Not Yet Verified | Not Yet Verified | Not Yet Verified |  |  | 663 | 79.3 | 8.36 | 15.1 | 0.961 | 3936 | 85.3
P000012SZ | OSRAM | LEDStixx | LSX/V/3/S/24V/850/60/C [OT96W Driver] | Indoor Luminaires | Case Lighting | Vertical Refrigerated Case Luminaires | Standard | FALSE | [9 empty] | 1/8/2014 12:00:00 AM | Not Yet Verified | Not Yet Verified | Not Yet Verified |  |  | 1126 | 74.2 | 15.18 | 15.3 | 0.966 | 5204 | 87.7
P000012T7 | OSRAM | LEDStixx | LSX/V/3/S/24V/850/72/R [OT96W Driver] | Indoor Luminaires | Case Lighting | Vertical Refrigerated Case Luminaires | Standard | FALSE | [9 empty] | 1/8/2014 12:00:00 AM | Not Yet Verified | Not Yet Verified | Not Yet Verified |  |  | 737 | 74.2 | 9.93 | 15.3 | 0.966 | 5204 | 87.7
P000012T8 | OSRAM | LEDStixx | LSX/V/3/D/24V/840/48/R [OT96W Driver] | Indoor Luminaires | Case Lighting | Vertical Refrigerated Case Luminaires | Standard | FALSE | [9 empty] | 1/8/2014 12:00:00 AM | Not Yet Verified | Not Yet Verified | Not Yet Verified |  |  | 503 | 79.2 | 6.35 | 15.1 | 0.961 | 3936 | 85.3
P000012V1 | OSRAM | LEDStixx | LSX/V/S/24V/850/60/C [OT75W] | Indoor Luminaires | Case Lighting | Vertical Refrigerated Case Luminaires | Standard | TRUE | 1302 | 50.5 | 31.41 | 9.8 | 0.971 | 4981 | 84.8 | 5 | 50000 | 3/4/2014 12:00:00 AM | Not Yet Verified | Not Yet Verified | Not Yet Verified |  | 2.1 | 1302 | 50.5 | 31.41 |  |  | 4981 | 84.8
P000012UZ | OSRAM | LEDStixx | LSX/V/S/24V/850/60/C [OT96W] | Indoor Luminaires | Case Lighting | Vertical Refrigerated Case Luminaires | Standard | TRUE | 1301 | 49.6 | 29.51 | 12.7 | 0.979 | 5001 | 85 | 5 | 50000 | 3/4/2014 12:00:00 AM | Not Yet Verified | Not Yet Verified | Not Yet Verified |  | 2.1 | 1301 | 49.6 | 29.51 | 12 | 0.98 | 5001 | 85
P000012V0 | OSRAM | LEDStixx | LSX/V/S/24V/850/60/R [OT96W] | Indoor Luminaires | Case Lighting | Vertical Refrigerated Case Luminaires | Standard | TRUE | 840 | 49.6 | 20.68 | 12.7 | 0.979 | 5001 | 85 | 5 | 50000 | 3/4/2014 12:00:00 AM | Not Yet Verified | Not Yet Verified | Not Yet Verified |  | 2.1 | 840 | 49.6 | 20.68 |  |  | 5001 | 85
P000012VI | OSRAM | LEDStixx | LSX/V/D/24V/850/60/L [OT96W] | Indoor Luminaires | Case Lighting | Vertical Refrigerated Case Luminaires | Standard | FALSE | [9 empty] | 3/4/2014 12:00:00 AM | Not Yet Verified | Not Yet Verified | Not Yet Verified |  |  | 981 | 49.6 | 19.78 | 12.7 | 0.979 | 5001 | 85
P000012V2 | OSRAM | LEDStixx | LSX/V/S/24V/850/60/L [OT75W] | Indoor Luminaires | Case Lighting | Vertical Refrigerated Case Luminaires | Standard | FALSE | [9 empty] | 3/4/2014 12:00:00 AM | Not Yet Verified | Not Yet Verified | Not Yet Verified |  |  | 852 | 50.5 | 16.87 | 9.8 | 0.971 | 4981 | 84.8
P000012V4 | OSRAM | LEDStixx | LSX/V/S/24V/850/72/C [OT75W] | Indoor Luminaires | Case Lighting | Vertical Refrigerated Case Luminaires | Standard | FALSE | [9 empty] | 3/4/2014 12:00:00 AM | Not Yet Verified | Not Yet Verified | Not Yet Verified |  |  | 1562 | 50.5 | 30.93 | 9.8 | 0.971 | 4981 | 84.8
P000012V8 | OSRAM | LEDStixx | LSX/V/D/24V/850/60/L [OT75W] | Indoor Luminaires | Case Lighting | Vertical Refrigerated Case Luminaires | Standard | FALSE | [9 empty] | 3/4/2014 12:00:00 AM | Not Yet Verified | Not Yet Verified | Not Yet Verified |  |  | 1017 | 50.5 | 20.14 | 9.8 | 0.971 | 4981 | 84.8
P000012VE | OSRAM | LEDStixx | LSX/V/S/24V/850/72/C [OT96W] | Indoor Luminaires | Case Lighting | Vertical Refrigerated Case Luminaires | Standard | FALSE | [9 empty] | 3/4/2014 12:00:00 AM | Not Yet Verified | Not Yet Verified | Not Yet Verified |  |  | 1561 | 49.6 | 31.47 | 12.7 | 0.979 | 5001 | 85
P000012VG | OSRAM | LEDStixx | LSX/V/S/24V/850/72/R [OT96W] | Indoor Luminaires | Case Lighting | Vertical Refrigerated Case Luminaires | Standard | FALSE | [9 empty] | 3/4/2014 12:00:00 AM | Not Yet Verified | Not Yet Verified | Not Yet Verified |  |  | 1008 | 49.6 | 20.32 | 12.7 | 0.979 | 5001 | 85
P000012VK | OSRAM | LEDStixx | LSX/V/D/24V/850/72/C [OT96W] | Indoor Luminaires | Case Lighting | Vertical Refrigerated Case Luminaires | Standard | FALSE | [9 empty] | 3/4/2014 12:00:00 AM | Not Yet Verified | Not Yet Verified | Not Yet Verified |  |  | 1724 | 49.6 | 34.76 | 12.7 | 0.979 | 5001 | 85
P000012VM | OSRAM | LEDStixx | LSX/V/D/24V/850/72/R [OT96W] | Indoor Luminaires | Case Lighting | Vertical Refrigerated Case Luminaires | Standard | FALSE | [9 empty] | 3/4/2014 12:00:00 AM | Not Yet Verified | Not Yet Verified | Not Yet Verified |  |  | 1177 | 49.6 | 23.73 | 12.7 | 0.979 | 5001 | 85
P000012VA | OSRAM | LEDStixx | LSX/V/D/24V/850/72/C [OT75W] | Indoor Luminaires | Case Lighting | Vertical Refrigerated Case Luminaires | Standard | FALSE | [9 empty] | 3/4/2014 12:00:00 AM | Not Yet Verified | Not Yet Verified | Not Yet Verified |  |  | 1804 | 50.5 | 35.72 | 9.8 | 0.971 | 4981 | 84.8
P000012VF | OSRAM | LEDStixx | LSX/V/S/24V/850/72/L [OT96W] | Indoor Luminaires | Case Lighting | Vertical Refrigerated Case Luminaires | Standard | FALSE | [9 empty] | 3/4/2014 12:00:00 AM | Not Yet Verified | Not Yet Verified | Not Yet Verified |  |  | 1008 | 49.6 | 20.32 | 12.7 | 0.979 | 5001 | 85
P000012VH | OSRAM | LEDStixx | LSX/V/D/24V/850/60/C [OT96W] | Indoor Luminaires | Case Lighting | Vertical Refrigerated Case Luminaires | Standard | FALSE | [9 empty] | 3/4/2014 12:00:00 AM | Not Yet Verified | Not Yet Verified | Not Yet Verified |  |  | 1437 | 49.6 | 28.97 | 12.7 | 0.979 | 5001 | 85
P000012VL | OSRAM | LEDStixx | LSX/V/D/24V/850/72/L [OT96W] | Indoor Luminaires | Case Lighting | Vertical Refrigerated Case Luminaires | Standard | FALSE | [9 empty] | 3/4/2014 12:00:00 AM | Not Yet Verified | Not Yet Verified | Not Yet Verified |  |  | 1177 | 49.6 | 23.73 | 12.7 | 0.979 | 5001 | 85
P000012V3 | OSRAM | LEDStixx | LSX/V/S/24V/850/60/R [OT75W] | Indoor Luminaires | Case Lighting | Vertical Refrigerated Case Luminaires | Standard | FALSE | [9 empty] | 3/4/2014 12:00:00 AM | Not Yet Verified | Not Yet Verified | Not Yet Verified |  |  | 852 | 50.5 | 16.87 | 9.8 | 0.971 | 4981 | 84.8
P000012V5 | OSRAM | LEDStixx | LSX/V/S/24V/850/72/L [OT75W] | Indoor Luminaires | Case Lighting | Vertical Refrigerated Case Luminaires | Standard | FALSE | [9 empty] | 3/4/2014 12:00:00 AM | Not Yet Verified | Not Yet Verified | Not Yet Verified |  |  | 1022 | 50.5 | 20.24 | 9.8 | 0.971 | 4981 | 84.8
P000012V6 | OSRAM | LEDStixx | LSX/V/S/24V/850/72/R [OT75W] | Indoor Luminaires | Case Lighting | Vertical Refrigerated Case Luminaires | Standard | FALSE | [9 empty] | 3/4/2014 12:00:00 AM | Not Yet Verified | Not Yet Verified | Not Yet Verified |  |  | 1022 | 50.5 | 20.24 | 9.8 | 0.971 | 4981 | 84.8
P000012V7 | OSRAM | LEDStixx | LSX/V/D/24V/850/60/C [OT75W] | Indoor Luminaires | Case Lighting | Vertical Refrigerated Case Luminaires | Standard | FALSE | [9 empty] | 3/4/2014 12:00:00 AM | Not Yet Verified | Not Yet Verified | Not Yet Verified |  |  | 1503 | 50.5 | 29.76 | 9.8 | 0.971 | 4981 | 84.8
P000012VB | OSRAM | LEDStixx | LSX/V/D/24V/850/72/L [OT75W] | Indoor Luminaires | Case Lighting | Vertical Refrigerated Case Luminaires | Standard | FALSE | [9 empty] | 3/4/2014 12:00:00 AM | Not Yet Verified | Not Yet Verified | Not Yet Verified |  |  | 1220 | 50.5 | 24.16 | 9.8 | 0.971 | 4981 | 84.8
P000012VC | OSRAM | LEDStixx | LSX/V/D/24V/850/72/R [OT75W] | Indoor Luminaires | Case Lighting | Vertical Refrigerated Case Luminaires | Standard | FALSE | [9 empty] | 3/4/2014 12:00:00 AM | Not Yet Verified | Not Yet Verified | Not Yet Verified |  |  | 1220 | 50.5 | 24.16 | 9.8 | 0.971 | 4981 | 84.8
P000012VD | OSRAM | LEDStixx | LSX/V/S/24V/850/60/L [OT96W] | Indoor Luminaires | Case Lighting | Vertical Refrigerated Case Luminaires | Standard | FALSE | [9 empty] | 3/4/2014 12:00:00 AM | Not Yet Verified | Not Yet Verified | Not Yet Verified |  |  | 840 | 49.6 | 16.94 | 12.7 | 0.979 | 5001 | 85
P000012VJ | OSRAM | LEDStixx | LSX/V/D/24V/850/60/R [OT96W] | Indoor Luminaires | Case Lighting | Vertical Refrigerated Case Luminaires | Standard | FALSE | [9 empty] | 3/4/2014 12:00:00 AM | Not Yet Verified | Not Yet Verified | Not Yet Verified |  |  | 981 | 49.6 | 19.78 | 12.7 | 0.979 | 5001 | 85
P000012V9 | OSRAM | LEDStixx | LSX/V/D/24V/850/60/R [OT75W] | Indoor Luminaires | Case Lighting | Vertical Refrigerated Case Luminaires | Standard | FALSE | [9 empty] | 3/4/2014 12:00:00 AM | Not Yet Verified | Not Yet Verified | Not Yet Verified |  |  | 1017 | 50.5 | 20.14 | 9.8 | 0.971 | 4981 | 84.8
P000014QN | Philips Day-Brite | Philips Day-Brite | DWAE35L840-4-UNV-X | Indoor Luminaires | Case Lighting | Horizontal Refrigerated Case Luminaires | Standard | TRUE | 3461 | 95.8 | 36.14 | 21 | 0.896 | 4021 | 84.4 | 5 | 50000 | 10/25/2012 12:00:00 AM | Not Yet Verified | Not Yet Verified | Not Yet Verified |  | 1.7 | 3500 | 96 | 36 |  |  | 4000 | 80
P000014QO | Philips Day-Brite | Philips Day-Brite | V2WAX35L840-4-UNV-X | Indoor Luminaires | Case Lighting | Horizontal Refrigerated Case Luminaires | Standard | FALSE | [9 empty] | 10/25/2012 12:00:00 AM | Not Yet Verified | Not Yet Verified | Not Yet Verified |  |  | 3500 | 96 | 36 |  |  | 4000 | 80
P000014QP | Philips Day-Brite | Philips Day-Brite | DWAE43L840-4-UNV-X | Indoor Luminaires | Case Lighting | Horizontal Refrigerated Case Luminaires | Standard | TRUE | 4346 | 88.9 | 48.88 | 20.7 | 0.918 | 4046 | 84.9 | 5 | 50000 | 10/25/2012 12:00:00 AM | Not Yet Verified | Not Yet Verified | Not Yet Verified |  | 1.7 | 4300 | 89 | 49 |  |  | 4000 | 80
P000014QQ | Philips Day-Brite | Philips Day-Brite | V2WAX43L840-4-UNV-X | Indoor Luminaires | Case Lighting | Horizontal Refrigerated Case Luminaires | Standard | FALSE | [9 empty] | 10/25/2012 12:00:00 AM | Not Yet Verified | Not Yet Verified | Not Yet Verified |  |  | 4300 | 89 | 49 |  |  | 4000 | 80
P000014QR | Philips Day-Brite | Philips Day-Brite | DWAE51L840-4-UNV-X | Indoor Luminaires | Case Lighting | Horizontal Refrigerated Case Luminaires | Standard | TRUE | 5121 | 87.4 | 58.6 | 19.8 | 0.934 | 4034 | 85.2 | 5 | 50000 | 10/25/2012 12:00:00 AM | Not Yet Verified | Not Yet Verified | Not Yet Verified |  | 1.7 | 5100 | 87 | 59 |  |  | 4000 | 80
P000014QS | Philips Day-Brite | Philips Day-Brite | V2WAX51L840-4-UNV-X | Indoor Luminaires | Case Lighting | Horizontal Refrigerated Case Luminaires | Standard | FALSE | [9 empty] | 10/25/2012 12:00:00 AM | Not Yet Verified | Not Yet Verified | Not Yet Verified |  |  | 5100 | 87 | 59 |  |  | 4000 | 80
P0000135O | Philips Day-Brite | Philips Day-Brite | DWAE27L835-2-UNV | Indoor Luminaires | Case Lighting | Horizontal Refrigerated Case Luminaires | Standard | TRUE | 2612.59 | 96.05 | 27.2 | 13.1 | 0.946 | 3336 | 83.15 | 5 | 50000 | 12/9/2013 12:00:00 AM | Not Yet Verified | Not Yet Verified | Not Yet Verified |  | 2.1 | 2700 | 104 | 26 |  |  | 3500 | 80
P0000135R | Philips Day-Brite | Philips Day-Brite | V2WAX27L840-2-UNV | Indoor Luminaires | Case Lighting | Horizontal Refrigerated Case Luminaires | Standard | FALSE | [9 empty] | 12/9/2013 12:00:00 AM | Not Yet Verified | Not Yet Verified | Not Yet Verified |  |  | 2700 | 104 | 26 |  |  | 4000 | 80
P0000135P | Philips Day-Brite | Philips Day-Brite | V2WAX27L835-2-UNV | Indoor Luminaires | Case Lighting | Horizontal Refrigerated Case Luminaires | Standard | FALSE | [9 empty] | 12/9/2013 12:00:00 AM | Not Yet Verified | Not Yet Verified | Not Yet Verified |  |  | 2700 | 104 | 26 |  |  | 3500 | 80
P0000135Q | Philips Day-Brite | Philips Day-Brite | DWAE27L840-2-UNV | Indoor Luminaires | Case Lighting | Horizontal Refrigerated Case Luminaires | Standard | FALSE | [9 empty] | 12/9/2013 12:00:00 AM | Not Yet Verified | Not Yet Verified | Not Yet Verified |  |  | 2700 | 104 | 26 |  |  | 4000 | 80
P0000135S | Philips Day-Brite | Philips Day-Brite | DWAE65L835-4-UNV | Indoor Luminaires | Case Lighting | Horizontal Refrigerated Case Luminaires | Standard | TRUE | 6529.36 | 95.61 | 68.2 | 21.3 | 0.896 | 3331 | 82.36 | 5 | 50000 | 12/9/2013 12:00:00 AM | Not Yet Verified | Not Yet Verified | Not Yet Verified |  | 2.1 | 6500 | 97 | 67 |  |  | 3500 | 80
P0000135T | Philips Day-Brite | Philips Day-Brite | V2WAE65L835-4-UNV | Indoor Luminaires | Case Lighting | Horizontal Refrigerated Case Luminaires | Standard | FALSE | [9 empty] | 12/9/2013 12:00:00 AM | Not Yet Verified | Not Yet Verified | Not Yet Verified |  |  | 6500 | 97 | 67 |  |  | 4000 | 80
P0000135U | Philips Day-Brite | Philips Day-Brite | DWAE65L840-4-UNV | Indoor Luminaires | Case Lighting | Horizontal Refrigerated Case Luminaires | Standard | FALSE | [9 empty] | 12/9/2013 12:00:00 AM | Not Yet Verified | Not Yet Verified | Not Yet Verified |  |  | 6500 | 97 | 67 |  |  | 4000 | 80
P0000135V | Philips Day-Brite | Philips Day-Brite | V2WAE65L840-4-UNV | Indoor Luminaires | Case Lighting | Horizontal Refrigerated Case Luminaires | Standard | FALSE | [9 empty] | 12/9/2013 12:00:00 AM | Not Yet Verified | Not Yet Verified | Not Yet Verified |  |  | 6500 | 97 | 67 |  |  | 4000 | 80
PG9XUZ74 | Philips Day-Brite | Philips Day-Brite | DWAE51L835-4-UNV-[MD360W] | Indoor Luminaires | Case Lighting | Horizontal Refrigerated Case Luminaires | Standard | TRUE | 10730 | 115 | 93.64 | 19.8 | 0.894 | 3578 | 82.5 | 5 | 50000 | 12/10/2014 12:00:00 AM | Dimmable | Continuous Above 10 | Not Yet Verified |  | 2.1 | 4998 | 103.224 | 48 | 20 | 0.9 | 3500 | 80
P197CHX1 | Philips Day-Brite | Philips Day-Brite | DWAE35L835-4-UNV-[MD360W] | Indoor Luminaires | Case Lighting | Horizontal Refrigerated Case Luminaires | Standard | TRUE | 3414.62 | 105.37 | 32.4 | 19.8 | 0.894 | 3467 | 82.37 | 5 | 50000 | 12/10/2014 12:00:00 AM | Dimmable | Continuous Above 10 | Not Yet Verified |  | 2.1 | 3687.12 | 108.444705882353 | 34 | 20 | 0.9 | 3500 | 80
PZ7V2SU1 | Philips Day-Brite | Philips Day-Brite | DWAE35L850-4-UNV-SDIM-[MD360W] | Indoor Luminaires | Case Lighting | Horizontal Refrigerated Case Luminaires | Standard | FALSE | [9 empty] | 12/10/2014 12:00:00 AM | Dimmable | Stepped | Not Yet Verified |  |  | 3836.079648 | 112.825872 | 34 | 20 | 0.9 | 5000 | 80
P86P8CXR | Philips Day-Brite | Philips Day-Brite | V2WLE35L850-4-UNV-[MD360W] | Indoor Luminaires | Case Lighting | Horizontal Refrigerated Case Luminaires | Standard | FALSE | [9 empty] | 12/10/2014 12:00:00 AM | Dimmable | Continuous Above 10 | Not Yet Verified |  |  | 3729.52188 | 109.69182 | 34 | 20 | 0.9 | 5000 | 80
PSYPDT55 | Philips Day-Brite | Philips Day-Brite | V2WPE43L835-4-UNV-[MD360W] | Indoor Luminaires | Case Lighting | Horizontal Refrigerated Case Luminaires | Standard | FALSE | [9 empty] | 12/10/2014 12:00:00 AM | Dimmable | Continuous Above 10 | Not Yet Verified |  |  | 3967.04 | 99.176 | 40 | 20 | 0.9 | 3500 | 80
PSZ2E5A1 | Philips Day-Brite | Philips Day-Brite | V2WLE43L835-4-UNV-SDIM-[MD360W] | Indoor Luminaires | Case Lighting | Horizontal Refrigerated Case Luminaires | Standard | FALSE | [9 empty] | 12/10/2014 12:00:00 AM | Dimmable | Stepped | Not Yet Verified |  |  | 4096.4 | 102.41 | 40 | 20 | 0.9 | 3500 | 80
P9XUG73Q | Philips Day-Brite | Philips Day-Brite | DWLE51L840-4-UNV-SDIM-[MD360W] | Indoor Luminaires | Case Lighting | Horizontal Refrigerated Case Luminaires | Standard | FALSE | [9 empty] | 5/28/2015 12:00:00 AM | Dimmable | Stepped | Not Yet Verified |  |  | 4845 | 100.9375 | 48 | 20 | 0.9 | 4000 | 80
PD5JCUAN | Philips Day-Brite | Philips Day-Brite | DWPE51L850-4-UNV-[MD360W] | Indoor Luminaires | Case Lighting | Horizontal Refrigerated Case Luminaires | Standard | FALSE | [9 empty] | 5/28/2015 12:00:00 AM | Dimmable | Continuous Above 10 | Not Yet Verified |  |  | 4785.84 | 99.705 | 48 | 20 | 0.9 | 5000 | 80
PZFKWT36 | Philips Day-Brite | Philips Day-Brite | DWPE70L835-4-UNV-SDIM-[MD360W] | Indoor Luminaires | Case Lighting | Horizontal Refrigerated Case Luminaires | Standard | FALSE | [9 empty] | 5/28/2015 12:00:00 AM | Dimmable | Stepped | Not Yet Verified |  |  | 6500 | 92.8571428571429 | 70 | 20 | 0.9 | 3500 | 80
PV2D9Y6Y | Philips Day-Brite | Philips Day-Brite | V2WPE51L850-4-UNV-[MD360W] | Indoor Luminaires | Case Lighting | Horizontal Refrigerated Case Luminaires | Standard | FALSE | [9 empty] | 12/10/2014 12:00:00 AM | Dimmable | Stepped | Not Yet Verified |  |  | 4785.84 | 99.705 | 48 | 20 | 0.9 | 5000 | 80
P45D6V3W | Philips Day-Brite | Philips Day-Brite | DWAE43L840-4-UNV-[MD360W] | Indoor Luminaires | Case Lighting | Horizontal Refrigerated Case Luminaires | Standard | FALSE | [9 empty] | 12/10/2014 12:00:00 AM | Dimmable | Continuous Above 10 | Not Yet Verified |  |  | 4400 | 110 | 40 | 20 | 0.9 | 4000 | 80
PGEUREFM | Philips Day-Brite | Philips Day-Brite | V2WAE51L835-4-UNV-[MD360W] | Indoor Luminaires | Case Lighting | Horizontal Refrigerated Case Luminaires | Standard | FALSE | [9 empty] | 12/10/2014 12:00:00 AM | Dimmable | Continuous Above 10 | Not Yet Verified |  |  | 4998 | 103.224 | 48 | 20 | 0.9 | 3500 | 80
PKBE9EHY | Philips Day-Brite | Philips Day-Brite | DWLE35L835-4-UNV-[MD360W] | Indoor Luminaires | Case Lighting | Horizontal Refrigerated Case Luminaires | Standard | FALSE | [9 empty] | 5/28/2015 12:00:00 AM | Dimmable | Continuous Above 10 | Not Yet Verified |  |  | 3584.7 | 105.432352941176 | 34 | 20 | 0.9 | 3500 | 80
P373FGU9 | Philips Day-Brite | Philips Day-Brite | DWLE35L835-4-UNV-SDIM-[MD360W] | Indoor Luminaires | Case Lighting | Horizontal Refrigerated Case Luminaires | Standard | FALSE | [9 empty] | 5/28/2015 12:00:00 AM | Dimmable | Stepped | Not Yet Verified |  |  | 3584.7 | 105.432352941176 | 34 | 20 | 0.9 | 3500 | 80
P72G3H5X | Philips Day-Brite | Philips Day-Brite | DWPE35L835-4-UNV-SDIM-[MD360W] | Indoor Luminaires | Case Lighting | Horizontal Refrigerated Case Luminaires | Standard | FALSE | [9 empty] | 5/28/2015 12:00:00 AM | Dimmable | Stepped | Not Yet Verified |  |  | 3414 | 100.411764705882 | 34 | 20 | 0.9 | 3500 | 80
PJ7G6PAT | Philips Day-Brite | Philips Day-Brite | DWLE35L850-4-UNV-[MD360W] | Indoor Luminaires | Case Lighting | Horizontal Refrigerated Case Luminaires | Standard | FALSE | [9 empty] | 5/28/2015 12:00:00 AM | Dimmable | Continuous Above 10 | Not Yet Verified |  |  | 3729.52188 | 109.69182 | 34 | 20 | 0.9 | 5000 | 80
PQ5UFH3C | Philips Day-Brite | Philips Day-Brite | DWPE43L850-4-UNV-SDIM-[MD360W] | Indoor Luminaires | Case Lighting | Horizontal Refrigerated Case Luminaires | Standard | FALSE | [9 empty] | 5/28/2015 12:00:00 AM | Dimmable | Stepped | Not Yet Verified |  |  | 4128.96 | 103.224 | 40 | 20 | 0.9 | 5000 | 80
P2WNRG82 | Philips Day-Brite | Philips Day-Brite | DWPE51L835-8-UNV-[MD360W] | Indoor Luminaires | Case Lighting | Horizontal Refrigerated Case Luminaires | Standard | FALSE | [9 empty] | 5/28/2015 12:00:00 AM | Dimmable | Continuous Above 10 | Not Yet Verified |  |  | 10730 | 109.489795918367 | 98 | 20 | 0.9 | 3500 | 80
P7EGGESV | Philips Day-Brite | Philips Day-Brite | DWLE51L850-4-UNV-[MD360W] | Indoor Luminaires | Case Lighting | Horizontal Refrigerated Case Luminaires | Standard | FALSE | [9 empty] | 5/28/2015 12:00:00 AM | Dimmable | Continuous Above 10 | Not Yet Verified |  |  | 4941.9 | 102.95625 | 48 | 20 | 0.9 | 5000 | 80
P8WH17DU | Philips Day-Brite | Philips Day-Brite | DWAE43L835-4-UNV-SDIM-[MD360W] | Indoor Luminaires | Case Lighting | Horizontal Refrigerated Case Luminaires | Standard | FALSE | [9 empty] | 12/10/2014 12:00:00 AM | Dimmable | Stepped | Not Yet Verified |  |  | 4312 | 107.8 | 40 | 20 | 0.9 | 3500 | 80
PZKJQ6KJ | Philips Day-Brite | Philips Day-Brite | V2WAE51L840-4-UNV-[MD360W] | Indoor Luminaires | Case Lighting | Horizontal Refrigerated Case Luminaires | Standard | FALSE | [9 empty] | 12/10/2014 12:00:00 AM | Dimmable | Stepped | Not Yet Verified |  |  | 5100 | 106.25 | 48 | 20 | 0.9 | 4000 | 80
P86WYJJ3 | Philips Day-Brite | Philips Day-Brite | V2WLE43L840-4-UNV-SDIM-[MD360W] | Indoor Luminaires | Case Lighting | Horizontal Refrigerated Case Luminaires | Standard | FALSE | [9 empty] | 12/10/2014 12:00:00 AM | Dimmable | Stepped | Not Yet Verified |  |  | 4180 | 104.5 | 40 | 20 | 0.9 | 4000 | 80
PAMJ7VZV | Philips Day-Brite | Philips Day-Brite | V2WLE43L850-4-UNV-[MD360W] | Indoor Luminaires | Case Lighting | Horizontal Refrigerated Case Luminaires | Standard | FALSE | [9 empty] | 12/10/2014 12:00:00 AM | Dimmable | Continuous Above 10 | Not Yet Verified |  |  | 4263.6 | 106.59 | 40 | 20 | 0.9 | 5000 | 80
PB96V9F2 | Philips Day-Brite | Philips Day-Brite | V2WPE43L850-4-UNV-[MD360W] | Indoor Luminaires | Case Lighting | Horizontal Refrigerated Case Luminaires | Standard | FALSE | [9 empty] | 12/10/2014 12:00:00 AM | Dimmable | Continuous Above 10 | Not Yet Verified |  |  | 4128.96 | 103.224 | 40 | 20 | 0.9 | 5000 | 80
PM98W38N | Philips Day-Brite | Philips Day-Brite | V2WLE51L835-8-UNV-[MD360W] | Indoor Luminaires | Case Lighting | Horizontal Refrigerated Case Luminaires | Standard | FALSE | [9 empty] | 12/10/2014 12:00:00 AM | Dimmable | Stepped | Not Yet Verified |  |  | 11266.5 | 114.964285714286 | 98 | 20 | 0.9 | 3500 | 80
PPFDSWSN | Philips Day-Brite | Philips Day-Brite | V2WLE51LH840-8-UNV-[MD360W] | Indoor Luminaires | Case Lighting | Horizontal Refrigerated Case Luminaires | Standard | FALSE | [9 empty] | 12/10/2014 12:00:00 AM | Dimmable | Stepped | Not Yet Verified |  |  | 10165 | 112.944444444444 | 90 | 20 | 0.9 | 4000 | 80
P3GXWXJF | Philips Day-Brite | Philips Day-Brite | V2WPE51LH840-8-UNV-[MD360W] | Indoor Luminaires | Case Lighting | Horizontal Refrigerated Case Luminaires | Standard | FALSE | [9 empty] | 12/10/2014 12:00:00 AM | Dimmable | Stepped | Not Yet Verified |  |  | 9844 | 109.377777777778 | 90 | 20 | 0.9 | 4000 | 80
PJUF46S2 | Philips Day-Brite | Philips Day-Brite | DWPE51L835-8-UNV-SDIM-[MD360W] | Indoor Luminaires | Case Lighting | Horizontal Refrigerated Case Luminaires | Standard | FALSE | [9 empty] | 5/28/2015 12:00:00 AM | Dimmable | Stepped | Not Yet Verified |  |  | 10730 | 109.489795918367 | 98 | 20 | 0.9 | 3500 | 80
PWA1TUPC | Philips Day-Brite | Philips Day-Brite | DWAE35L835-4-UNV-SDIM-[MD360W] | Indoor Luminaires | Case Lighting | Horizontal Refrigerated Case Luminaires | Standard | FALSE | [9 empty] | 12/10/2014 12:00:00 AM | Dimmable | Stepped | Not Yet Verified |  |  | 3687.12 | 108.444705882353 | 34 | 20 | 0.9 | 3500 | 80
PCHV7AHZ | Philips Day-Brite | Philips Day-Brite | DWAE43L840-4-UNV-SDIM-[MD360W] | Indoor Luminaires | Case Lighting | Horizontal Refrigerated Case Luminaires | Standard | FALSE | [9 empty] | 12/10/2014 12:00:00 AM | Dimmable | Stepped | Not Yet Verified |  |  | 4400 | 110 | 40 | 20 | 0.9 | 4000 | 80
P9SCXDM5 | Philips Day-Brite | Philips Day-Brite | DWAE43L850-4-UNV-SDIM-[MD360W] | Indoor Luminaires | Case Lighting | Horizontal Refrigerated Case Luminaires | Standard | FALSE | [9 empty] | 12/10/2014 12:00:00 AM | Dimmable | Stepped | Not Yet Verified |  |  | 4488 | 112.2 | 40 | 20 | 0.9 | 5000 | 80
P5KTFHWY | Philips Day-Brite | Philips Day-Brite | DWAE51L840-4-UNV-SDIM-[MD360W] | Indoor Luminaires | Case Lighting | Horizontal Refrigerated Case Luminaires | Standard | FALSE | [9 empty] | 12/10/2014 12:00:00 AM | Dimmable | Stepped | Not Yet Verified |  |  | 5100 | 106.25 | 48 | 20 | 0.9 | 4000 | 80
PTGBXJP1 | Philips Day-Brite | Philips Day-Brite | DWAE70L835-4-UNV-SDIM-[MD360W] | Indoor Luminaires | Case Lighting | Horizontal Refrigerated Case Luminaires | Standard | FALSE | [9 empty] | 12/10/2014 12:00:00 AM | Dimmable | Stepped | Not Yet Verified |  |  | 7020 | 100.285714285714 | 70 | 20 | 0.9 | 3500 | 80
PQTENH5K | Philips Day-Brite | Philips Day-Brite | DWAE70L840-4-UNV-SDIM-[MD360W] | Indoor Luminaires | Case Lighting | Horizontal Refrigerated Case Luminaires | Standard | FALSE | [9 empty] | 12/10/2014 12:00:00 AM | Dimmable | Continuous Above 10 | Not Yet Verified |  |  | 7160.4 | 102.291428571429 | 70 | 20 | 0.9 | 4000 | 80
PPW7A58H | Philips Day-Brite | Philips Day-Brite | DWAE70L850-4-UNV-SDIM-[MD360W] | Indoor Luminaires | Case Lighting | Horizontal Refrigerated Case Luminaires | Standard | FALSE | [9 empty] | 12/10/2014 12:00:00 AM | Dimmable | Stepped | Not Yet Verified |  |  | 7303.608 | 104.337257142857 | 70 | 20 | 0.9 | 5000 | 80
PBVFX55R | Philips Day-Brite | Philips Day-Brite | V2WAE35L850-4-UNV-[MD360W] | Indoor Luminaires | Case Lighting | Horizontal Refrigerated Case Luminaires | Standard | FALSE | [9 empty] | 12/10/2014 12:00:00 AM | Dimmable | Continuous Above 10 | Not Yet Verified |  |  | 3836.079648 | 112.825872 | 34 | 20 | 0.9 | 5000 | 80
P3N392PA | Philips Day-Brite | Philips Day-Brite | V2WAE43L835-4-UNV-[MD360W] | Indoor Luminaires | Case Lighting | Horizontal Refrigerated Case Luminaires | Standard | FALSE | [9 empty] | 12/10/2014 12:00:00 AM | Dimmable | Continuous Above 10 | Not Yet Verified |  |  | 4312 | 107.8 | 40 | 20 | 0.9 | 3500 | 80
PEJ5XNEQ | Philips Day-Brite | Philips Day-Brite | V2WAE43L850-4-UNV-[MD360W] | Indoor Luminaires | Case Lighting | Horizontal Refrigerated Case Luminaires | Standard | FALSE | [9 empty] | 12/10/2014 12:00:00 AM | Dimmable | Continuous Above 10 | Not Yet Verified |  |  | 4488 | 112.2 | 40 | 20 | 0.9 | 5000 | 80
PB1N9C2E | Philips Day-Brite | Philips Day-Brite | V2WAE51L835-8-UNV-SDIM-[MD360W] | Indoor Luminaires | Case Lighting | Horizontal Refrigerated Case Luminaires | Standard | FALSE | [9 empty] | 12/10/2014 12:00:00 AM | Dimmable | Continuous Above 10 | Not Yet Verified |  |  | 11588.4 | 118.248979591837 | 98 | 20 | 0.9 | 3500 | 80
P1EJNXQ1 | Philips Day-Brite | Philips Day-Brite | V2WAE43L850-4-UNV-SDIM-[MD360W] | Indoor Luminaires | Case Lighting | Horizontal Refrigerated Case Luminaires | Standard | FALSE | [9 empty] | 12/10/2014 12:00:00 AM | Dimmable | Stepped | Not Yet Verified |  |  | 4488 | 112.2 | 40 | 20 | 0.9 | 5000 | 80
PQPRN1VR | Philips Day-Brite | Philips Day-Brite | V2WAE51L835-4-UNV-SDIM-[MD360W] | Indoor Luminaires | Case Lighting | Horizontal Refrigerated Case Luminaires | Standard | FALSE | [9 empty] | 12/10/2014 12:00:00 AM | Dimmable | Stepped | Not Yet Verified |  |  | 4998 | 103.224 | 48 | 20 | 0.9 | 3500 | 80
PF7YXCSA | Philips Day-Brite | Philips Day-Brite | V2WAE51L840-8-UNV-SDIM-[MD360W] | Indoor Luminaires | Case Lighting | Horizontal Refrigerated Case Luminaires | Standard | FALSE | [9 empty] | 12/10/2014 12:00:00 AM | Dimmable | Stepped | Not Yet Verified |  |  | 11820.168 | 120.613959183673 | 98 | 20 | 0.9 | 4000 | 80
PHVZU71E | Philips Day-Brite | Philips Day-Brite | DWAE51L840-8-UNV-SDIM-[MD360W] | Indoor Luminaires | Case Lighting | Horizontal Refrigerated Case Luminaires | Standard | FALSE | [9 empty] | 12/10/2014 12:00:00 AM | Dimmable | Stepped | Not Yet Verified |  |  | 11820.168 | 120.613959183673 | 98 | 20 | 0.9 | 4000 | 80
P6UHGTPT | Philips Day-Brite | Philips Day-Brite | V2WAE51L840-4-UNV-SDIM-[MD360W] | Indoor Luminaires | Case Lighting | Horizontal Refrigerated Case Luminaires | Standard | FALSE | [9 empty] | 12/10/2014 12:00:00 AM | Dimmable | Stepped | Not Yet Verified |  |  | 5100 | 106.25 | 48 | 20 | 0.9 | 4000 | 80
P6MFBBCK | Philips Day-Brite | Philips Day-Brite | DWAE51L840-8-UNV-[MD360W] | Indoor Luminaires | Case Lighting | Horizontal Refrigerated Case Luminaires | Standard | FALSE | [9 empty] | 12/10/2014 12:00:00 AM | Dimmable | Continuous Above 10 | Not Yet Verified |  |  | 11820.168 | 120.613959183673 | 98 | 20 | 0.9 | 4000 | 80
PZWUY1X4 | Philips Day-Brite | Philips Day-Brite | DWLE70L840-4-UNV-SDIM-[MD360W] | Indoor Luminaires | Case Lighting | Horizontal Refrigerated Case Luminaires | Standard | FALSE | [9 empty] | 5/28/2015 12:00:00 AM | Dimmable | Continuous Above 10 | Not Yet Verified |  |  | 6961.5 | 99.45 | 70 | 20 | 0.9 | 4000 | 80
PHZDC5XT | Philips Day-Brite | Philips Day-Brite | DWLE70L835-4-UNV-SDIM-[MD360W] | Indoor Luminaires | Case Lighting | Horizontal Refrigerated Case Luminaires | Standard | FALSE | [9 empty] | 5/28/2015 12:00:00 AM | Dimmable | Stepped | Not Yet Verified |  |  | 6825 | 97.5 | 70 | 20 | 0.9 | 3500 | 80
PK4M75EB | Philips Day-Brite | Philips Day-Brite | DWPE35L835-4-UNV-[MD360W] | Indoor Luminaires | Case Lighting | Horizontal Refrigerated Case Luminaires | Standard | FALSE | [9 empty] | 5/28/2015 12:00:00 AM | Dimmable | Continuous Above 10 | Not Yet Verified |  |  | 3414 | 100.411764705882 | 34 | 20 | 0.9 | 3500 | 80
P7KCCQ8Z | Philips Day-Brite | Philips Day-Brite | DWLE35L840-4-UNV-SDIM-[MD360W] | Indoor Luminaires | Case Lighting | Horizontal Refrigerated Case Luminaires | Standard | FALSE | [9 empty] | 5/28/2015 12:00:00 AM | Dimmable | Stepped | Not Yet Verified |  |  | 3656.394 | 107.541 | 34 | 20 | 0.9 | 4000 | 80
P5933AAP | Philips Day-Brite | Philips Day-Brite | DWPE35L840-4-UNV-SDIM-[MD360W] | Indoor Luminaires | Case Lighting | Horizontal Refrigerated Case Luminaires | Standard | FALSE | [9 empty] | 5/28/2015 12:00:00 AM | Dimmable | Stepped | Not Yet Verified |  |  | 3482.28 | 102.42 | 34 | 20 | 0.9 | 4000 | 80
PF3GJMDA | Philips Day-Brite | Philips Day-Brite | DWLE35L850-4-UNV-SDIM-[MD360W] | Indoor Luminaires | Case Lighting | Horizontal Refrigerated Case Luminaires | Standard | FALSE | [9 empty] | 5/28/2015 12:00:00 AM | Dimmable | Stepped | Not Yet Verified |  |  | 3729.52188 | 109.69182 | 34 | 20 | 0.9 | 5000 | 80
PRD13687 | Philips Day-Brite | Philips Day-Brite | DWPE35L850-4-UNV-SDIM-[MD360W] | Indoor Luminaires | Case Lighting | Horizontal Refrigerated Case Luminaires | Standard | FALSE | [9 empty] | 5/28/2015 12:00:00 AM | Dimmable | Stepped | Not Yet Verified |  |  | 3551.9256 | 104.4684 | 34 | 20 | 0.9 | 5000 | 80
P5XQ9XXR | Philips Day-Brite | Philips Day-Brite | DWLE43L835-4-UNV-[MD360W] | Indoor Luminaires | Case Lighting | Horizontal Refrigerated Case Luminaires | Standard | FALSE | [9 empty] | 5/28/2015 12:00:00 AM | Dimmable | Continuous Above 10 | Not Yet Verified |  |  | 4096.4 | 102.41 | 40 | 20 | 0.9 | 3500 | 80
P34CVGN6 | Philips Day-Brite | Philips Day-Brite | DWPE43L835-4-UNV-[MD360W] | Indoor Luminaires | Case Lighting | Horizontal Refrigerated Case Luminaires | Standard | FALSE | [9 empty] | 5/28/2015 12:00:00 AM | Dimmable | Continuous Above 10 | Not Yet Verified |  |  | 3967.04 | 99.176 | 40 | 20 | 0.9 | 3500 | 80
P3RCSCVF | Philips Day-Brite | Philips Day-Brite | DWLE43L840-4-UNV-[MD360W] | Indoor Luminaires | Case Lighting | Horizontal Refrigerated Case Luminaires | Standard | FALSE | [9 empty] | 5/28/2015 12:00:00 AM | Dimmable | Continuous Above 10 | Not Yet Verified |  |  | 4180 | 104.5 | 40 | 20 | 0.9 | 4000 | 80
PJJ64PXP | Philips Day-Brite | Philips Day-Brite | DWPE43L840-4-UNV-[MD360W] | Indoor Luminaires | Case Lighting | Horizontal Refrigerated Case Luminaires | Standard | FALSE | [9 empty] | 5/28/2015 12:00:00 AM | Dimmable | Continuous Above 10 | Not Yet Verified |  |  | 4048 | 101.2 | 40 | 20 | 0.9 | 4000 | 80
PEMCTAJG | Philips Day-Brite | Philips Day-Brite | DWLE43L850-4-UNV-SDIM-[MD360W] | Indoor Luminaires | Case Lighting | Horizontal Refrigerated Case Luminaires | Standard | FALSE | [9 empty] | 5/28/2015 12:00:00 AM | Dimmable | Stepped | Not Yet Verified |  |  | 4263.6 | 106.59 | 40 | 20 | 0.9 | 5000 | 80
P4CMD5P3 | Philips Day-Brite | Philips Day-Brite | DWPE51L840-4-UNV-SDIM-[MD360W] | Indoor Luminaires | Case Lighting | Horizontal Refrigerated Case Luminaires | Standard | FALSE | [9 empty] | 5/28/2015 12:00:00 AM | Dimmable | Stepped | Not Yet Verified |  |  | 4692 | 97.75 | 48 | 20 | 0.9 | 4000 | 80
PW6DEQS9 | Philips Day-Brite | Philips Day-Brite | DWPE51L840-8-UNV-[MD360W] | Indoor Luminaires | Case Lighting | Horizontal Refrigerated Case Luminaires | Standard | FALSE | [9 empty] | 5/28/2015 12:00:00 AM | Dimmable | Continuous Above 10 | Not Yet Verified |  |  | 10944.6 | 111.679591836735 | 98 | 20 | 0.9 | 4000 | 80
PA5JT7KG | Philips Day-Brite | Philips Day-Brite | V2WLE51L840-4-UNV-SDIM-[MD360W] | Indoor Luminaires | Case Lighting | Horizontal Refrigerated Case Luminaires | Standard | FALSE | [9 empty] | 12/10/2014 12:00:00 AM | Dimmable | Stepped | Not Yet Verified |  |  | 4845 | 100.9375 | 48 | 20 | 0.9 | 4000 | 80
P3J17T69 | Philips Day-Brite | Philips Day-Brite | V2WLE51L840-8-UNV-[MD360W] | Indoor Luminaires | Case Lighting | Horizontal Refrigerated Case Luminaires | Standard | FALSE | [9 empty] | 12/10/2014 12:00:00 AM | Dimmable | Continuous Above 10 | Not Yet Verified |  |  | 11491.83 | 117.263571428571 | 98 | 20 | 0.9 | 4000 | 80
PMEEYZ9H | Philips Day-Brite | Philips Day-Brite | V2WPE51L840-8-UNV-[MD360W] | Indoor Luminaires | Case Lighting | Horizontal Refrigerated Case Luminaires | Standard | FALSE | [9 empty] | 12/10/2014 12:00:00 AM | Dimmable | Continuous Above 10 | Not Yet Verified |  |  | 10944.6 | 111.679591836735 | 98 | 20 | 0.9 | 4000 | 80
PNCCDSJG | Philips Day-Brite | Philips Day-Brite | V2WLE35L835-4-UNV-[MD360W] | Indoor Luminaires | Case Lighting | Horizontal Refrigerated Case Luminaires | Standard | FALSE | [9 empty] | 12/10/2014 12:00:00 AM | Dimmable | Continuous Above 10 | Not Yet Verified |  |  | 3584.7 | 105.432352941176 | 34 | 20 | 0.9 | 3500 | 80
PAEG1UFV | Philips Day-Brite | Philips Day-Brite | V2WPE35L835-4-UNV-SDIM-[MD360W] | Indoor Luminaires | Case Lighting | Horizontal Refrigerated Case Luminaires | Standard | FALSE | [9 empty] | 12/10/2014 12:00:00 AM | Dimmable | Stepped | Not Yet Verified |  |  | 3414 | 100.411764705882 | 34 | 20 | 0.9 | 3500 | 80
PKXW9GHY | Philips Day-Brite | Philips Day-Brite | V2WPE43L835-4-UNV-SDIM-[MD360W] | Indoor Luminaires | Case Lighting | Horizontal Refrigerated Case Luminaires | Standard | FALSE | [9 empty] | 12/10/2014 12:00:00 AM | Dimmable | Stepped | Not Yet Verified |  |  | 3967.04 | 99.176 | 40 | 20 | 0.9 | 3500 | 80
PAZJ9VD6 | Philips Day-Brite | Philips Day-Brite | V2WPE51L835-8-UNV-[MD360W] | Indoor Luminaires | Case Lighting | Horizontal Refrigerated Case Luminaires | Standard | FALSE | [9 empty] | 12/10/2014 12:00:00 AM | Dimmable | Stepped | Not Yet Verified |  |  | 10730 | 109.489795918367 | 98 | 20 | 0.9 | 3500 | 80
PAWDXJQ5 | Philips Day-Brite | Philips Day-Brite | V2WLE51L835-8-UNV-SDIM-[MD360W] | Indoor Luminaires | Case Lighting | Horizontal Refrigerated Case Luminaires | Standard | FALSE | [9 empty] | 12/10/2014 12:00:00 AM | Dimmable | Continuous Above 10 | Not Yet Verified |  |  | 11266.5 | 114.964285714286 | 98 | 20 | 0.9 | 3500 | 80
PMQN8FJY | Philips Day-Brite | Philips Day-Brite | V2WPE51L840-8-UNV-SDIM-[MD360W] | Indoor Luminaires | Case Lighting | Horizontal Refrigerated Case Luminaires | Standard | FALSE | [9 empty] | 12/10/2014 12:00:00 AM | Dimmable | Stepped | Not Yet Verified |  |  | 10944.6 | 111.679591836735 | 98 | 20 | 0.9 | 4000 | 80
PRMKNE5W | Philips Day-Brite | Philips Day-Brite | V2WPE51LH835-8-UNV-[MD360W] | Indoor Luminaires | Case Lighting | Horizontal Refrigerated Case Luminaires | Standard | FALSE | [9 empty] | 12/10/2014 12:00:00 AM | Dimmable | Stepped | Not Yet Verified |  |  | 9647.12 | 107.190222222222 | 90 | 20 | 0.9 | 3500 | 80
PFF5UNJA | Philips Day-Brite | Philips Day-Brite | V2WPE51LH850-8-UNV-[MD360W] | Indoor Luminaires | Case Lighting | Horizontal Refrigerated Case Luminaires | Standard | FALSE | [9 empty] | 12/10/2014 12:00:00 AM | Dimmable | Stepped | Not Yet Verified |  |  | 10040.88 | 111.565333333333 | 90 | 20 | 0.9 | 5000 | 80
P6C6XURE | Philips Day-Brite | Philips Day-Brite | DWAE35L840-4-UNV-[MD360W] | Indoor Luminaires | Case Lighting | Horizontal Refrigerated Case Luminaires | Standard | FALSE | [9 empty] | 12/10/2014 12:00:00 AM | Dimmable | Continuous Above 10 | Not Yet Verified |  |  | 3760.8624 | 110.6136 | 34 | 20 | 0.9 | 4000 | 80
P4NX4GPQ | Philips Day-Brite | Philips Day-Brite | DWAE43L835-4-UNV-[MD360W] | Indoor Luminaires | Case Lighting | Horizontal Refrigerated Case Luminaires | Standard | FALSE | [9 empty] | 12/10/2014 12:00:00 AM | Dimmable | Continuous Above 10 | Not Yet Verified |  |  | 4312 | 107.8 | 40 | 20 | 0.9 | 3500 | 80
PM9HWFTP | Philips Day-Brite | Philips Day-Brite | DWAE43L850-4-UNV-[MD360W] | Indoor Luminaires | Case Lighting | Horizontal Refrigerated Case Luminaires | Standard | FALSE | [9 empty] | 12/10/2014 12:00:00 AM | Dimmable | Continuous Above 10 | Not Yet Verified |  |  | 4488 | 112.2 | 40 | 20 | 0.9 | 5000 | 80
PDQAVRRM | Philips Day-Brite | Philips Day-Brite | DWAE51L840-4-UNV-[MD360W] | Indoor Luminaires | Case Lighting | Horizontal Refrigerated Case Luminaires | Standard | FALSE | [9 empty] | 12/10/2014 12:00:00 AM | Dimmable | Continuous Above 10 | Not Yet Verified |  |  | 5100 | 106.25 | 48 | 20 | 0.9 | 4000 | 80
PK26KX2N | Philips Day-Brite | Philips Day-Brite | DWAE51L850-4-UNV-[MD360W] | Indoor Luminaires | Case Lighting | Horizontal Refrigerated Case Luminaires | Standard | FALSE | [9 empty] | 12/10/2014 12:00:00 AM | Dimmable | Continuous Above 10 | Not Yet Verified |  |  | 5202 | 108.375 | 48 | 20 | 0.9 | 5000 | 80
PPS3WKUE | Philips Day-Brite | Philips Day-Brite | DWAE51L850-4-UNV-SDIM-[MD360W] | Indoor Luminaires | Case Lighting | Horizontal Refrigerated Case Luminaires | Standard | FALSE | [9 empty] | 12/10/2014 12:00:00 AM | Dimmable | Stepped | Not Yet Verified |  |  | 5202 | 108.375 | 48 | 20 | 0.9 | 5000 | 80
P56WRV7V | Philips Day-Brite | Philips Day-Brite | V2WAE43L840-4-UNV-[MD360W] | Indoor Luminaires | Case Lighting | Horizontal Refrigerated Case Luminaires | Standard | FALSE | [9 empty] | 12/10/2014 12:00:00 AM | Dimmable | Continuous Above 10 | Not Yet Verified |  |  | 4400 | 110 | 40 | 20 | 0.9 | 4000 | 80
PZ936XVE | Philips Day-Brite | Philips Day-Brite | V2WAE51L840-8-UNV-[MD360W] | Indoor Luminaires | Case Lighting | Horizontal Refrigerated Case Luminaires | Standard | FALSE | [9 empty] | 12/10/2014 12:00:00 AM | Dimmable | Continuous Above 10 | Not Yet Verified |  |  | 11820.168 | 120.613959183673 | 98 | 20 | 0.9 | 4000 | 80
PKM9T1AV | Philips Day-Brite | Philips Day-Brite | V2WAE35L840-4-UNV-SDIM-[MD360W] | Indoor Luminaires | Case Lighting | Horizontal Refrigerated Case Luminaires | Standard | FALSE | [9 empty] | 12/10/2014 12:00:00 AM | Dimmable | Stepped | Not Yet Verified |  |  | 3760.8624 | 110.6136 | 34 | 20 | 0.9 | 4000 | 80
PEHRTERQ | Philips Day-Brite | Philips Day-Brite | V2WAE43L835-4-UNV-SDIM-[MD360W] | Indoor Luminaires | Case Lighting | Horizontal Refrigerated Case Luminaires | Standard | FALSE | [9 empty] | 12/10/2014 12:00:00 AM | Dimmable | Stepped | Not Yet Verified |  |  | 4312 | 107.8 | 40 | 20 | 0.9 | 3500 | 80
PKB2ZUJ3 | Philips Day-Brite | Philips Day-Brite | V2WAE43L840-4-UNV-SDIM-[MD360W] | Indoor Luminaires | Case Lighting | Horizontal Refrigerated Case Luminaires | Standard | FALSE | [9 empty] | 12/10/2014 12:00:00 AM | Dimmable | Stepped | Not Yet Verified |  |  | 4400 | 110 | 40 | 20 | 0.9 | 4000 | 80
PJG3F22T | Philips Day-Brite | Philips Day-Brite | V2WAE51LH835-8-UNV-[MD360W] | Indoor Luminaires | Case Lighting | Horizontal Refrigerated Case Luminaires | Standard | FALSE | [9 empty] | 12/10/2014 12:00:00 AM | Dimmable | Stepped | Not Yet Verified |  |  | 10486 | 116.511111111111 | 90 | 20 | 0.9 | 3500 | 80
PDHJVJC1 | Philips Day-Brite | Philips Day-Brite | V2WAE51LH840-8-UNV-[MD360W] | Indoor Luminaires | Case Lighting | Horizontal Refrigerated Case Luminaires | Standard | FALSE | [9 empty] | 12/10/2014 12:00:00 AM | Dimmable | Stepped | Not Yet Verified |  |  | 10700 | 118.888888888889 | 90 | 20 | 0.9 | 4000 | 80
P5AEQ69W | Philips Day-Brite | Philips Day-Brite | V2WAE51LH850-8-UNV-[MD360W] | Indoor Luminaires | Case Lighting | Horizontal Refrigerated Case Luminaires | Standard | FALSE | [9 empty] | 12/10/2014 12:00:00 AM | Dimmable | Stepped | Not Yet Verified |  |  | 10914 | 121.266666666667 | 90 | 20 | 0.9 | 5000 | 80
PFXG938V | Philips Day-Brite | Philips Day-Brite | DWAE51L850-8-UNV-SDIM-[MD360W] | Indoor Luminaires | Case Lighting | Horizontal Refrigerated Case Luminaires | Standard | FALSE | [9 empty] | 12/10/2014 12:00:00 AM | Dimmable | Stepped | Not Yet Verified |  |  | 12056.57136 | 123.026238367347 | 98 | 20 | 0.9 | 5000 | 80
PBA4XHTK | Philips Day-Brite | Philips Day-Brite | V2WAE51L835-8-UNV-[MD360W] | Indoor Luminaires | Case Lighting | Horizontal Refrigerated Case Luminaires | Standard | FALSE | [9 empty] | 12/10/2014 12:00:00 AM | Dimmable | Stepped | Not Yet Verified |  |  | 11588.4 | 118.248979591837 | 98 | 20 | 0.9 | 3500 | 80
PKK92YKW | Philips Day-Brite | Philips Day-Brite | V2WPE35L835-4-UNV-[MD360W] | Indoor Luminaires | Case Lighting | Horizontal Refrigerated Case Luminaires | Standard | FALSE | [9 empty] | 12/10/2014 12:00:00 AM | Dimmable | Continuous Above 10 | Not Yet Verified |  |  | 3414 | 100.411764705882 | 34 | 20 | 0.9 | 3500 | 80
PH6ZW6NR | Philips Day-Brite | Philips Day-Brite | V2WLE35L835-4-UNV-SDIM-[MD360W] | Indoor Luminaires | Case Lighting | Horizontal Refrigerated Case Luminaires | Standard | FALSE | [9 empty] | 12/10/2014 12:00:00 AM | Dimmable | Stepped | Not Yet Verified |  |  | 3584.7 | 105.432352941176 | 34 | 20 | 0.9 | 3500 | 80
P4JWJQRE | Philips Day-Brite | Philips Day-Brite | V2WLE35L840-4-UNV-[MD360W] | Indoor Luminaires | Case Lighting | Horizontal Refrigerated Case Luminaires | Standard | FALSE | [9 empty] | 12/10/2014 12:00:00 AM | Dimmable | Continuous Above 10 | Not Yet Verified |  |  | 3656.394 | 107.541 | 34 | 20 | 0.9 | 4000 | 80
P65GA9M7 | Philips Day-Brite | Philips Day-Brite | V2WLE35L840-4-UNV-SDIM-[MD360W] | Indoor Luminaires | Case Lighting | Horizontal Refrigerated Case Luminaires | Standard | FALSE | [9 empty] | 12/10/2014 12:00:00 AM | Dimmable | Stepped | Not Yet Verified |  |  | 3656.394 | 107.541 | 34 | 20 | 0.9 | 4000 | 80
PTXJZGDD | Philips Day-Brite | Philips Day-Brite | V2WLE35L850-4-UNV-SDIM-[MD360W] | Indoor Luminaires | Case Lighting | Horizontal Refrigerated Case Luminaires | Standard | FALSE | [9 empty] | 12/10/2014 12:00:00 AM | Dimmable | Stepped | Not Yet Verified |  |  | 3729.52188 | 109.69182 | 34 | 20 | 0.9 | 5000 | 80
PJ91U5YV | Philips Day-Brite | Philips Day-Brite | V2WPE35L850-4-UNV-SDIM-[MD360W] | Indoor Luminaires | Case Lighting | Horizontal Refrigerated Case Luminaires | Standard | FALSE | [9 empty] | 12/10/2014 12:00:00 AM | Dimmable | Stepped | Not Yet Verified |  |  | 3551.9256 | 104.4684 | 34 | 20 | 0.9 | 5000 | 80
PNY8HD3N | Philips Day-Brite | Philips Day-Brite | V2WLE43L835-4-UNV-[MD360W] | Indoor Luminaires | Case Lighting | Horizontal Refrigerated Case Luminaires | Standard | FALSE | [9 empty] | 12/10/2014 12:00:00 AM | Dimmable | Continuous Above 10 | Not Yet Verified |  |  | 4096.4 | 102.41 | 40 | 20 | 0.9 | 3500 | 80
P6XPG85Y | Philips Day-Brite | Philips Day-Brite | V2WLE43L840-4-UNV-[MD360W] | Indoor Luminaires | Case Lighting | Horizontal Refrigerated Case Luminaires | Standard | FALSE | [9 empty] | 12/10/2014 12:00:00 AM | Dimmable | Continuous Above 10 | Not Yet Verified |  |  | 4180 | 104.5 | 40 | 20 | 0.9 | 4000 | 80
PZVA1YTA | Philips Day-Brite | Philips Day-Brite | V2WPE43L840-4-UNV-[MD360W] | Indoor Luminaires | Case Lighting | Horizontal Refrigerated Case Luminaires | Standard | FALSE | [9 empty] | 12/10/2014 12:00:00 AM | Dimmable | Continuous Above 10 | Not Yet Verified |  |  | 4048 | 101.2 | 40 | 20 | 0.9 | 4000 | 80
PD1QGSZM | Philips Day-Brite | Philips Day-Brite | V2WLE43L850-4-UNV-SDIM-[MD360W] | Indoor Luminaires | Case Lighting | Horizontal Refrigerated Case Luminaires | Standard | FALSE | [9 empty] | 12/10/2014 12:00:00 AM | Dimmable | Stepped | Not Yet Verified |  |  | 4263.6 | 106.59 | 40 | 20 | 0.9 | 5000 | 80
PAPD46P6 | Philips Day-Brite | Philips Day-Brite | V2WLE51L840-4-UNV-[MD360W] | Indoor Luminaires | Case Lighting | Horizontal Refrigerated Case Luminaires | Standard | FALSE | [9 empty] | 12/10/2014 12:00:00 AM | Dimmable | Stepped | Not Yet Verified |  |  | 4845 | 100.9375 | 48 | 20 | 0.9 | 4000 | 80
PN1U7KPB | Philips Day-Brite | Philips Day-Brite | V2WPE51L840-4-UNV-SDIM-[MD360W] | Indoor Luminaires | Case Lighting | Horizontal Refrigerated Case Luminaires | Standard | FALSE | [9 empty] | 12/10/2014 12:00:00 AM | Dimmable | Stepped | Not Yet Verified |  |  | 4692 | 97.75 | 48 | 20 | 0.9 | 4000 | 80
P2WW259K | Philips Day-Brite | Philips Day-Brite | V2WLE51L840-8-UNV-SDIM-[MD360W] | Indoor Luminaires | Case Lighting | Horizontal Refrigerated Case Luminaires | Standard | FALSE | [9 empty] | 12/10/2014 12:00:00 AM | Dimmable | Stepped | Not Yet Verified |  |  | 11491.83 | 117.263571428571 | 98 | 20 | 0.9 | 4000 | 80
P34QHAXA | Philips Day-Brite | Philips Day-Brite | DWLE35L840-4-UNV-[MD360W] | Indoor Luminaires | Case Lighting | Horizontal Refrigerated Case Luminaires | Standard | FALSE | [9 empty] | 5/28/2015 12:00:00 AM | Dimmable | Continuous Above 10 | Not Yet Verified |  |  | 3656.394 | 107.541 | 34 | 20 | 0.9 | 4000 | 80
PZ1A88H6 | Philips Day-Brite | Philips Day-Brite | DWPE35L840-4-UNV-[MD360W] | Indoor Luminaires | Case Lighting | Horizontal Refrigerated Case Luminaires | Standard | FALSE | [9 empty] | 5/28/2015 12:00:00 AM | Dimmable | Continuous Above 10 | Not Yet Verified |  |  | 3482.28 | 102.42 | 34 | 20 | 0.9 | 4000 | 80
PQPG76XY | Philips Day-Brite | Philips Day-Brite | DWLE43L835-4-UNV-SDIM-[MD360W] | Indoor Luminaires | Case Lighting | Horizontal Refrigerated Case Luminaires | Standard | FALSE | [9 empty] | 5/28/2015 12:00:00 AM | Dimmable | Stepped | Not Yet Verified |  |  | 4096.4 | 102.41 | 40 | 20 | 0.9 | 3500 | 80
PFVTY6N4 | Philips Day-Brite | Philips Day-Brite | DWPE43L835-4-UNV-SDIM-[MD360W] | Indoor Luminaires | Case Lighting | Horizontal Refrigerated Case Luminaires | Standard | FALSE | [9 empty] | 5/28/2015 12:00:00 AM | Dimmable | Stepped | Not Yet Verified |  |  | 3967.04 | 99.176 | 40 | 20 | 0.9 | 3500 | 80
P8EYE1EB | Philips Day-Brite | Philips Day-Brite | DWLE43L840-4-UNV-SDIM-[MD360W] | Indoor Luminaires | Case Lighting | Horizontal Refrigerated Case Luminaires | Standard | FALSE | [9 empty] | 5/28/2015 12:00:00 AM | Dimmable | Stepped | Not Yet Verified |  |  | 4180 | 104.5 | 40 | 20 | 0.9 | 4000 | 80
PB6M1KW9 | Philips Day-Brite | Philips Day-Brite | DWLE43L850-4-UNV-[MD360W] | Indoor Luminaires | Case Lighting | Horizontal Refrigerated Case Luminaires | Standard | FALSE | [9 empty] | 5/28/2015 12:00:00 AM | Dimmable | Continuous Above 10 | Not Yet Verified |  |  | 4263.6 | 106.59 | 40 | 20 | 0.9 | 5000 | 80
PNVDDAPW | Philips Day-Brite | Philips Day-Brite | DWPE51L835-4-UNV-[MD360W] | Indoor Luminaires | Case Lighting | Horizontal Refrigerated Case Luminaires | Standard | FALSE | [9 empty] | 5/28/2015 12:00:00 AM | Dimmable | Continuous Above 10 | Not Yet Verified |  |  | 4598.16 | 103.224 | 48 | 20 | 0.9 | 3500 | 80
P3UV2WVX | Philips Day-Brite | Philips Day-Brite | DWLE70L850-4-UNV-SDIM-[MD360W] | Indoor Luminaires | Case Lighting | Horizontal Refrigerated Case Luminaires | Standard | FALSE | [9 empty] | 5/28/2015 12:00:00 AM | Dimmable | Stepped | Not Yet Verified |  |  | 7100.73 | 101.439 | 70 | 20 | 0.9 | 5000 | 80
PS253CEK | Philips Day-Brite | Philips Day-Brite | DWPE70L850-4-UNV-SDIM-[MD360W] | Indoor Luminaires | Case Lighting | Horizontal Refrigerated Case Luminaires | Standard | FALSE | [9 empty] | 5/28/2015 12:00:00 AM | Dimmable | Stepped | Not Yet Verified |  |  | 6762.6 | 96.6085714285714 | 70 | 20 | 0.9 | 5000 | 80
P98T9ZCF | Philips Day-Brite | Philips Day-Brite | DWPE70L840-4-UNV-SDIM-[MD360W] | Indoor Luminaires | Case Lighting | Horizontal Refrigerated Case Luminaires | Standard | FALSE | [9 empty] | 5/28/2015 12:00:00 AM | Dimmable | Continuous Above 10 | Not Yet Verified |  |  | 6630 | 94.7142857142857 | 70 | 20 | 0.9 | 4000 | 80
PFV99Q6V | Philips Day-Brite | Philips Day-Brite | DWLE51L835-4-UNV-SDIM-[MD360W] | Indoor Luminaires | Case Lighting | Horizontal Refrigerated Case Luminaires | Standard | FALSE | [9 empty] | 5/28/2015 12:00:00 AM | Dimmable | Stepped | Not Yet Verified |  |  | 4748.1 | 103.224 | 48 | 20 | 0.9 | 3500 | 80
PG3SK9RX | Philips Day-Brite | Philips Day-Brite | DWPE51L835-4-UNV-SDIM-[MD360W] | Indoor Luminaires | Case Lighting | Horizontal Refrigerated Case Luminaires | Standard | FALSE | [9 empty] | 5/28/2015 12:00:00 AM | Dimmable | Stepped | Not Yet Verified |  |  | 4598.16 | 103.224 | 48 | 20 | 0.9 | 3500 | 80
PB2VB46Q | Philips Day-Brite | Philips Day-Brite | DWLE51L835-8-UNV-[MD360W] | Indoor Luminaires | Case Lighting | Horizontal Refrigerated Case Luminaires | Standard | FALSE | [9 empty] | 5/28/2015 12:00:00 AM | Dimmable | Continuous Above 10 | Not Yet Verified |  |  | 11266.5 | 114.964285714286 | 98 | 20 | 0.9 | 3500 | 80
PP9SMBUK | Philips Day-Brite | Philips Day-Brite | DWLE51L840-4-UNV-[MD360W] | Indoor Luminaires | Case Lighting | Horizontal Refrigerated Case Luminaires | Standard | FALSE | [9 empty] | 5/28/2015 12:00:00 AM | Dimmable | Continuous Above 10 | Not Yet Verified |  |  | 4845 | 100.9375 | 48 | 20 | 0.9 | 4000 | 80
PGPG7QXP | Philips Day-Brite | Philips Day-Brite | DWLE51L840-8-UNV-[MD360W] | Indoor Luminaires | Case Lighting | Horizontal Refrigerated Case Luminaires | Standard | FALSE | [9 empty] | 5/28/2015 12:00:00 AM | Dimmable | Continuous Above 10 | Not Yet Verified |  |  | 11491.83 | 117.263571428571 | 98 | 20 | 0.9 | 4000 | 80
PSN3PQ4K | Philips Day-Brite | Philips Day-Brite | DWLE51L840-8-UNV-SDIM-[MD360W] | Indoor Luminaires | Case Lighting | Horizontal Refrigerated Case Luminaires | Standard | FALSE | [9 empty] | 5/28/2015 12:00:00 AM | Dimmable | Stepped | Not Yet Verified |  |  | 11491.83 | 117.263571428571 | 98 | 20 | 0.9 | 4000 | 80
P7XW9ZMV | Philips Day-Brite | Philips Day-Brite | DWPE51L840-8-UNV-SDIM-[MD360W] | Indoor Luminaires | Case Lighting | Horizontal Refrigerated Case Luminaires | Standard | FALSE | [9 empty] | 5/28/2015 12:00:00 AM | Dimmable | Stepped | Not Yet Verified |  |  | 10944.6 | 111.679591836735 | 98 | 20 | 0.9 | 4000 | 80
P1T1RUTK | Philips Day-Brite | Philips Day-Brite | DWPE51L850-4-UNV-SDIM-[MD360W] | Indoor Luminaires | Case Lighting | Horizontal Refrigerated Case Luminaires | Standard | FALSE | [9 empty] | 5/28/2015 12:00:00 AM | Dimmable | Stepped | Not Yet Verified |  |  | 4785.84 | 99.705 | 48 | 20 | 0.9 | 5000 | 80
PGURN6HG | Philips Day-Brite | Philips Day-Brite | DWPE51L850-8-UNV-SDIM-[MD360W] | Indoor Luminaires | Case Lighting | Horizontal Refrigerated Case Luminaires | Standard | FALSE | [9 empty] | 5/28/2015 12:00:00 AM | Dimmable | Stepped | Not Yet Verified |  |  | 11163.492 | 113.913183673469 | 98 | 20 | 0.9 | 5000 | 80
PMNBMFFM | Philips Day-Brite | Philips Day-Brite | V2WPE35L840-4-UNV-[MD360W] | Indoor Luminaires | Case Lighting | Horizontal Refrigerated Case Luminaires | Standard | FALSE | [9 empty] | 12/10/2014 12:00:00 AM | Dimmable | Continuous Above 10 | Not Yet Verified |  |  | 3482.28 | 102.42 | 34 | 20 | 0.9 | 4000 | 80
P71TGZQJ | Philips Day-Brite | Philips Day-Brite | V2WLE51LH835-8-UNV-[MD360W] | Indoor Luminaires | Case Lighting | Horizontal Refrigerated Case Luminaires | Standard | FALSE | [9 empty] | 12/10/2014 12:00:00 AM | Dimmable | Stepped | Not Yet Verified |  |  | 9961.7 | 110.685555555556 | 90 | 20 | 0.9 | 3500 | 80
P1T69KJY | Philips Day-Brite | Philips Day-Brite | DWPE43L840-4-UNV-SDIM-[MD360W] | Indoor Luminaires | Case Lighting | Horizontal Refrigerated Case Luminaires | Standard | FALSE | [9 empty] | 5/28/2015 12:00:00 AM | Dimmable | Stepped | Not Yet Verified |  |  | 4048 | 101.2 | 40 | 20 | 0.9 | 4000 | 80
P29Q96WH | Philips Day-Brite | Philips Day-Brite | DWLE51L835-8-UNV-SDIM-[MD360W] | Indoor Luminaires | Case Lighting | Horizontal Refrigerated Case Luminaires | Standard | FALSE | [9 empty] | 5/28/2015 12:00:00 AM | Dimmable | Stepped | Not Yet Verified |  |  | 11266.5 | 114.964285714286 | 98 | 20 | 0.9 | 3500 | 80
P168J9PN | Philips Day-Brite | Philips Day-Brite | DWPE51L850-8-UNV-[MD360W] | Indoor Luminaires | Case Lighting | Horizontal Refrigerated Case Luminaires | Standard | FALSE | [9 empty] | 5/28/2015 12:00:00 AM | Dimmable | Continuous Above 10 | Not Yet Verified |  |  | 11163.492 | 113.913183673469 | 98 | 20 | 0.9 | 5000 | 80
PH229XTC | Philips Day-Brite | Philips Day-Brite | DWAE35L840-4-UNV-SDIM-[MD360W] | Indoor Luminaires | Case Lighting | Horizontal Refrigerated Case Luminaires | Standard | FALSE | [9 empty] | 12/10/2014 12:00:00 AM | Dimmable | Stepped | Not Yet Verified |  |  | 3760.8624 | 110.6136 | 34 | 20 | 0.9 | 4000 | 80
P4964SEB | Philips Day-Brite | Philips Day-Brite | DWAE51L835-8-UNV-[MD360W] | Indoor Luminaires | Case Lighting | Horizontal Refrigerated Case Luminaires | Standard | FALSE | [9 empty] | 12/10/2014 12:00:00 AM | Dimmable | Continuous Above 10 | Not Yet Verified |  |  | 11588.4 | 118.248979591837 | 98 | 20 | 0.9 | 3500 | 80
P2TKY8UV | Philips Day-Brite | Philips Day-Brite | DWAE51L835-8-UNV-SDIM-[MD360W] | Indoor Luminaires | Case Lighting | Horizontal Refrigerated Case Luminaires | Standard | FALSE | [9 empty] | 12/10/2014 12:00:00 AM | Dimmable | Stepped | Not Yet Verified |  |  | 11588.4 | 118.248979591837 | 98 | 20 | 0.9 | 3500 | 80
PQZEG898 | Philips Day-Brite | Philips Day-Brite | DWAE35L850-4-UNV-[MD360W] | Indoor Luminaires | Case Lighting | Horizontal Refrigerated Case Luminaires | Standard | FALSE | [9 empty] | 12/10/2014 12:00:00 AM | Dimmable | Continuous Above 10 | Not Yet Verified |  |  | 3836.079648 | 112.825872 | 34 | 20 | 0.9 | 5000 | 80
PXHW47HV | Philips Day-Brite | Philips Day-Brite | DWAE51L835-4-UNV-SDIM-[MD360W] | Indoor Luminaires | Case Lighting | Horizontal Refrigerated Case Luminaires | Standard | FALSE | [9 empty] | 12/10/2014 12:00:00 AM | Dimmable | Stepped | Not Yet Verified |  |  | 4998 | 103.224 | 48 | 20 | 0.9 | 3500 | 80
PAKA421D | Philips Day-Brite | Philips Day-Brite | V2WAE35L840-4-UNV-[MD360W] | Indoor Luminaires | Case Lighting | Horizontal Refrigerated Case Luminaires | Standard | FALSE | [9 empty] | 12/10/2014 12:00:00 AM | Dimmable | Continuous Above 10 | Not Yet Verified |  |  | 3760.8624 | 110.6136 | 34 | 20 | 0.9 | 4000 | 80
PHJTWHY4 | Philips Day-Brite | Philips Day-Brite | V2WAE35L850-4-UNV-SDIM-[MD360W] | Indoor Luminaires | Case Lighting | Horizontal Refrigerated Case Luminaires | Standard | FALSE | [9 empty] | 12/10/2014 12:00:00 AM | Dimmable | Stepped | Not Yet Verified |  |  | 3836.079648 | 112.825872 | 34 | 20 | 0.9 | 5000 | 80
P2A7Z5BZ | Philips Day-Brite | Philips Day-Brite | DWAE51L850-8-UNV-[MD360W] | Indoor Luminaires | Case Lighting | Horizontal Refrigerated Case Luminaires | Standard | FALSE | [9 empty] | 12/10/2014 12:00:00 AM | Dimmable | Continuous Above 10 | Not Yet Verified |  |  | 12056.57136 | 123.026238367347 | 98 | 20 | 0.9 | 5000 | 80
P1PG784C | Philips Day-Brite | Philips Day-Brite | V2WLE51LH850-8-UNV-[MD360W] | Indoor Luminaires | Case Lighting | Horizontal Refrigerated Case Luminaires | Standard | FALSE | [9 empty] | 12/10/2014 12:00:00 AM | Dimmable | Stepped | Not Yet Verified |  |  | 10368.3 | 115.203333333333 | 90 | 20 | 0.9 | 5000 | 80
PK8PAY5C | Philips Day-Brite | Philips Day-Brite | V2WPE43L840-4-UNV-SDIM-[MD360W] | Indoor Luminaires | Case Lighting | Horizontal Refrigerated Case Luminaires | Standard | FALSE | [9 empty] | 12/10/2014 12:00:00 AM | Dimmable | Stepped | Not Yet Verified |  |  | 4048 | 101.2 | 40 | 20 | 0.9 | 4000 | 80
P2AK886W | Philips Day-Brite | Philips Day-Brite | V2WPE43L850-4-UNV-SDIM-[MD360W] | Indoor Luminaires | Case Lighting | Horizontal Refrigerated Case Luminaires | Standard | FALSE | [9 empty] | 12/10/2014 12:00:00 AM | Dimmable | Stepped | Not Yet Verified |  |  | 4128.96 | 103.224 | 40 | 20 | 0.9 | 5000 | 80
PY9GKAWY | Philips Day-Brite | Philips Day-Brite | V2WLE51L835-4-UNV-[MD360W] | Indoor Luminaires | Case Lighting | Horizontal Refrigerated Case Luminaires | Standard | FALSE | [9 empty] | 12/10/2014 12:00:00 AM | Dimmable | Continuous Above 10 | Not Yet Verified |  |  | 4748.1 | 103.224 | 48 | 20 | 0.9 | 3500 | 80
P6ZDJCAF | Philips Day-Brite | Philips Day-Brite | V2WLE51L835-4-UNV-SDIM-[MD360W] | Indoor Luminaires | Case Lighting | Horizontal Refrigerated Case Luminaires | Standard | FALSE | [9 empty] | 12/10/2014 12:00:00 AM | Dimmable | Stepped | Not Yet Verified |  |  | 4748.1 | 103.224 | 48 | 20 | 0.9 | 3500 | 80
P3TCFSGP | Philips Day-Brite | Philips Day-Brite | DWPE51L840-4-UNV-[MD360W] | Indoor Luminaires | Case Lighting | Horizontal Refrigerated Case Luminaires | Standard | FALSE | [9 empty] | 5/28/2015 12:00:00 AM | Dimmable | Continuous Above 10 | Not Yet Verified |  |  | 4692 | 97.75 | 48 | 20 | 0.9 | 4000 | 80
P2QBTMRN | Philips Day-Brite | Philips Day-Brite | DWLE51L850-4-UNV-SDIM-[MD360W] | Indoor Luminaires | Case Lighting | Horizontal Refrigerated Case Luminaires | Standard | FALSE | [9 empty] | 5/28/2015 12:00:00 AM | Dimmable | Stepped | Not Yet Verified |  |  | 4941.9 | 102.95625 | 48 | 20 | 0.9 | 5000 | 80
PSUK548E | Philips Day-Brite | Philips Day-Brite | DWLE51L850-8-UNV-SDIM-[MD360W] | Indoor Luminaires | Case Lighting | Horizontal Refrigerated Case Luminaires | Standard | FALSE | [9 empty] | 5/28/2015 12:00:00 AM | Dimmable | Stepped | Not Yet Verified |  |  | 11721.6666 | 119.608842857143 | 98 | 20 | 0.9 | 5000 | 80
PH77MFMN | Philips Day-Brite | Philips Day-Brite | V2WPE35L840-4-UNV-SDIM-[MD360W] | Indoor Luminaires | Case Lighting | Horizontal Refrigerated Case Luminaires | Standard | FALSE | [9 empty] | 12/10/2014 12:00:00 AM | Dimmable | Stepped | Not Yet Verified |  |  | 3482.28 | 102.42 | 34 | 20 | 0.9 | 4000 | 80
PAPTJ4R6 | Philips Day-Brite | Philips Day-Brite | V2WPE35L850-4-UNV-[MD360W] | Indoor Luminaires | Case Lighting | Horizontal Refrigerated Case Luminaires | Standard | FALSE | [9 empty] | 12/10/2014 12:00:00 AM | Dimmable | Continuous Above 10 | Not Yet Verified |  |  | 3551.9256 | 104.4684 | 34 | 20 | 0.9 | 5000 | 80
PH14D4R7 | Philips Day-Brite | Philips Day-Brite | V2WPE51L835-4-UNV-[MD360W] | Indoor Luminaires | Case Lighting | Horizontal Refrigerated Case Luminaires | Standard | FALSE | [9 empty] | 12/10/2014 12:00:00 AM | Dimmable | Continuous Above 10 | Not Yet Verified |  |  | 4598.16 | 103.224 | 48 | 20 | 0.9 | 3500 | 80
PG94FF1J | Philips Day-Brite | Philips Day-Brite | V2WPE51L835-4-UNV-SDIM-[MD360W] | Indoor Luminaires | Case Lighting | Horizontal Refrigerated Case Luminaires | Standard | FALSE | [9 empty] | 12/10/2014 12:00:00 AM | Dimmable | Stepped | Not Yet Verified |  |  | 4598.16 | 103.224 | 48 | 20 | 0.9 | 3500 | 80
PKFY65RR | Philips Day-Brite | Philips Day-Brite | V2WPE51L835-8-UNV-SDIM-[MD360W] | Indoor Luminaires | Case Lighting | Horizontal Refrigerated Case Luminaires | Standard | FALSE | [9 empty] | 12/10/2014 12:00:00 AM | Dimmable | Continuous Above 10 | Not Yet Verified |  |  | 10730 | 109.489795918367 | 98 | 20 | 0.9 | 3500 | 80
P25SBSV6 | Philips Day-Brite | Philips Day-Brite | V2WPE51L840-4-UNV-[MD360W] | Indoor Luminaires | Case Lighting | Horizontal Refrigerated Case Luminaires | Standard | FALSE | [9 empty] | 12/10/2014 12:00:00 AM | Dimmable | Stepped | Not Yet Verified |  |  | 4692 | 97.75 | 48 | 20 | 0.9 | 4000 | 80
PXV7V958 | Philips Day-Brite | Philips Day-Brite | V2WLE51L850-4-UNV-[MD360W] | Indoor Luminaires | Case Lighting | Horizontal Refrigerated Case Luminaires | Standard | FALSE | [9 empty] | 12/10/2014 12:00:00 AM | Dimmable | Stepped | Not Yet Verified |  |  | 4941.9 | 102.95625 | 48 | 20 | 0.9 | 5000 | 80
PA6Z5SBC | Philips Day-Brite | Philips Day-Brite | DWPE35L850-4-UNV-[MD360W] | Indoor Luminaires | Case Lighting | Horizontal Refrigerated Case Luminaires | Standard | FALSE | [9 empty] | 5/28/2015 12:00:00 AM | Dimmable | Continuous Above 10 | Not Yet Verified |  |  | 3551.9256 | 104.4684 | 34 | 20 | 0.9 | 5000 | 80
PN9DE2ZF | Philips Day-Brite | Philips Day-Brite | DWPE43L850-4-UNV-[MD360W] | Indoor Luminaires | Case Lighting | Horizontal Refrigerated Case Luminaires | Standard | FALSE | [9 empty] | 5/28/2015 12:00:00 AM | Dimmable | Continuous Above 10 | Not Yet Verified |  |  | 4128.96 | 103.224 | 40 | 20 | 0.9 | 5000 | 80
P8GS2MTG | Philips Day-Brite | Philips Day-Brite | DWLE51L835-4-UNV-[MD360W] | Indoor Luminaires | Case Lighting | Horizontal Refrigerated Case Luminaires | Standard | FALSE | [9 empty] | 5/28/2015 12:00:00 AM | Dimmable | Continuous Above 10 | Not Yet Verified |  |  | 4748.1 | 103.224 | 48 | 20 | 0.9 | 3500 | 80
P2W8ZM3Z | Philips Day-Brite | Philips Day-Brite | DWLE51L850-8-UNV-[MD360W] | Indoor Luminaires | Case Lighting | Horizontal Refrigerated Case Luminaires | Standard | FALSE | [9 empty] | 5/28/2015 12:00:00 AM | Dimmable | Continuous Above 10 | Not Yet Verified |  |  | 11721.6666 | 119.608842857143 | 98 | 20 | 0.9 | 5000 | 80
P8C23XAV | Philips Day-Brite | Philips Day-Brite | V2WAE35L835-4-UNV-[MD360W] | Indoor Luminaires | Case Lighting | Horizontal Refrigerated Case Luminaires | Standard | FALSE | [9 empty] | 12/10/2014 12:00:00 AM | Dimmable | Continuous Above 10 | Not Yet Verified |  |  | 3687.12 | 108.444705882353 | 34 | 20 | 0.9 | 3500 | 80
PQPPG3U7 | Philips Day-Brite | Philips Day-Brite | V2WAE35L835-4-UNV-SDIM-[MD360W] | Indoor Luminaires | Case Lighting | Horizontal Refrigerated Case Luminaires | Standard | FALSE | [9 empty] | 12/10/2014 12:00:00 AM | Dimmable | Stepped | Not Yet Verified |  |  | 3687.12 | 108.444705882353 | 34 | 20 | 0.9 | 3500 | 80
PZTT3H76 | Philips Day-Brite | Philips Day-Brite | V2WAE51L850-4-UNV-[MD360W] | Indoor Luminaires | Case Lighting | Horizontal Refrigerated Case Luminaires | Standard | FALSE | [9 empty] | 12/10/2014 12:00:00 AM | Dimmable | Stepped | Not Yet Verified |  |  | 5202 | 108.375 | 48 | 20 | 0.9 | 5000 | 80
PAK1E1N3 | Philips Day-Brite | Philips Day-Brite | DWAE51LH835-4-UNV-[MD360W] | Indoor Luminaires | Case Lighting | Horizontal Refrigerated Case Luminaires | Standard | TRUE | 4828.73 | 101.87 | 47.4 | 18.6 | 0.89 | 3494 | 82.32 | 5 | 50000 | 12/10/2014 12:00:00 AM | Dimmable | Continuous Above 10 | Not Yet Verified |  | 2.1 | 5184 | 105.795918367347 | 49 | 20 | 0.9 | 3500 | 80
PB36MEJS | Philips Day-Brite | Philips Day-Brite | DWAE70L835-4-347 | Indoor Luminaires | Case Lighting | Horizontal Refrigerated Case Luminaires | Standard | TRUE | 6300.79 | 91.18 | 69.1 | 18.7 | 0.966 | 3504 | 82.32 | 5 | 50000 | 12/10/2014 12:00:00 AM | Dimmable | Continuous Above 10 | Not Yet Verified |  | 2.1 | 6804 | 97.2 | 70 | 20 | 0.9 | 3500 | 80
PMKB3HSK | Philips Day-Brite | Philips Day-Brite | DWAE51LH850-4-UNV-[MD360W] | Indoor Luminaires | Case Lighting | Horizontal Refrigerated Case Luminaires | Standard | TRUE | 5455.3 | 114.85 | 47.5 | 18.6 | 0.89 | 5067 | 81.2 | 5 | 50000 | 12/10/2014 12:00:00 AM | Dimmable | Continuous Above 10 | Not Yet Verified |  | 2.1 | 5393.4336 | 110.070073469388 | 49 | 20 | 0.9 | 5000 | 80
PQU12YMS | Philips Day-Brite | Philips Day-Brite | DWAE70L835-4-UNV-[MD360W] | Indoor Luminaires | Case Lighting | Horizontal Refrigerated Case Luminaires | Standard | FALSE | [9 empty] | 12/10/2014 12:00:00 AM | Dimmable | Continuous Above 10 | Not Yet Verified |  |  | 7020 | 100.285714285714 | 70 | 20 | 0.9 | 3500 | 80
P1KGRVZ2 | Philips Day-Brite | Philips Day-Brite | DWAE70L840-4-UNV-[MD360W] | Indoor Luminaires | Case Lighting | Horizontal Refrigerated Case Luminaires | Standard | FALSE | [9 empty] | 12/10/2014 12:00:00 AM | Dimmable | Stepped | Not Yet Verified |  |  | 7160.4 | 102.291428571429 | 70 | 20 | 0.9 | 4000 | 80
P7PFF8DJ | Philips Day-Brite | Philips Day-Brite | V2WAE51LH850-4-UNV-[MD360W] | Indoor Luminaires | Case Lighting | Horizontal Refrigerated Case Luminaires | Standard | FALSE | [9 empty] | 12/10/2014 12:00:00 AM | Dimmable | Continuous Above 10 | Not Yet Verified |  |  | 5393.4336 | 110.070073469388 | 49 | 20 | 0.9 | 5000 | 80
P2PK86KG | Philips Day-Brite | Philips Day-Brite | DWAE51LH840-8-UNV-[MD360W] | Indoor Luminaires | Case Lighting | Horizontal Refrigerated Case Luminaires | Standard | FALSE | [9 empty] | 12/10/2014 12:00:00 AM | Dimmable | Stepped | Not Yet Verified |  |  | 10700 | 118.888888888889 | 90 | 20 | 0.9 | 4000 | 80
PJKWMUQM | Philips Day-Brite | Philips Day-Brite | DWLE70L835-4-347 | Indoor Luminaires | Case Lighting | Horizontal Refrigerated Case Luminaires | Standard | FALSE | [9 empty] | 5/28/2015 12:00:00 AM | Dimmable | Continuous Above 10 | Not Yet Verified |  |  | 6615 | 94.5 | 70 | 20 | 0.9 | 3500 | 80
PCHE5NBY | Philips Day-Brite | Philips Day-Brite | DWPE70L835-8-UNV-[MD360W] | Indoor Luminaires | Case Lighting | Horizontal Refrigerated Case Luminaires | Standard | FALSE | [9 empty] | 5/28/2015 12:00:00 AM | Dimmable | Continuous Above 10 | Not Yet Verified |  |  | 13073.2 | 99.0393939393939 | 132 | 20 | 0.9 | 3500 | 80
P5S3FCWW | Philips Day-Brite | Philips Day-Brite | V2WLE51L850-8-UNV-SDIM-[MD360W] | Indoor Luminaires | Case Lighting | Horizontal Refrigerated Case Luminaires | Standard | FALSE | [9 empty] | 12/10/2014 12:00:00 AM | Dimmable | Continuous Above 10 | Not Yet Verified |  |  | 11721.6666 | 119.608842857143 | 98 | 20 | 0.9 | 5000 | 80
PS9GTV5D | Philips Day-Brite | Philips Day-Brite | DWLE70L840-8-UNV-[MD360W] | Indoor Luminaires | Case Lighting | Horizontal Refrigerated Case Luminaires | Standard | FALSE | [9 empty] | 5/28/2015 12:00:00 AM | Dimmable | Continuous Above 10 | Not Yet Verified |  |  | 13775 | 104.356060606061 | 132 | 20 | 0.9 | 4000 | 80
P9FPP346 | Philips Day-Brite | Philips Day-Brite | DWPE70L850-8-UNV-[MD360W] | Indoor Luminaires | Case Lighting | Horizontal Refrigerated Case Luminaires | Standard | FALSE | [9 empty] | 5/28/2015 12:00:00 AM | Dimmable | Continuous Above 10 | Not Yet Verified |  |  | 13606.8 | 103.081818181818 | 132 | 20 | 0.9 | 5000 | 80
PF6BDN5U | Philips Day-Brite | Philips Day-Brite | V2WPE70L835-4-UNV-[MD360W] | Indoor Luminaires | Case Lighting | Horizontal Refrigerated Case Luminaires | Standard | FALSE | [9 empty] | 12/10/2014 12:00:00 AM | Dimmable | Continuous Above 10 | Not Yet Verified |  |  | 6500 | 92.8571428571429 | 70 | 20 | 0.9 | 3500 | 80
PTE3V8TE | Philips Day-Brite | Philips Day-Brite | V2WLE70L840-4-UNV-[MD360W] | Indoor Luminaires | Case Lighting | Horizontal Refrigerated Case Luminaires | Standard | FALSE | [9 empty] | 12/10/2014 12:00:00 AM | Dimmable | Continuous Above 10 | Not Yet Verified |  |  | 6961.5 | 99.45 | 70 | 20 | 0.9 | 4000 | 80
PS8DXZQM | Philips Day-Brite | Philips Day-Brite | V2WLE70L850-4-UNV-SDIM-[MD360W] | Indoor Luminaires | Case Lighting | Horizontal Refrigerated Case Luminaires | Standard | FALSE | [9 empty] | 12/10/2014 12:00:00 AM | Dimmable | Continuous Above 10 | Not Yet Verified |  |  | 7100.73 | 101.439 | 70 | 20 | 0.9 | 5000 | 80
PUBPS35B | Philips Day-Brite | Philips Day-Brite | V2WAE70L835-4-UNV-SDIM-[MD360W] | Indoor Luminaires | Case Lighting | Horizontal Refrigerated Case Luminaires | Standard | FALSE | [9 empty] | 12/10/2014 12:00:00 AM | Dimmable | Continuous Above 10 | Not Yet Verified |  |  | 7020 | 100.285714285714 | 70 | 20 | 0.9 | 3500 | 80
PD7MFJTK | Philips Day-Brite | Philips Day-Brite | DWAE51LH835-8-UNV-[MD360W] | Indoor Luminaires | Case Lighting | Horizontal Refrigerated Case Luminaires | Standard | FALSE | [9 empty] | 12/10/2014 12:00:00 AM | Dimmable | Stepped | Not Yet Verified |  |  | 10486 | 116.511111111111 | 90 | 20 | 0.9 | 3500 | 80
PKB6Y8AX | Philips Day-Brite | Philips Day-Brite | DWAE70L850-4-UNV-[MD360W] | Indoor Luminaires | Case Lighting | Horizontal Refrigerated Case Luminaires | Standard | FALSE | [9 empty] | 12/10/2014 12:00:00 AM | Dimmable | Continuous Above 10 | Not Yet Verified |  |  | 7303.608 | 104.337257142857 | 70 | 20 | 0.9 | 5000 | 80
PSSGU1GW | Philips Day-Brite | Philips Day-Brite | V2WAE51L850-8-UNV-[MD360W] | Indoor Luminaires | Case Lighting | Horizontal Refrigerated Case Luminaires | Standard | FALSE | [9 empty] | 12/10/2014 12:00:00 AM | Dimmable | Continuous Above 10 | Not Yet Verified |  |  | 12056.57136 | 123.026238367347 | 98 | 20 | 0.9 | 5000 | 80
PHFVS79V | Philips Day-Brite | Philips Day-Brite | V2WAE51L850-8-UNV-SDIM-[MD360W] | Indoor Luminaires | Case Lighting | Horizontal Refrigerated Case Luminaires | Standard | FALSE | [9 empty] | 12/10/2014 12:00:00 AM | Dimmable | Continuous Above 10 | Not Yet Verified |  |  | 12056.57136 | 123.026238367347 | 98 | 20 | 0.9 | 5000 | 80
PA5NY3TM | Philips Day-Brite | Philips Day-Brite | V2WAE51LH835-4-UNV-[MD360W] | Indoor Luminaires | Case Lighting | Horizontal Refrigerated Case Luminaires | Standard | FALSE | [9 empty] | 12/10/2014 12:00:00 AM | Dimmable | Continuous Above 10 | Not Yet Verified |  |  | 5184 | 105.795918367347 | 49 | 20 | 0.9 | 3500 | 80
P7GC1T1E | Philips Day-Brite | Philips Day-Brite | V2WAE70L840-4-UNV-SDIM-[MD360W] | Indoor Luminaires | Case Lighting | Horizontal Refrigerated Case Luminaires | Standard | FALSE | [9 empty] | 12/10/2014 12:00:00 AM | Dimmable | Continuous Above 10 | Not Yet Verified |  |  | 7160.4 | 102.291428571429 | 70 | 20 | 0.9 | 4000 | 80
PGCXJZXK | Philips Day-Brite | Philips Day-Brite | V2WAE70L850-4-UNV-[MD360W] | Indoor Luminaires | Case Lighting | Horizontal Refrigerated Case Luminaires | Standard | FALSE | [9 empty] | 12/10/2014 12:00:00 AM | Dimmable | Continuous Above 10 | Not Yet Verified |  |  | 7303.608 | 104.337257142857 | 70 | 20 | 0.9 | 5000 | 80
PBHJBWFX | Philips Day-Brite | Philips Day-Brite | V2WAE70L850-8-UNV-[MD360W] | Indoor Luminaires | Case Lighting | Horizontal Refrigerated Case Luminaires | Standard | FALSE | [9 empty] | 12/10/2014 12:00:00 AM | Dimmable | Continuous Above 10 | Not Yet Verified |  |  | 14790 | 112.045454545455 | 132 | 20 | 0.9 | 5000 | 80
P3RYZRDJ | Philips Day-Brite | Philips Day-Brite | V2WPE70L835-4-UNV-SDIM-[MD360W] | Indoor Luminaires | Case Lighting | Horizontal Refrigerated Case Luminaires | Standard | FALSE | [9 empty] | 12/10/2014 12:00:00 AM | Dimmable | Continuous Above 10 | Not Yet Verified |  |  | 6500 | 92.8571428571429 | 70 | 20 | 0.9 | 3500 | 80
PYPPK5U1 | Philips Day-Brite | Philips Day-Brite | V2WLE70L835-8-UNV-[MD360W] | Indoor Luminaires | Case Lighting | Horizontal Refrigerated Case Luminaires | Standard | FALSE | [9 empty] | 12/10/2014 12:00:00 AM | Dimmable | Continuous Above 10 | Not Yet Verified |  |  | 13499.5 | 102.268939393939 | 132 | 20 | 0.9 | 3500 | 80
P2Y4DQ8K | Philips Day-Brite | Philips Day-Brite | V2WPE70L840-4-UNV-[MD360W] | Indoor Luminaires | Case Lighting | Horizontal Refrigerated Case Luminaires | Standard | FALSE | [9 empty] | 12/10/2014 12:00:00 AM | Dimmable | Continuous Above 10 | Not Yet Verified |  |  | 6630 | 94.7142857142857 | 70 | 20 | 0.9 | 4000 | 80
PM6DSWE6 | Philips Day-Brite | Philips Day-Brite | V2WPE70L840-8-UNV-[MD360W] | Indoor Luminaires | Case Lighting | Horizontal Refrigerated Case Luminaires | Standard | FALSE | [9 empty] | 12/10/2014 12:00:00 AM | Dimmable | Continuous Above 10 | Not Yet Verified |  |  | 13340 | 101.060606060606 | 132 | 20 | 0.9 | 4000 | 80
PZVFRVR8 | Philips Day-Brite | Philips Day-Brite | V2WLE70L850-4-UNV-[MD360W] | Indoor Luminaires | Case Lighting | Horizontal Refrigerated Case Luminaires | Standard | FALSE | [9 empty] | 12/10/2014 12:00:00 AM | Dimmable | Continuous Above 10 | Not Yet Verified |  |  | 7100.73 | 101.439 | 70 | 20 | 0.9 | 5000 | 80
P4JSMJE7 | Philips Day-Brite | Philips Day-Brite | V2WLE51LH840-4-UNV-[MD360W] | Indoor Luminaires | Case Lighting | Horizontal Refrigerated Case Luminaires | Standard | FALSE | [9 empty] | 12/10/2014 12:00:00 AM | Dimmable | Continuous Above 10 | Not Yet Verified |  |  | 5140.8 | 104.914285714286 | 49 | 20 | 0.9 | 4000 | 80
P4EZM5HT | Philips Day-Brite | Philips Day-Brite | V2WPE51LH850-4-UNV-[MD360W] | Indoor Luminaires | Case Lighting | Horizontal Refrigerated Case Luminaires | Standard | FALSE | [9 empty] | 12/10/2014 12:00:00 AM | Dimmable | Continuous Above 10 | Not Yet Verified |  |  | 4993.92 | 101.916734693878 | 49 | 20 | 0.9 | 5000 | 80
PUGDZDJF | Philips Day-Brite | Philips Day-Brite | V2WPE51L850-8-UNV-[MD360W] | Indoor Luminaires | Case Lighting | Horizontal Refrigerated Case Luminaires | Standard | FALSE | [9 empty] | 12/10/2014 12:00:00 AM | Dimmable | Continuous Above 10 | Not Yet Verified |  |  | 11163.492 | 113.913183673469 | 98 | 20 | 0.9 | 5000 | 80
PUDJMB9H | Philips Day-Brite | Philips Day-Brite | DWLE51LH835-8-UNV-[MD360W] | Indoor Luminaires | Case Lighting | Horizontal Refrigerated Case Luminaires | Standard | FALSE | [9 empty] | 5/28/2015 12:00:00 AM | Dimmable | Stepped | Not Yet Verified |  |  | 9961.7 | 110.685555555556 | 90 | 20 | 0.9 | 3500 | 80
PBSNRVTC | Philips Day-Brite | Philips Day-Brite | DWLE51LH840-4-UNV-[MD360W] | Indoor Luminaires | Case Lighting | Horizontal Refrigerated Case Luminaires | Standard | FALSE | [9 empty] | 5/28/2015 12:00:00 AM | Dimmable | Continuous Above 10 | Not Yet Verified |  |  | 5140.8 | 104.914285714286 | 49 | 20 | 0.9 | 4000 | 80
PJ8XVKDY | Philips Day-Brite | Philips Day-Brite | DWLE51LH840-8-UNV-[MD360W] | Indoor Luminaires | Case Lighting | Horizontal Refrigerated Case Luminaires | Standard | FALSE | [9 empty] | 5/28/2015 12:00:00 AM | Dimmable | Stepped | Not Yet Verified |  |  | 10165 | 112.944444444444 | 90 | 20 | 0.9 | 4000 | 80
P3A2XE8E | Philips Day-Brite | Philips Day-Brite | DWPE51LH850-4-UNV-[MD360W] | Indoor Luminaires | Case Lighting | Horizontal Refrigerated Case Luminaires | Standard | FALSE | [9 empty] | 5/28/2015 12:00:00 AM | Dimmable | Continuous Above 10 | Not Yet Verified |  |  | 4993.92 | 101.916734693878 | 49 | 20 | 0.9 | 5000 | 80
PR7FKB6V | Philips Day-Brite | Philips Day-Brite | DWPE51LH850-8-UNV-[MD360W] | Indoor Luminaires | Case Lighting | Horizontal Refrigerated Case Luminaires | Standard | FALSE | [9 empty] | 5/28/2015 12:00:00 AM | Dimmable | Stepped | Not Yet Verified |  |  | 10040.88 | 111.565333333333 | 90 | 20 | 0.9 | 5000 | 80
PWZ6J88W | Philips Day-Brite | Philips Day-Brite | DWPE70L835-4-UNV-[MD360W] | Indoor Luminaires | Case Lighting | Horizontal Refrigerated Case Luminaires | Standard | FALSE | [9 empty] | 5/28/2015 12:00:00 AM | Dimmable | Continuous Above 10 | Not Yet Verified |  |  | 6500 | 92.8571428571429 | 70 | 20 | 0.9 | 3500 | 80
PH9NWKKN | Philips Day-Brite | Philips Day-Brite | DWLE70L850-4-UNV-[MD360W] | Indoor Luminaires | Case Lighting | Horizontal Refrigerated Case Luminaires | Standard | FALSE | [9 empty] | 5/28/2015 12:00:00 AM | Dimmable | Continuous Above 10 | Not Yet Verified |  |  | 7100.73 | 101.439 | 70 | 20 | 0.9 | 5000 | 80
PPTWXTE2 | Philips Day-Brite | Philips Day-Brite | DWLE70L850-8-UNV-[MD360W] | Indoor Luminaires | Case Lighting | Horizontal Refrigerated Case Luminaires | Standard | FALSE | [9 empty] | 5/28/2015 12:00:00 AM | Dimmable | Continuous Above 10 | Not Yet Verified |  |  | 14050.5 | 106.443181818182 | 132 | 20 | 0.9 | 5000 | 80
PRGB4H8Y | Philips Day-Brite | Philips Day-Brite | DWPE51LH840-8-UNV-[MD360W] | Indoor Luminaires | Case Lighting | Horizontal Refrigerated Case Luminaires | Standard | FALSE | [9 empty] | 5/28/2015 12:00:00 AM | Dimmable | Stepped | Not Yet Verified |  |  | 9844 | 109.377777777778 | 90 | 20 | 0.9 | 4000 | 80
PA3WAHAR | Philips Day-Brite | Philips Day-Brite | DWPE70L835-4-347 | Indoor Luminaires | Case Lighting | Horizontal Refrigerated Case Luminaires | Standard | FALSE | [9 empty] | 5/28/2015 12:00:00 AM | Dimmable | Continuous Above 10 | Not Yet Verified |  |  | 6300 | 90 | 70 | 20 | 0.9 | 3500 | 80
PAPF1J4B | Philips Day-Brite | Philips Day-Brite | V2WLE70L835-4-UNV-SDIM-[MD360W] | Indoor Luminaires | Case Lighting | Horizontal Refrigerated Case Luminaires | Standard | FALSE | [9 empty] | 12/10/2014 12:00:00 AM | Dimmable | Continuous Above 10 | Not Yet Verified |  |  | 6825 | 97.5 | 70 | 20 | 0.9 | 3500 | 80
PNB6QWZT | Philips Day-Brite | Philips Day-Brite | V2WLE70L840-4-UNV-SDIM-[MD360W] | Indoor Luminaires | Case Lighting | Horizontal Refrigerated Case Luminaires | Standard | FALSE | [9 empty] | 12/10/2014 12:00:00 AM | Dimmable | Continuous Above 10 | Not Yet Verified |  |  | 6961.5 | 99.45 | 70 | 20 | 0.9 | 4000 | 80
P5N9MXMY | Philips Day-Brite | Philips Day-Brite | V2WLE51L850-8-UNV-[MD360W] | Indoor Luminaires | Case Lighting | Horizontal Refrigerated Case Luminaires | Standard | FALSE | [9 empty] | 12/10/2014 12:00:00 AM | Dimmable | Continuous Above 10 | Not Yet Verified |  |  | 11721.6666 | 119.608842857143 | 98 | 20 | 0.9 | 5000 | 80
PQHBBCEZ | Philips Day-Brite | Philips Day-Brite | DWPE70L840-8-UNV-[MD360W] | Indoor Luminaires | Case Lighting | Horizontal Refrigerated Case Luminaires | Standard | FALSE | [9 empty] | 5/28/2015 12:00:00 AM | Dimmable | Continuous Above 10 | Not Yet Verified |  |  | 13340 | 101.060606060606 | 132 | 20 | 0.9 | 4000 | 80
P2NKHV8D | Philips Day-Brite | Philips Day-Brite | V2WAE51LH840-4-UNV-[MD360W] | Indoor Luminaires | Case Lighting | Horizontal Refrigerated Case Luminaires | Standard | FALSE | [9 empty] | 12/10/2014 12:00:00 AM | Dimmable | Continuous Above 10 | Not Yet Verified |  |  | 5287.68 | 107.911836734694 | 49 | 20 | 0.9 | 4000 | 80
PE4551S2 | Philips Day-Brite | Philips Day-Brite | V2WAE70L840-4-UNV-[MD360W] | Indoor Luminaires | Case Lighting | Horizontal Refrigerated Case Luminaires | Standard | FALSE | [9 empty] | 12/10/2014 12:00:00 AM | Dimmable | Continuous Above 10 | Not Yet Verified |  |  | 7160.4 | 102.291428571429 | 70 | 20 | 0.9 | 4000 | 80
PPA57XZ2 | Philips Day-Brite | Philips Day-Brite | V2WAE70L850-4-UNV-SDIM-[MD360W] | Indoor Luminaires | Case Lighting | Horizontal Refrigerated Case Luminaires | Standard | FALSE | [9 empty] | 12/10/2014 12:00:00 AM | Dimmable | Continuous Above 10 | Not Yet Verified |  |  | 7303.608 | 104.337257142857 | 70 | 20 | 0.9 | 5000 | 80
PMWNVSPP | Philips Day-Brite | Philips Day-Brite | V2WAE51L850-4-UNV-SDIM-[MD360W] | Indoor Luminaires | Case Lighting | Horizontal Refrigerated Case Luminaires | Standard | FALSE | [9 empty] | 12/10/2014 12:00:00 AM | Dimmable | Continuous Above 10 | Not Yet Verified |  |  | 5202 | 108.375 | 48 | 20 | 0.9 | 5000 | 80
PBDFU63F | Philips Day-Brite | Philips Day-Brite | DWAE70L835-8-UNV-[MD360W] | Indoor Luminaires | Case Lighting | Horizontal Refrigerated Case Luminaires | Standard | FALSE | [9 empty] | 12/10/2014 12:00:00 AM | Dimmable | Continuous Above 10 | Not Yet Verified |  |  | 14210 | 107.651515151515 | 132 | 20 | 0.9 | 3500 | 80
PNJSDBUZ | Philips Day-Brite | Philips Day-Brite | DWAE70L840-8-UNV-[MD360W] | Indoor Luminaires | Case Lighting | Horizontal Refrigerated Case Luminaires | Standard | FALSE | [9 empty] | 12/10/2014 12:00:00 AM | Dimmable | Continuous Above 10 | Not Yet Verified |  |  | 14500 | 109.848484848485 | 132 | 20 | 0.9 | 4000 | 80
P75DE2D7 | Philips Day-Brite | Philips Day-Brite | V2WAE70L835-4-UNV-[MD360W] | Indoor Luminaires | Case Lighting | Horizontal Refrigerated Case Luminaires | Standard | FALSE | [9 empty] | 12/10/2014 12:00:00 AM | Dimmable | Continuous Above 10 | Not Yet Verified |  |  | 7020 | 100.285714285714 | 70 | 20 | 0.9 | 3500 | 80
PHCPDZH4 | Philips Day-Brite | Philips Day-Brite | V2WAE70L840-8-UNV-[MD360W] | Indoor Luminaires | Case Lighting | Horizontal Refrigerated Case Luminaires | Standard | FALSE | [9 empty] | 12/10/2014 12:00:00 AM | Dimmable | Continuous Above 10 | Not Yet Verified |  |  | 14500 | 109.848484848485 | 132 | 20 | 0.9 | 4000 | 80
PJKNHHXA | Philips Day-Brite | Philips Day-Brite | DWPE51LH835-4-UNV-[MD360W] | Indoor Luminaires | Case Lighting | Horizontal Refrigerated Case Luminaires | Standard | FALSE | [9 empty] | 5/28/2015 12:00:00 AM | Dimmable | Continuous Above 10 | Not Yet Verified |  |  | 4800 | 97.9591836734694 | 49 | 20 | 0.9 | 3500 | 80
P9QV1VFV | Philips Day-Brite | Philips Day-Brite | DWPE51LH835-8-UNV-[MD360W] | Indoor Luminaires | Case Lighting | Horizontal Refrigerated Case Luminaires | Standard | FALSE | [9 empty] | 5/28/2015 12:00:00 AM | Dimmable | Stepped | Not Yet Verified |  |  | 9647.12 | 107.190222222222 | 90 | 20 | 0.9 | 3500 | 80
P757EFUU | Philips Day-Brite | Philips Day-Brite | DWLE70L835-4-UNV-[MD360W] | Indoor Luminaires | Case Lighting | Horizontal Refrigerated Case Luminaires | Standard | FALSE | [9 empty] | 5/28/2015 12:00:00 AM | Dimmable | Continuous Above 10 | Not Yet Verified |  |  | 6825 | 97.5 | 70 | 20 | 0.9 | 3500 | 80
P3Z719JT | Philips Day-Brite | Philips Day-Brite | DWLE70L835-8-UNV-[MD360W] | Indoor Luminaires | Case Lighting | Horizontal Refrigerated Case Luminaires | Standard | FALSE | [9 empty] | 5/28/2015 12:00:00 AM | Dimmable | Continuous Above 10 | Not Yet Verified |  |  | 13499.5 | 102.268939393939 | 132 | 20 | 0.9 | 3500 | 80
PW1CVSZ2 | Philips Day-Brite | Philips Day-Brite | DWLE70L840-4-UNV-[MD360W] | Indoor Luminaires | Case Lighting | Horizontal Refrigerated Case Luminaires | Standard | FALSE | [9 empty] | 5/28/2015 12:00:00 AM | Dimmable | Stepped | Not Yet Verified |  |  | 6961.5 | 99.45 | 70 | 20 | 0.9 | 4000 | 80
PDS8NP8H | Philips Day-Brite | Philips Day-Brite | DWPE70L840-4-UNV-[MD360W] | Indoor Luminaires | Case Lighting | Horizontal Refrigerated Case Luminaires | Standard | FALSE | [9 empty] | 5/28/2015 12:00:00 AM | Dimmable | Stepped | Not Yet Verified |  |  | 6630 | 94.7142857142857 | 70 | 20 | 0.9 | 4000 | 80
PZE4HM8W | Philips Day-Brite | Philips Day-Brite | V2WLE51L850-4-UNV-SDIM-[MD360W] | Indoor Luminaires | Case Lighting | Horizontal Refrigerated Case Luminaires | Standard | FALSE | [9 empty] | 12/10/2014 12:00:00 AM | Dimmable | Continuous Above 10 | Not Yet Verified |  |  | 4941.9 | 102.95625 | 48 | 20 | 0.9 | 5000 | 80
PJTZ5KCU | Philips Day-Brite | Philips Day-Brite | V2WPE51L850-8-UNV-SDIM-[MD360W] | Indoor Luminaires | Case Lighting | Horizontal Refrigerated Case Luminaires | Standard | FALSE | [9 empty] | 12/10/2014 12:00:00 AM | Dimmable | Continuous Above 10 | Not Yet Verified |  |  | 11163.492 | 113.913183673469 | 98 | 20 | 0.9 | 5000 | 80
PX3DVDTZ | Philips Day-Brite | Philips Day-Brite | V2WLE51LH835-4-UNV-[MD360W] | Indoor Luminaires | Case Lighting | Horizontal Refrigerated Case Luminaires | Standard | FALSE | [9 empty] | 12/10/2014 12:00:00 AM | Dimmable | Continuous Above 10 | Not Yet Verified |  |  | 5040 | 102.857142857143 | 49 | 20 | 0.9 | 3500 | 80
PPDXBVAE | Philips Day-Brite | Philips Day-Brite | V2WPE51LH835-4-UNV-[MD360W] | Indoor Luminaires | Case Lighting | Horizontal Refrigerated Case Luminaires | Standard | FALSE | [9 empty] | 12/10/2014 12:00:00 AM | Dimmable | Continuous Above 10 | Not Yet Verified |  |  | 4800 | 97.9591836734694 | 49 | 20 | 0.9 | 3500 | 80
PC41W519 | Philips Day-Brite | Philips Day-Brite | V2WLE70L835-4-UNV-[MD360W] | Indoor Luminaires | Case Lighting | Horizontal Refrigerated Case Luminaires | Standard | FALSE | [9 empty] | 12/10/2014 12:00:00 AM | Dimmable | Continuous Above 10 | Not Yet Verified |  |  | 6825 | 97.5 | 70 | 20 | 0.9 | 3500 | 80
PQR12KSJ | Philips Day-Brite | Philips Day-Brite | V2WLE70L840-8-UNV-[MD360W] | Indoor Luminaires | Case Lighting | Horizontal Refrigerated Case Luminaires | Standard | FALSE | [9 empty] | 12/10/2014 12:00:00 AM | Dimmable | Continuous Above 10 | Not Yet Verified |  |  | 13775 | 104.356060606061 | 132 | 20 | 0.9 | 4000 | 80
PHCMDSBB | Philips Day-Brite | Philips Day-Brite | V2WPE70L850-4-UNV-SDIM-[MD360W] | Indoor Luminaires | Case Lighting | Horizontal Refrigerated Case Luminaires | Standard | FALSE | [9 empty] | 12/10/2014 12:00:00 AM | Dimmable | Continuous Above 10 | Not Yet Verified |  |  | 6762.6 | 96.6085714285714 | 70 | 20 | 0.9 | 5000 | 80
PCYB1N3T | Philips Day-Brite | Philips Day-Brite | V2WPE70L850-8-UNV-[MD360W] | Indoor Luminaires | Case Lighting | Horizontal Refrigerated Case Luminaires | Standard | FALSE | [9 empty] | 12/10/2014 12:00:00 AM | Dimmable | Continuous Above 10 | Not Yet Verified |  |  | 13606.8 | 103.081818181818 | 132 | 20 | 0.9 | 5000 | 80
P5R5KPJ5 | Philips Day-Brite | Philips Day-Brite | DWAE51LH850-8-UNV-[MD360W] | Indoor Luminaires | Case Lighting | Horizontal Refrigerated Case Luminaires | Standard | FALSE | [9 empty] | 12/10/2014 12:00:00 AM | Dimmable | Stepped | Not Yet Verified |  |  | 10914 | 121.266666666667 | 90 | 20 | 0.9 | 5000 | 80
PCUXHX2D | Philips Day-Brite | Philips Day-Brite | DWAE70L850-8-UNV-[MD360W] | Indoor Luminaires | Case Lighting | Horizontal Refrigerated Case Luminaires | Standard | FALSE | [9 empty] | 12/10/2014 12:00:00 AM | Dimmable | Continuous Above 10 | Not Yet Verified |  |  | 14790 | 112.045454545455 | 132 | 20 | 0.9 | 5000 | 80
PF28AVW3 | Philips Day-Brite | Philips Day-Brite | V2WLE70L850-8-UNV-[MD360W] | Indoor Luminaires | Case Lighting | Horizontal Refrigerated Case Luminaires | Standard | FALSE | [9 empty] | 12/10/2014 12:00:00 AM | Dimmable | Continuous Above 10 | Not Yet Verified |  |  | 14050.5 | 106.443181818182 | 132 | 20 | 0.9 | 5000 | 80
P7WM899Z | Philips Day-Brite | Philips Day-Brite | DWLE51LH850-8-UNV-[MD360W] | Indoor Luminaires | Case Lighting | Horizontal Refrigerated Case Luminaires | Standard | FALSE | [9 empty] | 5/28/2015 12:00:00 AM | Dimmable | Stepped | Not Yet Verified |  |  | 10368.3 | 115.203333333333 | 90 | 20 | 0.9 | 5000 | 80
PR4H8XDV | Philips Day-Brite | Philips Day-Brite | V2WLE51LH850-4-UNV-[MD360W] | Indoor Luminaires | Case Lighting | Horizontal Refrigerated Case Luminaires | Standard | FALSE | [9 empty] | 12/10/2014 12:00:00 AM | Dimmable | Continuous Above 10 | Not Yet Verified |  |  | 5243.616 | 107.012571428571 | 49 | 20 | 0.9 | 5000 | 80
PK919SUV | Philips Day-Brite | Philips Day-Brite | V2WPE70L835-8-UNV-[MD360W] | Indoor Luminaires | Case Lighting | Horizontal Refrigerated Case Luminaires | Standard | FALSE | [9 empty] | 12/10/2014 12:00:00 AM | Dimmable | Continuous Above 10 | Not Yet Verified |  |  | 13073.2 | 99.0393939393939 | 132 | 20 | 0.9 | 3500 | 80
PTX4SM31 | Philips Day-Brite | Philips Day-Brite | V2WPE70L840-4-UNV-SDIM-[MD360W] | Indoor Luminaires | Case Lighting | Horizontal Refrigerated Case Luminaires | Standard | FALSE | [9 empty] | 12/10/2014 12:00:00 AM | Dimmable | Continuous Above 10 | Not Yet Verified |  |  | 6630 | 94.7142857142857 | 70 | 20 | 0.9 | 4000 | 80
PW4J8FWW | Philips Day-Brite | Philips Day-Brite | DWAE51LH840-4-UNV-[MD360W] | Indoor Luminaires | Case Lighting | Horizontal Refrigerated Case Luminaires | Standard | FALSE | [9 empty] | 12/10/2014 12:00:00 AM | Dimmable | Continuous Above 10 | Not Yet Verified |  |  | 5287.68 | 107.911836734694 | 49 | 20 | 0.9 | 4000 | 80
P3FXNZEQ | Philips Day-Brite | Philips Day-Brite | V2WAE70L835-8-UNV-[MD360W] | Indoor Luminaires | Case Lighting | Horizontal Refrigerated Case Luminaires | Standard | FALSE | [9 empty] | 12/10/2014 12:00:00 AM | Dimmable | Continuous Above 10 | Not Yet Verified |  |  | 14210 | 107.651515151515 | 132 | 20 | 0.9 | 3500 | 80
PD8ERQ2R | Philips Day-Brite | Philips Day-Brite | V2WPE51L850-4-UNV-SDIM-[MD360W] | Indoor Luminaires | Case Lighting | Horizontal Refrigerated Case Luminaires | Standard | FALSE | [9 empty] | 12/10/2014 12:00:00 AM | Dimmable | Continuous Above 10 | Not Yet Verified |  |  | 4785.84 | 99.705 | 48 | 20 | 0.9 | 5000 | 80
PQ9DA2SR | Philips Day-Brite | Philips Day-Brite | V2WPE51LH840-4-UNV-[MD360W] | Indoor Luminaires | Case Lighting | Horizontal Refrigerated Case Luminaires | Standard | FALSE | [9 empty] | 12/10/2014 12:00:00 AM | Dimmable | Continuous Above 10 | Not Yet Verified |  |  | 4896 | 99.9183673469388 | 49 | 20 | 0.9 | 4000 | 80
PWVGWP4W | Philips Day-Brite | Philips Day-Brite | DWPE70L850-4-UNV-[MD360W] | Indoor Luminaires | Case Lighting | Horizontal Refrigerated Case Luminaires | Standard | FALSE | [9 empty] | 5/28/2015 12:00:00 AM | Dimmable | Continuous Above 10 | Not Yet Verified |  |  | 6762.6 | 96.6085714285714 | 70 | 20 | 0.9 | 5000 | 80
PXS2W9JM | Philips Day-Brite | Philips Day-Brite | DWLE51LH835-4-UNV-[MD360W] | Indoor Luminaires | Case Lighting | Horizontal Refrigerated Case Luminaires | Standard | FALSE | [9 empty] | 5/28/2015 12:00:00 AM | Dimmable | Continuous Above 10 | Not Yet Verified |  |  | 5040 | 102.857142857143 | 49 | 20 | 0.9 | 3500 | 80
PQGYADAH | Philips Day-Brite | Philips Day-Brite | DWPE51LH840-4-UNV-[MD360W] | Indoor Luminaires | Case Lighting | Horizontal Refrigerated Case Luminaires | Standard | FALSE | [9 empty] | 5/28/2015 12:00:00 AM | Dimmable | Continuous Above 10 | Not Yet Verified |  |  | 4896 | 99.9183673469388 | 49 | 20 | 0.9 | 4000 | 80
PCF5PD2H | Philips Day-Brite | Philips Day-Brite | DWLE51LH850-4-UNV-[MD360W] | Indoor Luminaires | Case Lighting | Horizontal Refrigerated Case Luminaires | Standard | FALSE | [9 empty] | 5/28/2015 12:00:00 AM | Dimmable | Continuous Above 10 | Not Yet Verified |  |  | 5243.616 | 107.012571428571 | 49 | 20 | 0.9 | 5000 | 80
P74V54CA | Philips Day-Brite | Philips Day-Brite | V2WPE70L850-4-UNV-[MD360W] | Indoor Luminaires | Case Lighting | Horizontal Refrigerated Case Luminaires | Standard | FALSE | [9 empty] | 12/10/2014 12:00:00 AM | Dimmable | Continuous Above 10 | Not Yet Verified |  |  | 6762.6 | 96.6085714285714 | 70 | 20 | 0.9 | 5000 | 80
P000014RH | Philips Lighting North America Corporation (Rosemont) | Philips Affinium | 929000145011 (Value-plus LCM 311 900mm (35") 3500) | Indoor Luminaires | Case Lighting | Horizontal Refrigerated Case Luminaires | Standard | TRUE | 665 | 53.4 | 12.45 | 11.7 | 0.989 | 3065 | 84.7 | 5 | 50000 | 12/21/2012 12:00:00 AM | Not Yet Verified | Not Yet Verified | Not Yet Verified |  | 1.7 | 1100 |  | 7 |  |  | 3500 | 85
P000014RL | Philips Lighting North America Corporation (Rosemont) | Philips Affinium | 929000460111 (Value-plus LCM310 1200mm (47”) WW) | Indoor Luminaires | Case Lighting | Horizontal Refrigerated Case Luminaires | Standard | TRUE | 438.7 | 55.7 | 7.87 | 9.99 | 0.967 | 3559 | 85.1 | 5 | 50000 | 12/21/2012 12:00:00 AM | Not Yet Verified | Not Yet Verified | Not Yet Verified |  | 1.7 | 1250 |  | 16 |  |  | 3500 | 85
P000014SE | Philips Lighting North America Corporation (Rosemont) | Philips InteGrade | 929000645913 - 120V | Indoor Luminaires | Case Lighting | Horizontal Refrigerated Case Luminaires | Standard | TRUE | 966.9 | 57.7 | 16.77 | 8.39 | 0.989 | 3037 | 83.1 | 5 | 50000 | 1/17/2013 12:00:00 AM | Not Yet Verified | Not Yet Verified | Not Yet Verified |  | 1.7 | 520 | 56 | 9.75 |  |  | 3000 | 85
P000014SQ | Philips Lighting North America Corporation (Rosemont) | Philips InteGrade | 929000868013 | Indoor Luminaires | Case Lighting | Horizontal Refrigerated Case Luminaires | Standard | TRUE | 982.9 | 56.3 | 17.47 | 8 | 0.99 | 4104 | 86.7 | 5 | 50000 | 5/3/2013 12:00:00 AM | Not Yet Verified | Not Yet Verified | Not Yet Verified |  | 1.7 | 1070 | 56.7 | 18.875 |  |  | 4000 | 85
P000014SM | Philips Lighting North America Corporation (Rosemont) | Philips InteGrade | 929000867913 | Indoor Luminaires | Case Lighting | Horizontal Refrigerated Case Luminaires | Standard | TRUE | 878.8 | 50.9 | 17.27 | 8 | 0.989 | 3037 | 82.5 | 5 | 50000 | 5/3/2013 12:00:00 AM | Not Yet Verified | Not Yet Verified | Not Yet Verified |  | 1.7 | 1000 | 53 | 18.875 |  |  | 3000 | 85
P000014SO | Philips Lighting North America Corporation (Rosemont) | Philips InteGrade | 929000865713 | Indoor Luminaires | Case Lighting | Horizontal Refrigerated Case Luminaires | Standard | FALSE | [9 empty] | 5/3/2013 12:00:00 AM | Not Yet Verified | Not Yet Verified | Not Yet Verified |  |  | 700 | 53.3 | 13.125 |  |  | 3000 | 85
P000014SU | Philips Lighting North America Corporation (Rosemont) | Philips InteGrade | 929000865913 | Indoor Luminaires | Case Lighting | Horizontal Refrigerated Case Luminaires | Standard | FALSE | [9 empty] | 5/3/2013 12:00:00 AM | Not Yet Verified | Not Yet Verified | Not Yet Verified |  |  | 750 | 57.1 | 13.125 |  |  | 4000 | 85
P000014SP | Philips Lighting North America Corporation (Rosemont) | Philips InteGrade | 929000868113 | Indoor Luminaires | Case Lighting | Horizontal Refrigerated Case Luminaires | Standard | FALSE | [9 empty] | 5/3/2013 12:00:00 AM | Not Yet Verified | Not Yet Verified | Not Yet Verified |  |  | 1400 | 53.3 | 26.25 |  |  | 3000 | 85
P000014SW | Philips Lighting North America Corporation (Rosemont) | Philips InteGrade | 929000868213 | Indoor Luminaires | Case Lighting | Horizontal Refrigerated Case Luminaires | Standard | FALSE | [9 empty] | 5/3/2013 12:00:00 AM | Not Yet Verified | Not Yet Verified | Not Yet Verified |  |  | 1500 | 57.1 | 26.25 |  |  | 4000 | 85
P000014SV | Philips Lighting North America Corporation (Rosemont) | Philips InteGrade | 929000868613 | Indoor Luminaires | Case Lighting | Horizontal Refrigerated Case Luminaires | Standard | FALSE | [9 empty] | 5/3/2013 12:00:00 AM | Not Yet Verified | Not Yet Verified | Not Yet Verified |  |  | 1400 | 53.3 | 26.25 |  |  | 3500 | 85
P000014SS | Philips Lighting North America Corporation (Rosemont) | Philips InteGrade | 929000866013 | Indoor Luminaires | Case Lighting | Horizontal Refrigerated Case Luminaires | Standard | FALSE | [9 empty] | 5/3/2013 12:00:00 AM | Not Yet Verified | Not Yet Verified | Not Yet Verified |  |  | 160 | 55.7 | 2.875 |  |  | 4000 | 85
P000014SN | Philips Lighting North America Corporation (Rosemont) | Philips InteGrade | 929000865813 | Indoor Luminaires | Case Lighting | Horizontal Refrigerated Case Luminaires | Standard | FALSE | [9 empty] | 5/3/2013 12:00:00 AM | Not Yet Verified | Not Yet Verified | Not Yet Verified |  |  | 150 | 52.2 | 2.875 |  |  | 3000 | 85
P000014SR | Philips Lighting North America Corporation (Rosemont) | Philips InteGrade | 929000866613 | Indoor Luminaires | Case Lighting | Horizontal Refrigerated Case Luminaires | Standard | FALSE | [9 empty] | 5/3/2013 12:00:00 AM | Not Yet Verified | Not Yet Verified | Not Yet Verified |  |  | 150 | 52.2 | 2.875 |  |  | 3500 | 85
P000014SX | Philips Lighting North America Corporation (Rosemont) | Philips InteGrade | 929000868513 | Indoor Luminaires | Case Lighting | Horizontal Refrigerated Case Luminaires | Standard | FALSE | [9 empty] | 5/3/2013 12:00:00 AM | Not Yet Verified | Not Yet Verified | Not Yet Verified |  |  | 1000 | 53 | 18.875 |  |  | 3500 | 85
P000014ST | Philips Lighting North America Corporation (Rosemont) | Philips InteGrade | 929000866513 | Indoor Luminaires | Case Lighting | Horizontal Refrigerated Case Luminaires | Standard | FALSE | [9 empty] | 5/3/2013 12:00:00 AM | Not Yet Verified | Not Yet Verified | Not Yet Verified |  |  | 700 | 53.3 | 13.125 |  |  | 3500 | 85
P000014WQ | Philips Lighting North America Corporation (Rosemont) | Philips | 929000640513 | Indoor Luminaires | Case Lighting | Vertical Refrigerated Case Luminaires | Standard | TRUE | 785.3 | 52.04 | 15.1 | 16.42 | 0.903 | 3761 | 84.4 | 5 | 50000 | 12/26/2013 12:00:00 AM | Not Yet Verified | Not Yet Verified | Not Yet Verified |  | 2.1 | 801.6 | 53.09 | 15.1 | 16.42 | 0.9 | 3761 | 84.4
P000014WT | Philips Lighting North America Corporation (Rosemont) | Philips | 929000640313 | Indoor Luminaires | Case Lighting | Vertical Refrigerated Case Luminaires | Standard | FALSE | [9 empty] | 12/26/2013 12:00:00 AM | Not Yet Verified | Not Yet Verified | Not Yet Verified |  |  | 669.4 | 53.3 | 12.56 | 22.85 | 0.89 | 3826 | 85
P000014WR | Philips Lighting North America Corporation (Rosemont) | Philips | 929000640413 | Indoor Luminaires | Case Lighting | Vertical Refrigerated Case Luminaires | Standard | FALSE | [9 empty] | 12/26/2013 12:00:00 AM | Not Yet Verified | Not Yet Verified | Not Yet Verified |  |  | 1119 | 57.68 | 19.4 | 14.34 | 0.93 | 3859 | 84.4
P000014WS | Philips Lighting North America Corporation (Rosemont) | Philips | 929000640213 | Indoor Luminaires | Case Lighting | Vertical Refrigerated Case Luminaires | Standard | FALSE | [9 empty] | 12/26/2013 12:00:00 AM | Not Yet Verified | Not Yet Verified | Not Yet Verified |  |  | 986.1 | 55.62 | 17.73 | 15.12 | 0.92 | 3870 | 84.5
P000014WU | Philips Lighting North America Corporation (Rosemont) | PHILIPS | 929000867913 [120V Only] | Indoor Luminaires | Case Lighting | Vertical Refrigerated Case Luminaires | Standard | TRUE | 964.6 | 55.2 | 17.48 | 8.75 | 0.99 | 2888 | 83.4 | 5 | 50000 | 12/20/2013 12:00:00 AM | Not Yet Verified | Not Yet Verified | Not Yet Verified |  | 2.1 | 964.6 | 55.2 | 17.48 | 8.75 | 0.99 | 2888 | 83.4
P000014WV | Philips Lighting North America Corporation (Rosemont) | Philips | 929000645913 | Indoor Luminaires | Case Lighting | Vertical Refrigerated Case Luminaires | Standard | TRUE | 522.4 | 55.8 | 9.359 | 12 | 0.975 | 2872 | 83.8 | 5 | 50000 | 12/20/2013 12:00:00 AM | Not Yet Verified | Not Yet Verified | Not Yet Verified |  | 2.1 | 522.4 | 55.8 | 9.359 | 12 | 0.975 | 2872 | 83.8
P0000157O | Philips Lighting North America Corporation (Rosemont) | PrimeSet | 9290008911 | Indoor Luminaires | Case Lighting | Vertical Refrigerated Case Luminaires | Standard | TRUE | 700.7 | 54.96 | 12.75 | 12.63 | 0.907 | 3973 | 85 | 5 | 50000 | 4/29/2014 12:00:00 AM | Not Yet Verified | Not Yet Verified | Not Yet Verified |  | 2.1 | 723 | 57.9 | 12.48 | 12.94 | 0.9 | 4000 | 85
P0000157Q | Philips Lighting North America Corporation (Rosemont) | PrimeSet | 9290008905 | Indoor Luminaires | Case Lighting | Vertical Refrigerated Case Luminaires | Standard | FALSE | [9 empty] | 4/29/2014 12:00:00 AM | Not Yet Verified | Not Yet Verified | Not Yet Verified |  |  | 900 | 56.9 | 15.8 | 16 | 0.91 | 5000 | 85
P0000157P | Philips Lighting North America Corporation (Rosemont) | PrimeSet | 9290008907 | Indoor Luminaires | Case Lighting | Vertical Refrigerated Case Luminaires | Standard | FALSE | [9 empty] | 4/29/2014 12:00:00 AM | Not Yet Verified | Not Yet Verified | Not Yet Verified |  |  | 906.1 | 58.46 | 15.5 | 15.6 | 0.911 | 3986 | 85.1
P0000157R | Philips Lighting North America Corporation (Rosemont) | PrimeSet | 9290008903 | Indoor Luminaires | Case Lighting | Vertical Refrigerated Case Luminaires | Standard | FALSE | [9 empty] | 4/29/2014 12:00:00 AM | Not Yet Verified | Not Yet Verified | Not Yet Verified |  |  | 1013 | 59.9 | 16.9 | 14 | 0.92 | 3977 | 85.2
P0000157S | Philips Lighting North America Corporation (Rosemont) | PrimeSet | 9290008901 | Indoor Luminaires | Case Lighting | Vertical Refrigerated Case Luminaires | Standard | FALSE | [9 empty] | 4/29/2014 12:00:00 AM | Not Yet Verified | Not Yet Verified | Not Yet Verified |  |  | 1000 | 58.8 | 17 | 14 | 0.92 | 5000 | 85
P6FAGRJ5W | Philips Lighting North America Corporation (Rosemont) | Integrade Engine | 929000645813 | Indoor Luminaires | Case Lighting | Display Case Luminaires | Standard | TRUE | 701.14 | 64.72 | 10.83 | 6.95 | 0.966 | 4017 | 84.9 | 5 | 50000 | 1/13/2016 12:00:00 AM | Not Dimmable | Not Dimmable | No | Qualified with driver 9290006539 | 3.1 | 700 | 58 | 12 | 6.95 | 0.966 | 4000 | 85
P6HNYY67 | Philips Lighting North America Corporation (Rosemont) | Philips Integrade Engine | 929001510506 | Indoor Luminaires | Case Lighting | Display Case Luminaires | Standard | TRUE | 783.96 | 54.44 | 14.4 | 7 | 0.96 | 4137 | 94 | 5 | 50000 | 9/13/2016 12:00:00 AM | Dimmable | Continuous Below 10 | No |  | 3.1 | 800 | 57.14 | 14 | 13.7 | 0.98 | 4000 | 90
PMKEDTXB | Philips Lighting North America Corporation (Rosemont) | Philips Integrade Engine | 929001512906 | Indoor Luminaires | Case Lighting | Display Case Luminaires | Standard | TRUE | 332.76 | 56 | 6 | 13.6 | 0.88 | 2714 | 83 | 5 | 50000 | 9/13/2016 12:00:00 AM | Dimmable | Continuous Below 10 | No |  | 3.1 | 336 | 56 | 6 | 13.6 | 0.88 | 2714 | 83
PWCUZRFG | Philips Lighting North America Corporation (Rosemont) | Philips Integrade Engine | 929001513206 | Indoor Luminaires | Case Lighting | Display Case Luminaires | Standard | FALSE | [9 empty] | 9/13/2016 12:00:00 AM | Dimmable | Continuous Below 10 | No |  |  | 550 | 56.12 | 9.8 | 13.6 | 0.98 | 3000 | 90
PWPJAS8Z | Philips Lighting North America Corporation (Rosemont) | Philips Integrade Engine | 929001513606 | Indoor Luminaires | Case Lighting | Display Case Luminaires | Standard | FALSE | [9 empty] | 9/13/2016 12:00:00 AM | Dimmable | Continuous Below 10 | No |  |  | 550 | 56.12 | 9.8 | 13.6 | 0.98 | 3500 | 90
PFKZ4V29 | Philips Lighting North America Corporation (Rosemont) | Philips Integrade Engine | 929001514006 | Indoor Luminaires | Case Lighting | Display Case Luminaires | Standard | FALSE | [9 empty] | 9/13/2016 12:00:00 AM | Dimmable | Continuous Below 10 | No |  |  | 600 | 61.22 | 9.8 | 13.6 | 0.98 | 4000 | 90
PF866U86 | Philips Lighting North America Corporation (Rosemont) | Philips Integrade Engine | 929001509606 | Indoor Luminaires | Case Lighting | Display Case Luminaires | Standard | FALSE | [9 empty] | 9/13/2016 12:00:00 AM | Dimmable | Continuous Below 10 | No |  |  | 170 | 56.67 | 3 | 13.8 | 0.97 | 3000 | 90
PKZH7DEV | Philips Lighting North America Corporation (Rosemont) | Philips Integrade Engine | 929001509906 | Indoor Luminaires | Case Lighting | Display Case Luminaires | Standard | FALSE | [9 empty] | 9/13/2016 12:00:00 AM | Dimmable | Continuous Below 10 | No |  |  | 1500 | 53.57 | 28 | 13.6 | 0.98 | 3000 | 90
P9BE6845 | Philips Lighting North America Corporation (Rosemont) | Philips Integrade Engine | 929001510306 | Indoor Luminaires | Case Lighting | Display Case Luminaires | Standard | FALSE | [9 empty] | 9/13/2016 12:00:00 AM | Dimmable | Continuous Below 10 | No |  |  | 1500 | 53.57 | 28 | 13.6 | 0.98 | 3500 | 90
P5NGG67N | Philips Lighting North America Corporation (Rosemont) | Philips Integrade Engine | 929001511706 | Indoor Luminaires | Case Lighting | Display Case Luminaires | Standard | FALSE | [9 empty] | 9/13/2016 12:00:00 AM | Dimmable | Continuous Below 10 | No |  |  | 500 | 54.95 | 9.1 | 13.9 | 0.97 | 3000 | 90
PVCMX1BE | Philips Lighting North America Corporation (Rosemont) | Philips Integrade Engine | 929001521006 | Indoor Luminaires | Case Lighting | Display Case Luminaires | Standard | FALSE | [9 empty] | 9/13/2016 12:00:00 AM | Dimmable | Continuous Below 10 | No |  |  | 2460 | 54.91 | 44.8 | 12.8 | 0.97 | 3000 | 90
PSGEBAZA | Philips Lighting North America Corporation (Rosemont) | Philips Integrade Engine | 929001521306 | Indoor Luminaires | Case Lighting | Display Case Luminaires | Standard | FALSE | [9 empty] | 9/13/2016 12:00:00 AM | Dimmable | Continuous Below 10 | No |  |  | 1230 | 54.91 | 22.4 | 13.1 | 0.97 | 3000 | 90
PFYYN8UA | Philips Lighting North America Corporation (Rosemont) | Philips Integrade Engine | 929001509806 | Indoor Luminaires | Case Lighting | Display Case Luminaires | Standard | FALSE | [9 empty] | 9/13/2016 12:00:00 AM | Dimmable | Continuous Below 10 | No |  |  | 1090 | 55.9 | 19.5 | 13.7 | 0.98 | 3000 | 90
PVP8183G | Philips Lighting North America Corporation (Rosemont) | Philips Integrade Engine | 929001513306 | Indoor Luminaires | Case Lighting | Display Case Luminaires | Standard | FALSE | [9 empty] | 9/13/2016 12:00:00 AM | Dimmable | Continuous Below 10 | No |  |  | 760 | 54.29 | 14 | 13.6 | 0.98 | 3000 | 90
PB2N8NQC | Philips Lighting North America Corporation (Rosemont) | Philips Integrade Engine | 929001513406 | Indoor Luminaires | Case Lighting | Display Case Luminaires | Standard | FALSE | [9 empty] | 9/13/2016 12:00:00 AM | Dimmable | Continuous Below 10 | No |  |  | 85 | 56.67 | 1.5 | 13.8 | 0.97 | 3500 | 90
PW42YE33 | Philips Lighting North America Corporation (Rosemont) | Philips Integrade Engine | 929001510206 | Indoor Luminaires | Case Lighting | Display Case Luminaires | Standard | FALSE | [9 empty] | 9/13/2016 12:00:00 AM | Dimmable | Continuous Below 10 | No |  |  | 1090 | 55.9 | 19.5 | 13.7 | 0.98 | 3500 | 90
PUM7SRAS | Philips Lighting North America Corporation (Rosemont) | Philips Integrade Engine | 929001521106 | Indoor Luminaires | Case Lighting | Display Case Luminaires | Standard | FALSE | [9 empty] | 9/13/2016 12:00:00 AM | Dimmable | Continuous Below 10 | No |  |  | 2600 | 62.2 | 41.8 | 13.4 | 0.97 | 4000 | 90
P5SH9M2K | Philips Lighting North America Corporation (Rosemont) | Philips Integrade Engine | 929001510706 | Indoor Luminaires | Case Lighting | Display Case Luminaires | Standard | FALSE | [9 empty] | 9/13/2016 12:00:00 AM | Dimmable | Continuous Below 10 | No |  |  | 1600 | 57.14 | 28 | 13.6 | 0.98 | 4000 | 90
PAT7A3QA | Philips Lighting North America Corporation (Rosemont) | Philips Integrade Engine | 929001511606 | Indoor Luminaires | Case Lighting | Display Case Luminaires | Standard | FALSE | [9 empty] | 9/13/2016 12:00:00 AM | Dimmable | Continuous Below 10 | No |  |  | 115 | 54.76 | 2.1 | 13.8 | 0.96 | 3000 | 90
PTPN1R93 | Philips Lighting North America Corporation (Rosemont) | Philips Integrade Engine | 929001512306 | Indoor Luminaires | Case Lighting | Display Case Luminaires | Standard | FALSE | [9 empty] | 9/13/2016 12:00:00 AM | Dimmable | Continuous Below 10 | No |  |  | 530 | 58.24 | 9.1 | 13.7 | 0.97 | 4000 | 90
PM393ZAA | Philips Lighting North America Corporation (Rosemont) | Philips Integrade Engine | 929001512806 | Indoor Luminaires | Case Lighting | Display Case Luminaires | Standard | FALSE | [9 empty] | 9/13/2016 12:00:00 AM | Dimmable | Continuous Below 10 | No |  |  | 90 | 64.29 | 1.4 | 13.8 | 0.96 | 2700 | 80
PZ86JCM7 | Philips Lighting North America Corporation (Rosemont) | Philips Integrade Engine | 929001513006 | Indoor Luminaires | Case Lighting | Display Case Luminaires | Standard | FALSE | [9 empty] | 9/13/2016 12:00:00 AM | Dimmable | Continuous Below 10 | No |  |  | 85 | 56.67 | 1.5 | 13.8 | 0.97 | 3000 | 90
P5GVUZUC | Philips Lighting North America Corporation (Rosemont) | Philips Integrade Engine | 929001513106 | Indoor Luminaires | Case Lighting | Display Case Luminaires | Standard | FALSE | [9 empty] | 9/13/2016 12:00:00 AM | Dimmable | Continuous Below 10 | No |  |  | 380 | 54.29 | 7 | 13.8 | 0.98 | 3000 | 90
PR7H9WWR | Philips Lighting North America Corporation (Rosemont) | Philips Integrade Engine | 929001513506 | Indoor Luminaires | Case Lighting | Display Case Luminaires | Standard | FALSE | [9 empty] | 9/13/2016 12:00:00 AM | Dimmable | Continuous Below 10 | No |  |  | 380 | 54.29 | 7 | 13.8 | 0.98 | 3500 | 90
PV8UDUZ4 | Philips Lighting North America Corporation (Rosemont) | Philips Integrade Engine | 929001513806 | Indoor Luminaires | Case Lighting | Display Case Luminaires | Standard | FALSE | [9 empty] | 9/13/2016 12:00:00 AM | Dimmable | Continuous Below 10 | No |  |  | 90 | 60 | 1.5 | 13.8 | 0.97 | 4000 | 90
PQGVMD9F | Philips Lighting North America Corporation (Rosemont) | Philips Integrade Engine | 929001513906 | Indoor Luminaires | Case Lighting | Display Case Luminaires | Standard | FALSE | [9 empty] | 9/13/2016 12:00:00 AM | Dimmable | Continuous Below 10 | No |  |  | 420 | 60 | 7 | 13.8 | 0.98 | 4000 | 90
P9Y1S5S5 | Philips Lighting North America Corporation (Rosemont) | Philips Integrade Engine | 929001514106 | Indoor Luminaires | Case Lighting | Display Case Luminaires | Standard | FALSE | [9 empty] | 9/13/2016 12:00:00 AM | Dimmable | Continuous Below 10 | No |  |  | 840 | 60 | 14 | 13.6 | 0.98 | 4000 | 90
PJX9R3KY | Philips Lighting North America Corporation (Rosemont) | Philips Integrade Engine | 929001510406 | Indoor Luminaires | Case Lighting | Display Case Luminaires | Standard | FALSE | [9 empty] | 9/13/2016 12:00:00 AM | Dimmable | Continuous Below 10 | No |  |  | 180 | 60 | 3 | 13.8 | 0.97 | 4000 | 90
P2Q4TC8U | Philips Lighting North America Corporation (Rosemont) | Philips Integrade Engine | 929001521406 | Indoor Luminaires | Case Lighting | Display Case Luminaires | Standard | FALSE | [9 empty] | 9/13/2016 12:00:00 AM | Dimmable | Continuous Below 10 | No |  |  | 1040 | 52 | 20 | 13.7 | 0.96 | 4000 | 90
PJ3XZH8J | Philips Lighting North America Corporation (Rosemont) | Philips Integrade Engine | 929001510006 | Indoor Luminaires | Case Lighting | Display Case Luminaires | Standard | FALSE | [9 empty] | 9/13/2016 12:00:00 AM | Dimmable | Continuous Below 10 | No |  |  | 170 | 56.67 | 3 | 13.8 | 0.97 | 3500 | 90
PJZRUBJH | Philips Lighting North America Corporation (Rosemont) | Philips Integrade Engine | 929001510106 | Indoor Luminaires | Case Lighting | Display Case Luminaires | Standard | FALSE | [9 empty] | 9/13/2016 12:00:00 AM | Dimmable | Continuous Below 10 | No |  |  | 750 | 53.57 | 14 | 13.7 | 0.98 | 3500 | 90
P9H36K3Y | Philips Lighting North America Corporation (Rosemont) | Philips Integrade Engine | 929001510606 | Indoor Luminaires | Case Lighting | Display Case Luminaires | Standard | FALSE | [9 empty] | 9/13/2016 12:00:00 AM | Dimmable | Continuous Below 10 | No |  |  | 1160 | 59.49 | 19.5 | 13.7 | 0.98 | 4000 | 90
P8Z6C6WF | Philips Lighting North America Corporation (Rosemont) | Philips Integrade Engine | 929001509706 | Indoor Luminaires | Case Lighting | Display Case Luminaires | Standard | FALSE | [9 empty] | 9/13/2016 12:00:00 AM | Dimmable | Continuous Below 10 | No |  |  | 750 | 53.57 | 14 | 13.7 | 0.98 | 3000 | 90
P5A7B3PZ | Philips Lighting North America Corporation (Rosemont) | Philips Integrade Engine | 929001512206 | Indoor Luminaires | Case Lighting | Display Case Luminaires | Standard | FALSE | [9 empty] | 9/13/2016 12:00:00 AM | Dimmable | Continuous Below 10 | No |  |  | 120 | 60 | 2 | 13.8 | 0.96 | 4000 | 90
PGWQCS5D | Philips Lighting North America Corporation (Rosemont) | Philips Integrade Engine | 929001513706 | Indoor Luminaires | Case Lighting | Display Case Luminaires | Standard | FALSE | [9 empty] | 9/13/2016 12:00:00 AM | Dimmable | Continuous Below 10 | No |  |  | 760 | 54.29 | 14 | 13.6 | 0.98 | 3500 | 90
P00001IAD | PowerSecure, Inc | Efficient Lights | CS-48-D-35K-1600 [120V Only] | Indoor Luminaires | Case Lighting | Horizontal Refrigerated Case Luminaires | Standard | TRUE | 1662 | 85.8 | 19.37 | 5.21 | 0.989 | 3512 | 82.9 | 5 | 50000 | 5/29/2014 12:00:00 AM | Not Yet Verified | Not Yet Verified | Not Yet Verified |  | 2.1 | 1662 | 85.8 | 20 | 5.21 | 0.989 | 3500 | 83
P00001IAE | PowerSecure, Inc | Efficient Lights | CS-48-D-35K-800 [120V Only] | Indoor Luminaires | Case Lighting | Horizontal Refrigerated Case Luminaires | Standard | TRUE | 769.7 | 57.48 | 13.39 | 7.42 | 0.962 | 3703 | 85.6 | 5 | 50000 | 7/10/2014 12:00:00 AM | Not Yet Verified | Not Yet Verified | Not Yet Verified |  | 2.1 | 770 | 57.5 | 13.4 |  |  | 3500 | 85
P00001IAF | PowerSecure, Inc | Efficient Lights | CS-36-D-35K-600 [120V Only] | Indoor Luminaires | Case Lighting | Horizontal Refrigerated Case Luminaires | Standard | TRUE | 611.5 | 57.04 | 10.72 | 9.69 | 0.942 | 3690 | 85.6 | 5 | 50000 | 7/10/2014 12:00:00 AM | Not Yet Verified | Not Yet Verified | Not Yet Verified |  | 2.1 | 611 | 57 | 10.5 |  |  | 3500 | 85
P00001IAG | PowerSecure, Inc | Efficient Lights | CS-36-D-35K-1200 [120V Only] | Indoor Luminaires | Case Lighting | Horizontal Refrigerated Case Luminaires | Standard | TRUE | 1196 | 60.8 | 19.67 | 9.69 | 0.984 | 3687 | 85.6 | 5 | 50000 | 7/10/2014 12:00:00 AM | Not Yet Verified | Not Yet Verified | Not Yet Verified |  | 2.1 | 1200 | 60 | 20 |  |  | 3500 | 85
P000016Y1 | Q-Technology Inc. | CrossFire / StarFire | 3130-120-UC-P-35-[blank and A options] | Indoor Luminaires | Case Lighting | Horizontal Refrigerated Case Luminaires | Standard | TRUE | 321 | 56.3 | 5.69 | 6.6 | 0.996 | 3104 | 80 | 5 | 50000 | 11/21/2011 12:00:00 AM | Not Yet Verified | Not Yet Verified | Not Yet Verified |  | 1.6 |  |  | 6.3 |  | 0.995 | 3500 | 80
P000016Y3 | Q-Technology Inc. | CrossFire / StarFire | 3130-120-UC-P-50-[blank and A options] | Indoor Luminaires | Case Lighting | Horizontal Refrigerated Case Luminaires | Standard | FALSE | [9 empty] | 11/21/2011 12:00:00 AM | Not Yet Verified | Not Yet Verified | Not Yet Verified |  |  | 1170 | 80 | 6.3 |  |  | 5000 | 80
P000016Y2 | Q-Technology Inc. | CrossFire / StarFire | 3130-120-UC-P-41-[blank and A options] | Indoor Luminaires | Case Lighting | Horizontal Refrigerated Case Luminaires | Standard | FALSE | [9 empty] | 11/21/2011 12:00:00 AM | Not Yet Verified | Not Yet Verified | Not Yet Verified |  |  | 1133 | 80 | 6.3 |  |  | 4100 | 80
P000016XY | Q-Technology Inc. | CrossFire / StarFire | 4130-120-UC-P-35-[blank and A options] | Indoor Luminaires | Case Lighting | Horizontal Refrigerated Case Luminaires | Standard | TRUE | 431 | 56.5 | 7.63 | 6.6 | 0.997 | 3119 | 80 | 5 | 50000 | 11/21/2011 12:00:00 AM | Not Yet Verified | Not Yet Verified | Not Yet Verified |  | 1.6 |  |  | 8.4 |  | 0.995 | 3500 | 80
P000016Y0 | Q-Technology Inc. | CrossFire / StarFire | 4130-120-UC-P-50-[blank and A options] | Indoor Luminaires | Case Lighting | Horizontal Refrigerated Case Luminaires | Standard | FALSE | [9 empty] | 11/21/2011 12:00:00 AM | Not Yet Verified | Not Yet Verified | Not Yet Verified |  |  | 1530 | 80 | 8.4 |  |  | 5000 | 80
P000016XZ | Q-Technology Inc. | CrossFire / StarFire | 4130-120-UC-P-41-[blank and A options] | Indoor Luminaires | Case Lighting | Horizontal Refrigerated Case Luminaires | Standard | FALSE | [9 empty] | 11/21/2011 12:00:00 AM | Not Yet Verified | Not Yet Verified | Not Yet Verified |  |  | 1493 | 80 | 8.4 |  |  | 4100 | 80
PBXRHZ2F | Q-Technology Inc. | Quanta ProStar | 4175-24-L (R )-Q-50 | Indoor Luminaires | Case Lighting | Vertical Refrigerated Case Luminaires | Standard | TRUE | 730.4 | 61.4 | 11.9 | 7.41 | 0.875 | 4819 | 86.1 | 5 | 50000 | 7/7/2016 12:00:00 AM | Not Dimmable | Not Dimmable | No |  | 3.1 | 716.73 | 59.82 | 11.98 | 7.41 | 0.875 | 4850 | 86
PYFM8ZV8 | Q-Technology Inc. | Quanta ProStar | 6175-24-C-Q-50 | Indoor Luminaires | Case Lighting | Vertical Refrigerated Case Luminaires | Standard | FALSE | [9 empty] | 7/7/2016 12:00:00 AM | Not Dimmable | Not Dimmable | No |  |  | 1893 | 60.421321417172 | 31.33 | 7.41 | 0.875 | 4850 | 86
PZY4G9T6 | Q-Technology Inc. | Quanta ProStar | 5175-24-C-Q-50 | Indoor Luminaires | Case Lighting | Vertical Refrigerated Case Luminaires | Standard | FALSE | [9 empty] | 7/7/2016 12:00:00 AM | Not Dimmable | Not Dimmable | No |  |  | 1668 | 61.961367013373 | 26.92 | 7.41 | 0.875 | 4850 | 86
P22VUDVA | Q-Technology Inc. | Quanta ProStar | 5175-24-L (R )-Q-50 | Indoor Luminaires | Case Lighting | Vertical Refrigerated Case Luminaires | Standard | FALSE | [9 empty] | 7/7/2016 12:00:00 AM | Not Dimmable | Not Dimmable | No |  |  | 862.9 | 60.8962597035991 | 14.17 | 7.41 | 0.875 | 4850 | 86
P4FT4WNK | Q-Technology Inc. | Quanta ProStar | 6175-24-L (R )-Q-50 | Indoor Luminaires | Case Lighting | Vertical Refrigerated Case Luminaires | Standard | FALSE | [9 empty] | 7/7/2016 12:00:00 AM | Not Dimmable | Not Dimmable | No |  |  | 988.4 | 60.526638089406 | 16.33 | 7.41 | 0.875 | 4850 | 86
P2WTJENF | Q-Technology Inc. | Quanta ProStar | 4175-24-C-Q-50 | Indoor Luminaires | Case Lighting | Vertical Refrigerated Case Luminaires | Standard | FALSE | [9 empty] | 7/7/2016 12:00:00 AM | Not Dimmable | Not Dimmable | No |  |  | 1354 | 60.0443458980044 | 22.55 | 7.41 | 0.875 | 4850 | 86
PNKSD2EY | Q-Technology Inc. | Quanta ProStar | 5165-24-C-Q-50 - 120V Only | Indoor Luminaires | Case Lighting | Vertical Refrigerated Case Luminaires | Standard | TRUE | 1087 | 60.62 | 17.93 | 6.62 | 0.986 | 5012 | 85.7 | 5 |  | 9/11/2014 12:00:00 AM | Not Dimmable | Not Dimmable | Not Yet Verified |  | 2.1
PJXCHA8B | Q-Technology Inc. | Quanta ProStar | 5165-24-C-Q-35 - 120V Only | Indoor Luminaires | Case Lighting | Vertical Refrigerated Case Luminaires | Standard | TRUE | 939 | 52.37 | 17.93 | 6.62 | 0.986 | 3567 | 85.2 | 5 |  | 9/11/2014 12:00:00 AM | Not Dimmable | Not Dimmable | Not Yet Verified |  | 2.1
P62S3933 | Q-Technology Inc. | Quanta ProStar | 5165-24-L-Q-35 - 120V Only | Indoor Luminaires | Case Lighting | Vertical Refrigerated Case Luminaires | Standard | TRUE | 473 | 49.05 | 9.642 | 6.54 | 0.986 | 3576 | 84.8 | 5 |  | 9/11/2014 12:00:00 AM | Not Dimmable | Not Dimmable | Not Yet Verified |  | 2.1
PQB7G8MZ | Q-Technology Inc. | Quanta ProStar | 6165-24-L-Q-35 - 120V Only | Indoor Luminaires | Case Lighting | Vertical Refrigerated Case Luminaires | Standard | FALSE | [9 empty] | 10/23/2014 12:00:00 AM | Not Dimmable | Not Dimmable | Not Yet Verified |  |  | 576 | 54 | 8.7 |  |  | 3500 | 80
PAFCKBCD | Q-Technology Inc. | Quanta ProStar | 6165-24-L-Q - 120V Only | Indoor Luminaires | Case Lighting | Vertical Refrigerated Case Luminaires | Standard | FALSE | [9 empty] | 10/23/2014 12:00:00 AM | Not Dimmable | Not Dimmable | Not Yet Verified |  |  | 593 | 54 | 8.7 |  |  | 4100 | 80
P3FTEG13 | Q-Technology Inc. | Quanta ProStar | 6165-24-C-Q-35 - 120V Only | Indoor Luminaires | Case Lighting | Vertical Refrigerated Case Luminaires | Standard | FALSE | [9 empty] | 10/23/2014 12:00:00 AM | Not Dimmable | Not Dimmable | Not Yet Verified |  |  | 1221 | 54 | 17.3 |  |  | 3500 | 80
PPZBWKRV | Q-Technology Inc. | Quanta ProStar | 6165-24-L-Q-50 - 120V Only | Indoor Luminaires | Case Lighting | Vertical Refrigerated Case Luminaires | Standard | FALSE | [9 empty] | 10/23/2014 12:00:00 AM | Not Dimmable | Not Dimmable | Not Yet Verified |  |  | 610 | 54 | 8.7 |  |  | 5000 | 80
P64U9AW2 | Q-Technology Inc. | Quanta ProStar | 6165-24-R-Q-50 - 120V Only | Indoor Luminaires | Case Lighting | Vertical Refrigerated Case Luminaires | Standard | FALSE | [9 empty] | 10/23/2014 12:00:00 AM | Not Dimmable | Not Dimmable | Not Yet Verified |  |  | 610 | 54 | 8.7 |  |  | 5000 | 80
PARCWXHA | Q-Technology Inc. | Quanta ProStar | 5165-24-L-Q - 120V Only | Indoor Luminaires | Case Lighting | Vertical Refrigerated Case Luminaires | Standard | FALSE | [9 empty] | 9/11/2014 12:00:00 AM | Not Dimmable | Not Dimmable | Not Yet Verified |  |  | 494 | 54 | 7.2 |  |  | 4100 | 80
PEY8MFZU | Q-Technology Inc. | Quanta ProStar | 5165-24-R-Q - 120V Only | Indoor Luminaires | Case Lighting | Vertical Refrigerated Case Luminaires | Standard | FALSE | [9 empty] | 9/11/2014 12:00:00 AM | Not Dimmable | Not Dimmable | Not Yet Verified |  |  | 494 | 54 | 7.2 |  |  | 4100 | 80
P9T6ZSGN | Q-Technology Inc. | Quanta ProStar | 6165-24-R-Q - 120V Only | Indoor Luminaires | Case Lighting | Vertical Refrigerated Case Luminaires | Standard | FALSE | [9 empty] | 10/23/2014 12:00:00 AM | Not Dimmable | Not Dimmable | Not Yet Verified |  |  | 593 | 54 | 8.7 |  |  | 4100 | 80
PTEED93K | Q-Technology Inc. | Quanta ProStar | 5165-24-R-Q-35 - 120V Only | Indoor Luminaires | Case Lighting | Vertical Refrigerated Case Luminaires | Standard | FALSE | [9 empty] | 9/11/2014 12:00:00 AM | Not Dimmable | Not Dimmable | Not Yet Verified |  |  | 480 | 54 | 7.2 |  |  | 3500 | 80
P32YZTAH | Q-Technology Inc. | Quanta ProStar | 5165-24-C-Q - 120V Only | Indoor Luminaires | Case Lighting | Vertical Refrigerated Case Luminaires | Standard | FALSE | [9 empty] | 9/11/2014 12:00:00 AM | Not Dimmable | Not Dimmable | Not Yet Verified |  |  | 1018 | 54 | 14.4 |  |  | 3500 | 80
PM4D3KFJ | Q-Technology Inc. | Quanta ProStar | 5165-24-L-Q-50 - 120V Only | Indoor Luminaires | Case Lighting | Vertical Refrigerated Case Luminaires | Standard | FALSE | [9 empty] | 9/11/2014 12:00:00 AM | Not Dimmable | Not Dimmable | Not Yet Verified |  |  | 509 | 54 | 7.2 |  |  | 5000 | 80
P55GSPR3 | Q-Technology Inc. | Quanta ProStar | 5165-24-R-Q-50 - 120V Only | Indoor Luminaires | Case Lighting | Vertical Refrigerated Case Luminaires | Standard | FALSE | [9 empty] | 9/11/2014 12:00:00 AM | Not Dimmable | Not Dimmable | Not Yet Verified |  |  | 509 | 54 | 7.2 |  |  | 5000 | 80
PHCF9W3Q | Q-Technology Inc. | Quanta ProStar | 6165-24-C-Q - 120V Only | Indoor Luminaires | Case Lighting | Vertical Refrigerated Case Luminaires | Standard | FALSE | [9 empty] | 10/23/2014 12:00:00 AM | Not Dimmable | Not Dimmable | Not Yet Verified |  |  | 1221 | 54 | 17.3 |  |  | 3500 | 80
P9R5FXYJ | Q-Technology Inc. | Quanta ProStar | 6165-24-R-Q-35 - 120V Only | Indoor Luminaires | Case Lighting | Vertical Refrigerated Case Luminaires | Standard | FALSE | [9 empty] | 10/23/2014 12:00:00 AM | Not Dimmable | Not Dimmable | Not Yet Verified |  |  | 576 | 54 | 8.7 |  |  | 3500 | 80
PSQTVSVC | Q-Technology Inc. | Quanta ProStar | 6165-24-C-Q-50 - 120V Only | Indoor Luminaires | Case Lighting | Vertical Refrigerated Case Luminaires | Standard | FALSE | [9 empty] | 10/23/2014 12:00:00 AM | Not Dimmable | Not Dimmable | Not Yet Verified |  |  | 1320 | 54 | 17.3 |  |  | 5000 | 80
P000016YP | Q-Technology Inc. | CrossFire / StarFire | 3130-120-UC-2-P-50 | Indoor Luminaires | Case Lighting | Horizontal Refrigerated Case Luminaires | Standard | TRUE | 3891 | 97.6 | 11.78 | 9.1 | 0.995 | 4929 | 84.7 | 5 |  | 8/21/2014 12:00:00 AM | Not Yet Verified | Not Yet Verified | Not Yet Verified |  | 2.1 | [5 empty] | 5000
P000016YO | Q-Technology Inc. | CrossFire / StarFire | 3130-120-UC-2-P-35 | Indoor Luminaires | Case Lighting | Horizontal Refrigerated Case Luminaires | Standard | TRUE | 1068 | 90.4 | 11.81 | 9.06 | 0.995 | 3539 | 84.4 | 5 |  | 8/21/2014 12:00:00 AM | Not Yet Verified | Not Yet Verified | Not Yet Verified |  | 2.1 | [5 empty] | 3500
P000016YX | Q-Technology Inc. | CrossFire / StarFire | 3130-120-UC-2-P-B-41-A | Indoor Luminaires | Case Lighting | Horizontal Refrigerated Case Luminaires | Standard | FALSE | [9 empty] | 8/21/2014 12:00:00 AM | Not Yet Verified | Not Yet Verified | Not Yet Verified |  |  | 1133 | 80 | 14.2 |  |  | 4100 | 80
P000016Z6 | Q-Technology Inc. | CrossFire / StarFire | 4130-120-UC-2-P-B-50 | Indoor Luminaires | Case Lighting | Horizontal Refrigerated Case Luminaires | Standard | FALSE | [9 empty] | 8/21/2014 12:00:00 AM | Not Yet Verified | Not Yet Verified | Not Yet Verified |  |  | 1530 | 80 | 19 |  |  | 5000 | 80
P000016YY | Q-Technology Inc. | CrossFire / StarFire | 3130-120-UC-2-P-B-35 | Indoor Luminaires | Case Lighting | Horizontal Refrigerated Case Luminaires | Standard | FALSE | [9 empty] | 8/21/2014 12:00:00 AM | Not Yet Verified | Not Yet Verified | Not Yet Verified |  |  | 1100 | 80 | 14.2 |  |  | 3500 | 80
P000016Z8 | Q-Technology Inc. | CrossFire / StarFire | 4130-120-UC-2-P-B-41 | Indoor Luminaires | Case Lighting | Horizontal Refrigerated Case Luminaires | Standard | FALSE | [9 empty] | 8/21/2014 12:00:00 AM | Not Yet Verified | Not Yet Verified | Not Yet Verified |  |  | 1493 | 80 | 19 |  |  | 4100 | 80
P000016Z4 | Q-Technology Inc. | CrossFire / StarFire | 4130-120-UC-2-P-35 | Indoor Luminaires | Case Lighting | Horizontal Refrigerated Case Luminaires | Standard | FALSE | [9 empty] | 8/21/2014 12:00:00 AM | Not Yet Verified | Not Yet Verified | Not Yet Verified |  |  | 1450 | 80 | 19 |  |  | 3500 | 80
P000016YR | Q-Technology Inc. | CrossFire / StarFire | 3130-120-UC-2-P-41 | Indoor Luminaires | Case Lighting | Horizontal Refrigerated Case Luminaires | Standard | FALSE | [9 empty] | 8/21/2014 12:00:00 AM | Not Yet Verified | Not Yet Verified | Not Yet Verified |  |  | 1133 | 80 | 14.2 |  |  | 4100 | 80
P000016YT | Q-Technology Inc. | CrossFire / StarFire | 3130-120-UC-2-P-35-A | Indoor Luminaires | Case Lighting | Horizontal Refrigerated Case Luminaires | Standard | FALSE | [9 empty] | 8/21/2014 12:00:00 AM | Not Yet Verified | Not Yet Verified | Not Yet Verified |  |  | 1100 | 80 | 14.2 |  |  | 3500 | 80
P000016YV | Q-Technology Inc. | CrossFire / StarFire | 3130-120-UC-2-P-B-50-A | Indoor Luminaires | Case Lighting | Horizontal Refrigerated Case Luminaires | Standard | FALSE | [9 empty] | 8/21/2014 12:00:00 AM | Not Yet Verified | Not Yet Verified | Not Yet Verified |  |  | 1170 | 80 | 14.2 |  |  | 5000 | 80
P000016YW | Q-Technology Inc. | CrossFire / StarFire | 3130-120-UC-2-P-B-41 | Indoor Luminaires | Case Lighting | Horizontal Refrigerated Case Luminaires | Standard | FALSE | [9 empty] | 8/21/2014 12:00:00 AM | Not Yet Verified | Not Yet Verified | Not Yet Verified |  |  | 1133 | 80 | 14.2 |  |  | 4100 | 80
P000016Z0 | Q-Technology Inc. | CrossFire / StarFire | 4130-120-UC-2-P-50 | Indoor Luminaires | Case Lighting | Horizontal Refrigerated Case Luminaires | Standard | FALSE | [9 empty] | 8/21/2014 12:00:00 AM | Not Yet Verified | Not Yet Verified | Not Yet Verified |  |  | 1530 | 80 | 19 |  |  | 5000 | 80
P000016Z2 | Q-Technology Inc. | CrossFire / StarFire | 4130-120-UC-2-P-41 | Indoor Luminaires | Case Lighting | Horizontal Refrigerated Case Luminaires | Standard | FALSE | [9 empty] | 8/21/2014 12:00:00 AM | Not Yet Verified | Not Yet Verified | Not Yet Verified |  |  | 1493 | 80 | 19 |  |  | 4100 | 80
P000016Z7 | Q-Technology Inc. | CrossFire / StarFire | 4130-120-UC-2-P-B-50-A | Indoor Luminaires | Case Lighting | Horizontal Refrigerated Case Luminaires | Standard | FALSE | [9 empty] | 8/21/2014 12:00:00 AM | Not Yet Verified | Not Yet Verified | Not Yet Verified |  |  | 1530 | 80 | 19 |  |  | 5000 | 80
P000016Z9 | Q-Technology Inc. | CrossFire / StarFire | 4130-120-UC-2-P-B-41-A | Indoor Luminaires | Case Lighting | Horizontal Refrigerated Case Luminaires | Standard | FALSE | [9 empty] | 8/21/2014 12:00:00 AM | Not Yet Verified | Not Yet Verified | Not Yet Verified |  |  | 1493 | 80 | 19 |  |  | 4100 | 80
P000016YQ | Q-Technology Inc. | CrossFire / StarFire | 3130-120-UC-2-P-50-A | Indoor Luminaires | Case Lighting | Horizontal Refrigerated Case Luminaires | Standard | FALSE | [9 empty] | 8/21/2014 12:00:00 AM | Not Yet Verified | Not Yet Verified | Not Yet Verified |  |  | 1170 | 80 | 14.2 |  |  | 5000 | 80
P000016YS | Q-Technology Inc. | CrossFire / StarFire | 3130-120-UC-2-P-41-A | Indoor Luminaires | Case Lighting | Horizontal Refrigerated Case Luminaires | Standard | FALSE | [9 empty] | 8/21/2014 12:00:00 AM | Not Yet Verified | Not Yet Verified | Not Yet Verified |  |  | 1133 | 80 | 14.2 |  |  | 4100 | 80
P000016YU | Q-Technology Inc. | CrossFire / StarFire | 3130-120-UC-2-P-B-50 | Indoor Luminaires | Case Lighting | Horizontal Refrigerated Case Luminaires | Standard | FALSE | [9 empty] | 8/21/2014 12:00:00 AM | Not Yet Verified | Not Yet Verified | Not Yet Verified |  |  | 1170 | 80 | 14.2 |  |  | 5000 | 80
P000016YZ | Q-Technology Inc. | CrossFire / StarFire | 3130-120-UC-2-P-B-35-A | Indoor Luminaires | Case Lighting | Horizontal Refrigerated Case Luminaires | Standard | FALSE | [9 empty] | 8/21/2014 12:00:00 AM | Not Yet Verified | Not Yet Verified | Not Yet Verified |  |  | 1100 | 80 | 14.2 |  |  | 3500 | 80
P000016Z1 | Q-Technology Inc. | CrossFire / StarFire | 4130-120-UC-2-P-50-A | Indoor Luminaires | Case Lighting | Horizontal Refrigerated Case Luminaires | Standard | FALSE | [9 empty] | 8/21/2014 12:00:00 AM | Not Yet Verified | Not Yet Verified | Not Yet Verified |  |  | 1530 | 80 | 19 |  |  | 5000 | 80
P000016Z3 | Q-Technology Inc. | CrossFire / StarFire | 4130-120-UC-2-P-41-A | Indoor Luminaires | Case Lighting | Horizontal Refrigerated Case Luminaires | Standard | FALSE | [9 empty] | 8/21/2014 12:00:00 AM | Not Yet Verified | Not Yet Verified | Not Yet Verified |  |  | 1493 | 80 | 19 |  |  | 4100 | 80
P000016Z5 | Q-Technology Inc. | CrossFire / StarFire | 4130-120-UC-2-P-35-A | Indoor Luminaires | Case Lighting | Horizontal Refrigerated Case Luminaires | Standard | FALSE | [9 empty] | 8/21/2014 12:00:00 AM | Not Yet Verified | Not Yet Verified | Not Yet Verified |  |  | 1450 | 80 | 19 |  |  | 3500 | 80
P000016ZA | Q-Technology Inc. | CrossFire / StarFire | 4130-120-UC-2-P-B-35 | Indoor Luminaires | Case Lighting | Horizontal Refrigerated Case Luminaires | Standard | FALSE | [9 empty] | 8/21/2014 12:00:00 AM | Not Yet Verified | Not Yet Verified | Not Yet Verified |  |  | 1450 | 80 | 19 |  |  | 3500 | 80
P000016ZB | Q-Technology Inc. | CrossFire / StarFire | 4130-120-UC-2-P-B-35-A | Indoor Luminaires | Case Lighting | Horizontal Refrigerated Case Luminaires | Standard | FALSE | [9 empty] | 8/21/2014 12:00:00 AM | Not Yet Verified | Not Yet Verified | Not Yet Verified |  |  | 1450 | 80 | 19 |  |  | 3500 | 80
P000016XN | Q-Technology Inc. | CrossFire / StarFire | 5160-120-CP-[blank and Q options]-35 | Indoor Luminaires | Case Lighting | Vertical Refrigerated Case Luminaires | Standard | TRUE | 1104 | 84 | 13.15 | 13.9 | 0.988 | 3621 | 85 | 5 | 75000 | 11/8/2010 12:00:00 AM | Not Yet Verified | Not Yet Verified | Not Yet Verified |  | 2.1 |  |  | 14.9 |  | 0.997 | 3500 | 80
P000016XO | Q-Technology Inc. | CrossFire / StarFire | 5160-120-LP-[blank and Q options]-35 | Indoor Luminaires | Case Lighting | Vertical Refrigerated Case Luminaires | Standard | TRUE | 518.5 | 78.8 | 6.577 | 12.9 | 0.989 | 3618 | 85 | 5 | 75000 | 11/8/2010 12:00:00 AM | Not Yet Verified | Not Yet Verified | Not Yet Verified |  | 2.1 |  |  | 7.5 |  | 0.997 | 3500 | 80
P000016YG | Q-Technology Inc. | CrossFire / StarFire | 5160-120-CP-[blank and Q options]-50 | Indoor Luminaires | Case Lighting | Vertical Refrigerated Case Luminaires | Standard | TRUE | 1167 | 88.8 | 13.15 | 13.6 | 0.988 | 5083 | 86 | 5 | 75000 | 3/13/2014 12:00:00 AM | Not Yet Verified | Not Yet Verified | Not Yet Verified |  | 2.1
P000016YF | Q-Technology Inc. | CrossFire / StarFire | 5160-120-LP-[blank and Q options]-50 | Indoor Luminaires | Case Lighting | Vertical Refrigerated Case Luminaires | Standard | TRUE | 559.2 | 85.1 | 6.571 | 13.5 | 0.988 | 5092 | 86 | 5 | 75000 | 3/13/2014 12:00:00 AM | Not Yet Verified | Not Yet Verified | Not Yet Verified |  | 2.1
P000016XK | Q-Technology Inc. | CrossFire / StarFire | 4160-120-RP-[blank and Q options]-35 | Indoor Luminaires | Case Lighting | Vertical Refrigerated Case Luminaires | Standard | FALSE | [9 empty] | 11/8/2010 12:00:00 AM | Not Yet Verified | Not Yet Verified | Not Yet Verified |  |  | 400 | 75 | 7.6 |  |  | 3500 | 80
P000016XU | Q-Technology Inc. | CrossFire / StarFire | 6160-120-LP-[blank and Q options]-41 | Indoor Luminaires | Case Lighting | Vertical Refrigerated Case Luminaires | Standard | FALSE | [9 empty] | 11/8/2010 12:00:00 AM | Not Yet Verified | Not Yet Verified | Not Yet Verified |  |  | 628 | 75 | 9 |  |  | 4100 | 80
P000016XP | Q-Technology Inc. | CrossFire / StarFire | 5160-120-RP-[blank and Q options]-35 | Indoor Luminaires | Case Lighting | Vertical Refrigerated Case Luminaires | Standard | FALSE | [9 empty] | 11/8/2010 12:00:00 AM | Not Yet Verified | Not Yet Verified | Not Yet Verified |  |  | 510 | 75 | 7.7 |  |  | 3500 | 80
P000016XQ | Q-Technology Inc. | CrossFire / StarFire | 5160-120-RP-[blank and Q options]-41 | Indoor Luminaires | Case Lighting | Vertical Refrigerated Case Luminaires | Standard | FALSE | [9 empty] | 11/8/2010 12:00:00 AM | Not Yet Verified | Not Yet Verified | Not Yet Verified |  |  | 525 | 75 | 7.7 |  |  | 4100 | 80
P000016Y8 | Q-Technology Inc. | CrossFire / StarFire | 4160-120-CP-[blank and Q options]-41 | Indoor Luminaires | Case Lighting | Vertical Refrigerated Case Luminaires | Standard | FALSE | [9 empty] | 11/8/2010 12:00:00 AM | Not Yet Verified | Not Yet Verified | Not Yet Verified |  |  | 900 | 75 | 15.3 |  |  | 4100 | 80
P000016YK | Q-Technology Inc. | CrossFire / StarFire | 5160-120-RP-[blank and Q options]-50 | Indoor Luminaires | Case Lighting | Vertical Refrigerated Case Luminaires | Standard | FALSE | [9 empty] | 3/13/2014 12:00:00 AM | Not Yet Verified | Not Yet Verified | Not Yet Verified |  |  | 567 | 75 | 7.7 |  |  | 5000 | 80
P000016YJ | Q-Technology Inc. | CrossFire / StarFire | 4160-120-CP-[blank and Q options]-50 | Indoor Luminaires | Case Lighting | Vertical Refrigerated Case Luminaires | Standard | FALSE | [9 empty] | 3/13/2014 12:00:00 AM | Not Yet Verified | Not Yet Verified | Not Yet Verified |  |  | 975 | 75 | 15.3 |  |  | 5000 | 80
P000016YL | Q-Technology Inc. | CrossFire / StarFire | 6160-120-LP-[blank and Q options]-50 | Indoor Luminaires | Case Lighting | Vertical Refrigerated Case Luminaires | Standard | FALSE | [9 empty] | 3/13/2014 12:00:00 AM | Not Yet Verified | Not Yet Verified | Not Yet Verified |  |  | 678 | 75 | 9 |  |  | 5000 | 80
P000016YN | Q-Technology Inc. | CrossFire / StarFire | 6160-120-RP-[blank and Q options]-50 | Indoor Luminaires | Case Lighting | Vertical Refrigerated Case Luminaires | Standard | FALSE | [9 empty] | 3/13/2014 12:00:00 AM | Not Yet Verified | Not Yet Verified | Not Yet Verified |  |  | 678 | 75 | 9 |  |  | 5000 | 80
P000016Y7 | Q-Technology Inc. | CrossFire / StarFire | 6160-120-CP-[blank and Q options]-41 | Indoor Luminaires | Case Lighting | Vertical Refrigerated Case Luminaires | Standard | FALSE | [9 empty] | 11/8/2010 12:00:00 AM | Not Yet Verified | Not Yet Verified | Not Yet Verified |  |  | 1350 | 75 | 18 |  |  | 4100 | 80
P000016XL | Q-Technology Inc. | CrossFire / StarFire | 4160-120-RP-[blank and Q options]-41 | Indoor Luminaires | Case Lighting | Vertical Refrigerated Case Luminaires | Standard | FALSE | [9 empty] | 11/8/2010 12:00:00 AM | Not Yet Verified | Not Yet Verified | Not Yet Verified |  |  | 412 | 75 | 7.6 |  |  | 4100 | 80
P000016XM | Q-Technology Inc. | CrossFire / StarFire | 4160-120-LP-[blank and Q options]-41 | Indoor Luminaires | Case Lighting | Vertical Refrigerated Case Luminaires | Standard | FALSE | [9 empty] | 11/8/2010 12:00:00 AM | Not Yet Verified | Not Yet Verified | Not Yet Verified |  |  | 412 | 75 | 7.6 |  |  | 4100 | 80
P000016XI | Q-Technology Inc. | CrossFire / StarFire | 4160-120-CP-[blank and Q options]-35 | Indoor Luminaires | Case Lighting | Vertical Refrigerated Case Luminaires | Standard | FALSE | [9 empty] | 11/8/2010 12:00:00 AM | Not Yet Verified | Not Yet Verified | Not Yet Verified |  |  | 880 | 75 | 15.3 |  | 0.997 | 3500 | 80
P000016YA | Q-Technology Inc. | CrossFire / StarFire | 6160-120-RP-[blank and Q options]-35 | Indoor Luminaires | Case Lighting | Vertical Refrigerated Case Luminaires | Standard | FALSE | [9 empty] | 11/8/2010 12:00:00 AM | Not Yet Verified | Not Yet Verified | Not Yet Verified |  |  | 610 | 75 | 9 |  |  | 3500 | 80
P000016YB | Q-Technology Inc. | CrossFire / StarFire | 6160-120-RP-[blank and Q options]-41 | Indoor Luminaires | Case Lighting | Vertical Refrigerated Case Luminaires | Standard | FALSE | [9 empty] | 11/8/2010 12:00:00 AM | Not Yet Verified | Not Yet Verified | Not Yet Verified |  |  | 628 | 75 | 9 |  |  | 4100 | 80
P000016XJ | Q-Technology Inc. | CrossFire / StarFire | 4160-120-LP-[blank and Q options]-35 | Indoor Luminaires | Case Lighting | Vertical Refrigerated Case Luminaires | Standard | FALSE | [9 empty] | 11/8/2010 12:00:00 AM | Not Yet Verified | Not Yet Verified | Not Yet Verified |  |  | 400 | 75 | 7.6 |  | 1 | 3500 | 81.9
P000016XT | Q-Technology Inc. | CrossFire / StarFire | 6160-120-LP-[blank and Q options]-35 | Indoor Luminaires | Case Lighting | Vertical Refrigerated Case Luminaires | Standard | FALSE | [9 empty] | 11/8/2010 12:00:00 AM | Not Yet Verified | Not Yet Verified | Not Yet Verified |  |  | 610 | 75 | 9 |  | 0.997 | 3500 | 80
P000016YH | Q-Technology Inc. | CrossFire / StarFire | 4160-120-RP-[blank and Q options]-50 | Indoor Luminaires | Case Lighting | Vertical Refrigerated Case Luminaires | Standard | FALSE | [9 empty] | 3/13/2014 12:00:00 AM | Not Yet Verified | Not Yet Verified | Not Yet Verified |  |  | 440 | 75 | 7.6 |  |  | 5000 | 80
P000016YM | Q-Technology Inc. | CrossFire / StarFire | 6160-120-CP-[blank and Q options]-50 | Indoor Luminaires | Case Lighting | Vertical Refrigerated Case Luminaires | Standard | FALSE | [9 empty] | 3/13/2014 12:00:00 AM | Not Yet Verified | Not Yet Verified | Not Yet Verified |  |  | 1450 | 75 | 18 |  |  | 5000 | 80
P000016Y9 | Q-Technology Inc. | CrossFire / StarFire | 5160-120-CP-[blank and Q options]-41 | Indoor Luminaires | Case Lighting | Vertical Refrigerated Case Luminaires | Standard | FALSE | [9 empty] | 11/8/2010 12:00:00 AM | Not Yet Verified | Not Yet Verified | Not Yet Verified |  |  | 1130 | 75 | 14.9 |  |  | 4100 | 80
P000016YI | Q-Technology Inc. | CrossFire / StarFire | 4160-120-LP-[blank and Q options]-50 | Indoor Luminaires | Case Lighting | Vertical Refrigerated Case Luminaires | Standard | FALSE | [9 empty] | 3/13/2014 12:00:00 AM | Not Yet Verified | Not Yet Verified | Not Yet Verified |  |  | 440 | 75 | 7.6 |  |  | 5000 | 80
P000016XR | Q-Technology Inc. | CrossFire / StarFire | 5160-120-LP-[blank and Q options]-41 | Indoor Luminaires | Case Lighting | Vertical Refrigerated Case Luminaires | Standard | FALSE | [9 empty] | 11/8/2010 12:00:00 AM | Not Yet Verified | Not Yet Verified | Not Yet Verified |  |  | 525 | 75 | 7.7 |  |  | 4100 | 80
P000016XS | Q-Technology Inc. | CrossFire / StarFire | 6160-120-CP-[blank and Q options]-35 | Indoor Luminaires | Case Lighting | Vertical Refrigerated Case Luminaires | Standard | FALSE | [9 empty] | 11/8/2010 12:00:00 AM | Not Yet Verified | Not Yet Verified | Not Yet Verified |  |  | 1320 | 75 | 18 |  | 0.997 | 3500 | 80
P000016Y4 | Q-Technology Inc. | CrossFire / StarFire | 3130-120-UN-P-35-[blank and A options] | Indoor Luminaires | Case Lighting | Horizontal Refrigerated Case Luminaires | Standard | TRUE | 426 | 84.7 | 5.029 | 16 | 0.981 | 3536 | 84 | 5 | 50000 | 11/21/2011 12:00:00 AM | Not Yet Verified | Not Yet Verified | Not Yet Verified |  | 2.1 |  |  | 6.3 |  | 0.995 | 3500 | 80
P000016Y6 | Q-Technology Inc. | CrossFire / StarFire | 3130-120-UN-P-50-[blank and A options] | Indoor Luminaires | Case Lighting | Horizontal Refrigerated Case Luminaires | Standard | TRUE | 452 | 89.7 | 5.044 | 15.7 | 0.982 | 4915 | 84 | 5 | 50000 | 11/21/2011 12:00:00 AM | Not Yet Verified | Not Yet Verified | Not Yet Verified |  | 2.1 | [5 empty] | 5000
P000016XV | Q-Technology Inc. | CrossFire / StarFire | 4130-120-UN-P-35-[blank and A options] | Indoor Luminaires | Case Lighting | Horizontal Refrigerated Case Luminaires | Standard | FALSE | [9 empty] | 11/21/2011 12:00:00 AM | Not Yet Verified | Not Yet Verified | Not Yet Verified |  |  | 560 | 80 | 8.4 |  | 0.995 | 3500 | 80
P000016XW | Q-Technology Inc. | CrossFire / StarFire | 4130-120-UN-P-41-[blank and A options] | Indoor Luminaires | Case Lighting | Horizontal Refrigerated Case Luminaires | Standard | FALSE | [9 empty] | 11/21/2011 12:00:00 AM | Not Yet Verified | Not Yet Verified | Not Yet Verified |  |  | 581 | 80 | 8.4 |  |  | 4100 | 80
P000016Y5 | Q-Technology Inc. | CrossFire / StarFire | 3130-120-UN-P-41-[blank and A options] | Indoor Luminaires | Case Lighting | Horizontal Refrigerated Case Luminaires | Standard | FALSE | [9 empty] | 11/21/2011 12:00:00 AM | Not Yet Verified | Not Yet Verified | Not Yet Verified |  |  | 436 | 80 |  |  |  | 4100 | 80
P000016XX | Q-Technology Inc. | CrossFire / StarFire | 4130-120-UN-P-50-[blank and A options] | Indoor Luminaires | Case Lighting | Horizontal Refrigerated Case Luminaires | Standard | FALSE | [9 empty] | 11/21/2011 12:00:00 AM | Not Yet Verified | Not Yet Verified | Not Yet Verified |  |  | 605 | 80 | 8.4 |  |  | 5000 | 80
PXPZA9ZN | Sarin Energy Inc. | SES | SES-CL5FT-3000-32 | Indoor Luminaires | Case Lighting | Vertical Refrigerated Case Luminaires | Standard | TRUE | 3315.7 | 98.28 | 33.74 | 12.1 | 0.9064 | 3109 | 83.1 | 5 | 50000 | 9/7/2016 12:00:00 AM | Not Dimmable | Not Dimmable | No | Center and End-Mounted | 3 | 3315.7 | 98.28 | 33.74 | 12.1 | 0.9064 | 3000 | 83.1
PMGMK8U7 | Sarin Energy Inc. | SES | SES-CL5FT-5000-32 | Indoor Luminaires | Case Lighting | Vertical Refrigerated Case Luminaires | Standard | FALSE | [9 empty] | 9/7/2016 12:00:00 AM | Not Dimmable | Not Dimmable | No | Center and End-Mounted |  | 4196 | 125.47 | 33.44 | 14.6 | 0.9102 | 5000 | 84.4
PPN8Y214 | Sarin Energy Inc. | SES | SES-CL5FT-4000-32 | Indoor Luminaires | Case Lighting | Vertical Refrigerated Case Luminaires | Standard | FALSE | [9 empty] | 9/7/2016 12:00:00 AM | Not Dimmable | Not Dimmable | No | Center and End-Mounted |  | 3315.7 | 98.28 | 33.74 | 12.1 | 0.9064 | 4000 | 83.1
PJ1Y9R42 | Sarin Energy Inc. | SES | SES-CL6FT-3000-40 | Indoor Luminaires | Case Lighting | Vertical Refrigerated Case Luminaires | Standard | TRUE | 3315.7 | 98.28 | 33.74 | 12.1 | 0.9064 | 3109 | 83.1 | 5 | 50000 | 9/7/2016 12:00:00 AM | Not Dimmable | Not Dimmable | No | Center and End-mounted | 3 | 4506 | 113.01 | 39.87 | 15.1 | 0.9012 | 3000 | 83.3
PJ8KW8YK | Sarin Energy Inc. | SES | SES-CL6FT-4000-40 | Indoor Luminaires | Case Lighting | Vertical Refrigerated Case Luminaires | Standard | FALSE | [9 empty] | 9/7/2016 12:00:00 AM | Not Dimmable | Not Dimmable | No | Center and End-mounted |  | 4506 | 113.01 | 39.87 | 15.1 | 0.9012 | 4000 | 83.3
PMMDC9RW | Sarin Energy Inc. | SES | SES-CL6FT-5000-40 | Indoor Luminaires | Case Lighting | Vertical Refrigerated Case Luminaires | Standard | FALSE | [9 empty] | 9/7/2016 12:00:00 AM | Not Dimmable | Not Dimmable | No | Center and End-mounted |  | 4783 | 123.66 | 38.68 | 15 | 0.9033 | 5000 | 84.4
PB8GF8MC | Sarin Energy Inc. | SES | SES-5FTCL-3000-32 | Indoor Luminaires | Case Lighting | Vertical Refrigerated Case Luminaires | Standard | TRUE | 3315.7 | 98.28 | 33.74 | 12.1 | 0.9064 | 3109 | 83.1 | 5 | 50000 | 2/26/2016 12:00:00 AM | Not Dimmable | Not Dimmable | No | Center and End-Mounted | 3 | 3315.7 | 98.28 | 33.74 | 12.1 | 0.9064 | 3000 | 83.1
PRK27A47 | Sarin Energy Inc. | SES | SES-5FTCL-5000-32 | Indoor Luminaires | Case Lighting | Vertical Refrigerated Case Luminaires | Standard | FALSE | [9 empty] | 2/26/2016 12:00:00 AM | Not Dimmable | Not Dimmable | No | Center and End-Mounted |  | 4196 | 125.47 | 33.44 | 14.6 | 0.9102 | 5000 | 84.4
PC8XDXYW | Sarin Energy Inc. | SES | SES-5FTCL-4000-32 | Indoor Luminaires | Case Lighting | Vertical Refrigerated Case Luminaires | Standard | FALSE | [9 empty] | 2/26/2016 12:00:00 AM | Not Dimmable | Not Dimmable | No | Center and End-Mounted |  | 3315.7 | 98.28 | 33.74 | 12.1 | 0.9064 | 4000 | 83.1
PJ1P2R93 | Sarin Energy Inc. | SES | SES-6FTCL-3000-40 | Indoor Luminaires | Case Lighting | Vertical Refrigerated Case Luminaires | Standard | TRUE | 3315.7 | 98.28 | 33.74 | 12.1 | 0.9064 | 3109 | 83.1 | 5 | 50000 | 2/26/2016 12:00:00 AM | Not Dimmable | Not Dimmable | No | Center and End-mounted | 3 | 4506 | 113.01 | 39.87 | 15.1 | 0.9012 | 3000 | 83.3
PNSUK5JX | Sarin Energy Inc. | SES | SES-6FTCL-4000-40 | Indoor Luminaires | Case Lighting | Vertical Refrigerated Case Luminaires | Standard | FALSE | [9 empty] | 2/26/2016 12:00:00 AM | Not Dimmable | Not Dimmable | No | Center and End-mounted |  | 4506 | 113.01 | 39.87 | 15.1 | 0.9012 | 4000 | 83.3
PXP96UH4 | Sarin Energy Inc. | SES | SES-6FTCL-5000-40 | Indoor Luminaires | Case Lighting | Vertical Refrigerated Case Luminaires | Standard | FALSE | [9 empty] | 2/26/2016 12:00:00 AM | Not Dimmable | Not Dimmable | No | Center and End-mounted |  | 4783 | 123.66 | 38.68 | 15 | 0.9033 | 5000 | 84.4
P000018JN | Savenergy Inc | SavEnergy | SM210CS | Indoor Luminaires | Case Lighting | Horizontal Refrigerated Case Luminaires | Standard | TRUE | 949.75 | 94.98 | 10 | 13.477 | 0.959 | 3156 | 86.5 | 5 |  | 12/12/2012 12:00:00 AM | Not Yet Verified | Not Yet Verified | Not Yet Verified |  | 1.7 | 900 | 70 | 10 |  | 0.9 | 3000 | 80
P000018JU | Savenergy Inc | Savenergy Inc. | JHA-215WL4A5 | Indoor Luminaires | Case Lighting | Horizontal Refrigerated Case Luminaires | Standard | TRUE | 902.98 | 58.83 | 15.35 | 18.15 | 0.9046 | 3650 | 86.5 | 5 |  | 11/28/2011 12:00:00 AM | Not Yet Verified | Not Yet Verified | Not Yet Verified |  | 1.6 | 900 | 45 | 15 |  | 0.9 | 3500 | 80
P000018JV | Savenergy Inc | Savenergy Inc. | JHA-215WL4A5 | Indoor Luminaires | Case Lighting | Vertical Refrigerated Case Luminaires | Standard | TRUE | 902.98 | 58.83 | 15.35 | 18.15 | 0.9046 | 3650 | 86.5 | 5 |  | 11/28/2011 12:00:00 AM | Not Yet Verified | Not Yet Verified | Not Yet Verified |  | 1.6 | 900 | 45 | 15 |  | 0.9 | 3500 | 80
P000018JW | Savenergy Inc | Savenergy Inc. | JHA-315WL4A5 | Indoor Luminaires | Case Lighting | Horizontal Refrigerated Case Luminaires | Standard | TRUE | 927.74 | 59.82 | 15.51 | 18.39 | 0.9089 | 3631 | 86.7 | 5 |  | 11/28/2011 12:00:00 AM | Not Yet Verified | Not Yet Verified | Not Yet Verified |  | 1.6 | 900 | 45 | 15 |  | 0.9 | 3500 | 80
P000018JX | Savenergy Inc | Savenergy Inc. | JHA-315WL4A5 | Indoor Luminaires | Case Lighting | Vertical Refrigerated Case Luminaires | Standard | TRUE | 927.74 | 59.82 | 15.51 | 18.39 | 0.9089 | 3631 | 86.7 | 5 |  | 11/28/2011 12:00:00 AM | Not Yet Verified | Not Yet Verified | Not Yet Verified |  | 1.6 | 900 | 45 | 15 |  | 0.9 | 3500 | 80
P000018JY | Savenergy Inc | Savenergy Inc. | JHA-418WL4A5 | Indoor Luminaires | Case Lighting | Horizontal Refrigerated Case Luminaires | Standard | TRUE | 1018.9 | 57.83 | 17.62 | 16.22 | 0.9241 | 3606 | 86.3 | 5 |  | 11/28/2011 12:00:00 AM | Not Yet Verified | Not Yet Verified | Not Yet Verified |  | 1.6 | 900 | 45 | 18 |  | 0.9 | 3500 | 80
P000018JZ | Savenergy Inc | Savenergy Inc. | JHA-418WL4A5 | Indoor Luminaires | Case Lighting | Vertical Refrigerated Case Luminaires | Standard | TRUE | 1018.9 | 57.83 | 17.62 | 16.22 | 0.9241 | 3606 | 86.3 | 5 |  | 11/28/2011 12:00:00 AM | Not Yet Verified | Not Yet Verified | Not Yet Verified |  | 1.6 | 900 | 45 | 18 |  | 0.9 | 3500 | 80
P000018K0 | Savenergy Inc | Savenergy Inc. | SM310CS | Indoor Luminaires | Case Lighting | Horizontal Refrigerated Case Luminaires | Standard | TRUE | 911.23 | 92.51 | 9.85 | 14.83 | 0.937 | 3187 | 87.3 | 5 |  | 12/7/2012 12:00:00 AM | Not Yet Verified | Not Yet Verified | Not Yet Verified |  | 1.7 | 900 | 90 | 10 |  | 0.9 | 3000 | 80
P000018K1 | Savenergy Inc | Savenergy Inc. | SM417CS | Indoor Luminaires | Case Lighting | Horizontal Refrigerated Case Luminaires | Standard | TRUE | 1600.4 | 96.24 | 16.63 | 16.21 | 0.975 | 3149 | 86.6 | 5 |  | 12/10/2012 12:00:00 AM | Not Yet Verified | Not Yet Verified | Not Yet Verified |  | 1.7 | 1500 | 95 | 15 |  | 0.9 | 3000 | 80
P000018KA | Savenergy Inc | SavEnergy | SM417CTS | Indoor Luminaires | Case Lighting | Horizontal Refrigerated Case Luminaires | Standard | TRUE | 1898 | 109.21 | 17.38 | 15.5 | 0.91 | 3100 | 81 | 5 |  | 1/23/2014 12:00:00 AM | Not Yet Verified | Not Yet Verified | Not Yet Verified |  | 2.1 | 1500 | 100 | 17 | 20 | 0.9 | 3000 | 80
P000018KC | Savenergy Inc | SavEnergy | SM417CTE | Indoor Luminaires | Case Lighting | Horizontal Refrigerated Case Luminaires | Standard | FALSE | [9 empty] | 1/23/2014 12:00:00 AM | Not Yet Verified | Not Yet Verified | Not Yet Verified |  |  | 1986.7 | 113.2 | 17.55 | 18 | 0.98662 | 5299 | 83.4
P000018KB | Savenergy Inc | SavEnergy | SM417CTW | Indoor Luminaires | Case Lighting | Horizontal Refrigerated Case Luminaires | Standard | FALSE | [9 empty] | 1/23/2014 12:00:00 AM | Not Yet Verified | Not Yet Verified | Not Yet Verified |  |  | 1898 | 109 | 17.5 | 16 | 0.9855 | 4000 | 82
P000018KD | Savenergy Inc | SavEnergy | SM520CTS | Indoor Luminaires | Case Lighting | Horizontal Refrigerated Case Luminaires | Standard | TRUE | 2106.8 | 102.42 | 20.57 | 18 | 0.91 | 3075 | 80.7 | 5 |  | 1/23/2014 12:00:00 AM | Not Yet Verified | Not Yet Verified | Not Yet Verified |  | 2.1 | 2000 | 100 | 20 | 20 | 0.9 | 3000 | 80
P000018KF | Savenergy Inc | SavEnergy | SM520CTE | Indoor Luminaires | Case Lighting | Horizontal Refrigerated Case Luminaires | Standard | FALSE | [9 empty] | 1/23/2014 12:00:00 AM | Not Yet Verified | Not Yet Verified | Not Yet Verified |  |  | 2000 | 100 | 20 | 20 | 0.9 | 5000 | 80
P000018KH | Savenergy Inc | SavEnergy | SM412ML | Indoor Luminaires | Case Lighting | Horizontal Refrigerated Case Luminaires | Standard | TRUE | 935.63 | 81.08 | 11.54 | 22.6 | 0.95 | 2862 | 85.2 | 5 |  | 2/25/2014 12:00:00 AM | Not Yet Verified | Not Yet Verified | Not Yet Verified |  | 2.1 | 900 | 80 | 12 | 20 | 0.9 | 2700 | 80
P000018KI | Savenergy Inc | SavEnergy | SM417ML | Indoor Luminaires | Case Lighting | Horizontal Refrigerated Case Luminaires | Standard | TRUE | 1246.7 | 76.06 | 16.39 | 17.7 | 0.97 | 2866 | 85.3 | 5 |  | 2/25/2014 12:00:00 AM | Not Yet Verified | Not Yet Verified | Not Yet Verified |  | 2.1 | 1200 | 75 | 17 | 20 | 0.9 | 2700 | 80
PWJF1R9SZ | Savenergy Inc | SavEnergy | SM210CTS | Indoor Luminaires | Case Lighting | Horizontal Refrigerated Case Luminaires | Standard | TRUE | 1119.2 | 105.29 | 10.63 | 21.3 | 0.9629 | 3085 | 80.8 | 5 |  | 10/31/2014 12:00:00 AM | Not Yet Verified | Not Yet Verified | Not Yet Verified |  | 2.1 | 1119.2 | 105.29 | 10.63 | 21.3 | 0.9629 | 3085 | 80.8
P38P2GK2J | Savenergy Inc | SavEnergy | SM210CTW | Indoor Luminaires | Case Lighting | Horizontal Refrigerated Case Luminaires | Standard | FALSE | [9 empty] | 10/31/2014 12:00:00 AM | Not Yet Verified | Not Yet Verified | Not Yet Verified |  |  | 1100 | 106 | 10 | 20 | 0.96 | 4000 | 80
P2YH4GYAP | Savenergy Inc | SavEnergy | SM210CTE | Indoor Luminaires | Case Lighting | Horizontal Refrigerated Case Luminaires | Standard | FALSE | [9 empty] | 10/31/2014 12:00:00 AM | Not Yet Verified | Not Yet Verified | Not Yet Verified |  |  | 1129.5 | 107.78 | 10.48 | 12.5 | 0.9587 | 5096 | 80.8
PYK9ZZV85 | Savenergy Inc | SavEnergy | SM310CTS | Indoor Luminaires | Case Lighting | Horizontal Refrigerated Case Luminaires | Standard | TRUE | 1153.7 | 107.42 | 10.74 | 20.2 | 0.9655 | 3099 | 81 | 5 |  | 10/31/2014 12:00:00 AM | Not Yet Verified | Not Yet Verified | Not Yet Verified |  | 2.1 | 1153.7 | 107.42 | 10.74 | 20.2 | 0.9655 | 3099 | 81
P000018KR | SCHOTT Gemtron | Polaris | SG-5-35L-RU | Indoor Luminaires | Case Lighting | Vertical Refrigerated Case Luminaires | Standard | TRUE | 362 | 58.3 | 6.21 | 11.8 | 0.985 | 3474 | 89 | 5 | 88000 | 2/11/2014 12:00:00 AM | Not Yet Verified | Not Yet Verified | Not Yet Verified |  | 2.1 |  |  | 7.5 |  |  | 3500 | 85
P000018KN | SCHOTT Gemtron | Polaris | SG-5-35C-RU | Indoor Luminaires | Case Lighting | Vertical Refrigerated Case Luminaires | Standard | TRUE | 697 | 61.7 | 11.3 | 11.8 | 0.985 | 3519 | 89 | 5 | 88000 | 2/11/2014 12:00:00 AM | Not Yet Verified | Not Yet Verified | Not Yet Verified |  | 2.1 |  |  | 15 |  |  | 3500 | 85
P000018KZ | SCHOTT Gemtron | Polaris | SG-6-35C-RU | Indoor Luminaires | Case Lighting | Vertical Refrigerated Case Luminaires | Standard | TRUE | 866 | 51.2 | 16.9 | 11.8 | 0.985 | 3612 | 89 | 5 | 88000 | 2/11/2014 12:00:00 AM | Not Yet Verified | Not Yet Verified | Not Yet Verified |  | 2.1 |  |  | 18 |  |  | 3500 | 85
P000018L3 | SCHOTT Gemtron | Polaris | SG-6-35L-RU | Indoor Luminaires | Case Lighting | Vertical Refrigerated Case Luminaires | Standard | TRUE | 390 | 52.2 | 7.47 | 2.1 | 0.985 | 3542 | 89 | 5 | 88000 | 2/11/2014 12:00:00 AM | Not Yet Verified | Not Yet Verified | Not Yet Verified |  | 2.1 |  |  | 9 |  |  | 3500
P000018LB | SCHOTT Gemtron | Polaris | SG-6-35C-ZZ | Indoor Luminaires | Case Lighting | Vertical Refrigerated Case Luminaires | Standard | TRUE | 1147 | 63.5 | 17.5 | 17.5 | 0.906 | 3416 | 83 | 5 | 92000 | 7/19/2013 12:00:00 AM | Not Yet Verified | Not Yet Verified | Not Yet Verified |  | 2 |  |  | 18 |  |  | 3500 | 85
P000018LE | SCHOTT Gemtron | Polaris | SG-6-35L-ZZ | Indoor Luminaires | Case Lighting | Vertical Refrigerated Case Luminaires | Standard | TRUE | 516 | 63.5 | 8.73 | 7.3 | 0.906 | 3390 | 83 | 5 | 92000 | 7/19/2013 12:00:00 AM | Not Yet Verified | Not Yet Verified | Not Yet Verified |  | 2 |  |  | 9 |  |  | 3500 | 85
P00001EKM | Self Electronics Co.,Ltd | Self | FRIO2-L72-24V 3000K [120V ONLY] | Indoor Luminaires | Case Lighting | Vertical Refrigerated Case Luminaires | Standard | TRUE | 1039.7 | 60.95 | 17.06 | 12 | 0.959 | 3074 | 83.3 | 5 | 50000 | 8/14/2013 12:00:00 AM | Not Yet Verified | Not Yet Verified | Not Yet Verified |  | 2 | 1144 |  | 13 |  |  | 3000 | 85
P00001EKP | Self Electronics Co.,Ltd | Self | FRIO2-L80 -24V 3000K [120V ONLY] | Indoor Luminaires | Case Lighting | Vertical Refrigerated Case Luminaires | Standard | TRUE | 1386.2 | 62.89 | 22.04 | 11.1 | 0.972 | 3093 | 83.1 | 5 | 50000 | 8/14/2013 12:00:00 AM | Not Yet Verified | Not Yet Verified | Not Yet Verified |  | 2 | 1140 |  | 16 |  |  | 3000 | 85
P00001EKY | Self Electronics Co.,Ltd | Self | FRIO2-L36-24V 3000K [120V ONLY] | Indoor Luminaires | Case Lighting | Vertical Refrigerated Case Luminaires | Standard | TRUE | 575.5 | 54.04 | 10.65 | 13 | 0.915 | 3094 | 83.2 | 5 | 50000 | 8/15/2013 12:00:00 AM | Not Yet Verified | Not Yet Verified | Not Yet Verified |  | 2 | 616 |  | 7 |  |  | 3000 | 85
P00001EKS | Self Electronics Co.,Ltd | Self | FRIO2-L40-24V 3000K [120V ONLY] | Indoor Luminaires | Case Lighting | Vertical Refrigerated Case Luminaires | Standard | TRUE | 723.3 | 55.49 | 13.04 | 12.1 | 0.939 | 3081 | 83.1 | 5 | 50000 | 8/16/2013 12:00:00 AM | Not Yet Verified | Not Yet Verified | Not Yet Verified |  | 2 | 792 |  | 9 |  |  | 3000 | 85
P00001EL4 | Self Electronics Co.,Ltd | Self | FRIO2-L96-24V 3000K [120V ONLY] | Indoor Luminaires | Case Lighting | Vertical Refrigerated Case Luminaires | Standard | TRUE | 1583.5 | 64.2 | 24.68 | 10.1 | 0.978 | 3081 | 83.3 | 5 | 50000 | 8/16/2013 12:00:00 AM | Not Yet Verified | Not Yet Verified | Not Yet Verified |  | 2 | 1710 |  | 16 |  |  | 3000 | 85
P00001EL7 | Self Electronics Co.,Ltd | Self | FRIO2-L48-24V 3000K [120V ONLY] | Indoor Luminaires | Case Lighting | Vertical Refrigerated Case Luminaires | Standard | TRUE | 889.4 | 56.81 | 15.66 | 12.2 | 0.955 | 3082 | 83.3 | 5 | 50000 | 8/19/2013 12:00:00 AM | Not Yet Verified | Not Yet Verified | Not Yet Verified |  | 2 | 900 |  | 10 |  |  | 3000 | 85
P5M7RU3R | Self Electronics Co.,Ltd | SELF | COOLED-4927K | Indoor Luminaires | Case Lighting | Horizontal Refrigerated Case Luminaires | Standard | TRUE | 1783.4 | 84.36 | 21.141 | 10.08 | 0.988 | 2801 | 91.7 | 5 | 50000 | 7/22/2016 12:00:00 AM | Not Dimmable | Not Dimmable | No | Qualified with 35 degree beam angle ONLY | 4 | 1800 | 85 | 20 | 10 | 0.9 | 2700 | 90
PKD5HN1K | Self Electronics Co.,Ltd | SELF | COOLED-4935K | Indoor Luminaires | Case Lighting | Horizontal Refrigerated Case Luminaires | Standard | FALSE | [9 empty] | 7/25/2016 12:00:00 AM | Not Dimmable | Not Dimmable | No | Qualified with 35 degree beam angle ONLY |  | 1800 | 85 | 20 | 10 | 0.9 | 3500 | 90
PV3M4WUS | Self Electronics Co.,Ltd | SELF | COOLED-4930K | Indoor Luminaires | Case Lighting | Horizontal Refrigerated Case Luminaires | Standard | FALSE | [9 empty] | 7/25/2016 12:00:00 AM | Not Dimmable | Not Dimmable | No | Qualified with 35 degree beam angle ONLY |  | 1800 | 85 | 20 | 10 | 0.9 | 3000 | 90
PYCVFZAP | Self Electronics Co.,Ltd | SELF | COOLED-4940K | Indoor Luminaires | Case Lighting | Horizontal Refrigerated Case Luminaires | Standard | FALSE | [9 empty] | 7/25/2016 12:00:00 AM | Not Dimmable | Not Dimmable | No | Qualified with 35 degree beam angle ONLY |  | 1800 | 85 | 20 | 10 | 0.9 | 4000 | 90
P279EWR4 | Self Electronics Co.,Ltd | SELF | COOLED-4945K | Indoor Luminaires | Case Lighting | Horizontal Refrigerated Case Luminaires | Standard | FALSE | [9 empty] | 7/25/2016 12:00:00 AM | Not Dimmable | Not Dimmable | No | Qualified with 35 degree beam angle ONLY |  | 1800 | 85 | 20 | 10 | 0.9 | 4500 | 90
P414ZDKN | Self Electronics Co.,Ltd | SELF | COOLED-4950K | Indoor Luminaires | Case Lighting | Horizontal Refrigerated Case Luminaires | Standard | FALSE | [9 empty] | 7/22/2016 12:00:00 AM | Not Dimmable | Not Dimmable | No | Qualified with 35 degree beam angle ONLY |  | 2100 | 100 | 20 | 10 | 0.9 | 5000 | 80
PJMPVQ7Q | Self Electronics Co.,Ltd | Self | FORGE-L3530K [120VAC Only] | Indoor Luminaires | Case Lighting | Horizontal Refrigerated Case Luminaires | Standard | TRUE | 2022.95 | 88.33 | 22.901 | 3.1 | 0.99 | 3064 | 82.25 | 5 | 50000 | 7/20/2016 12:00:00 AM | Not Dimmable | Not Dimmable | No | Updated 7/29/2016 | 4 | 2100 | 100 | 21 | 3.1 | 0.9 | 3000 | 84
PB17VKPP | Self Electronics Co.,Ltd | Self | FORGE-L3535K [120VAC Only] | Indoor Luminaires | Case Lighting | Horizontal Refrigerated Case Luminaires | Standard | FALSE | [9 empty] | 7/20/2016 12:00:00 AM | Not Dimmable | Not Dimmable | No | Updated 7/29/2016 |  | 2100 | 100 | 21 | 3.1 | 0.9 | 3500 | 84
PSXRZA6Y | Self Electronics Co.,Ltd | Self | FORGE-L3540K [120VAC Only] | Indoor Luminaires | Case Lighting | Horizontal Refrigerated Case Luminaires | Standard | FALSE | [9 empty] | 7/20/2016 12:00:00 AM | Not Dimmable | Not Dimmable | No | Updated 7/29/2016 |  | 2100 | 100 | 21 | 3.1 | 0.9 | 4000 | 84
PB2M1HC2 | Self Electronics Co.,Ltd | Self | FORGE-L3550K [120VAC Only] | Indoor Luminaires | Case Lighting | Horizontal Refrigerated Case Luminaires | Standard | FALSE | [9 empty] | 7/20/2016 12:00:00 AM | Not Dimmable | Not Dimmable | No | Updated 7/29/2016 |  | 2100 | 100 | 21 | 3.1 | 0.9 | 5000 | 84
P9Q4FATE | Self Electronics Co.,Ltd | Self | FORGE-L4730K [120VAC Only] | Indoor Luminaires | Case Lighting | Horizontal Refrigerated Case Luminaires | Standard | TRUE | 2580.49 | 88.3 | 29.224 | 2.9 | 1 | 3049 | 82.17 | 5 | 50000 | 7/20/2016 12:00:00 AM | Not Dimmable | Not Dimmable | No | Updated 7/29/2016 | 4 | 2800 | 100 | 28 | 2.9 | 0.9 | 3000 | 84
PA46CNCY | Self Electronics Co.,Ltd | Self | FORGE-L4735K [120VAC Only] | Indoor Luminaires | Case Lighting | Horizontal Refrigerated Case Luminaires | Standard | FALSE | [9 empty] | 7/20/2016 12:00:00 AM | Not Dimmable | Not Dimmable | No | Updated 7/29/2016 |  | 2800 | 100 | 28 | 2.9 | 0.9 | 3500 | 84
PGVB4F4X | Self Electronics Co.,Ltd | Self | FORGE-L4750K [120VAC Only] | Indoor Luminaires | Case Lighting | Horizontal Refrigerated Case Luminaires | Standard | FALSE | [9 empty] | 7/20/2016 12:00:00 AM | Not Dimmable | Not Dimmable | No | Updated 7/29/2016 |  | 2800 | 100 | 28 | 2.9 | 0.9 | 5000 | 84
PCDMU2VG | Self Electronics Co.,Ltd | Self | FORGE-L4740K [120VAC Only] | Indoor Luminaires | Case Lighting | Horizontal Refrigerated Case Luminaires | Standard | FALSE | [9 empty] | 7/20/2016 12:00:00 AM | Not Dimmable | Not Dimmable | No | Updated 7/29/2016 |  | 2800 | 100 | 28 | 2.9 | 0.9 | 4000 | 84
P434SQ5B | Self Electronics Co.,Ltd | Self | FRIO4-L6930K [120VAC Only] | Indoor Luminaires | Case Lighting | Vertical Refrigerated Case Luminaires | Standard | TRUE | 857.567 | 82.59 | 10.384 | 3.98 | 0.985 | 3102 | 84.7 | 5 | 50000 | 8/19/2016 12:00:00 AM | Not Yet Verified | Not Yet Verified | No |  | 4 | 860 | 85 | 9.6 | 3.98 | 0.9 | 3000 | 80
P6B35145 | Self Electronics Co.,Ltd | Self | FRIO4-L4730K [120VAC Only] | Indoor Luminaires | Case Lighting | Vertical Refrigerated Case Luminaires | Standard | TRUE | 634.695 | 84.19 | 7.539 | 2.4 | 0.98 | 3122 | 84.38 | 5 | 50000 | 8/19/2016 12:00:00 AM | Not Yet Verified | Not Yet Verified | No |  | 4 | 640 | 85 | 6.4 | 2.4 | 0.9 | 3000 | 80
P9G9AJPA | Self Electronics Co.,Ltd | Self | FRIO4-L4750K [120VAC Only] | Indoor Luminaires | Case Lighting | Vertical Refrigerated Case Luminaires | Standard | TRUE | 670.63 | 89.24 | 7.515 | 2.4 | 0.98 | 5014 | 82.26 | 5 | 50000 | 8/19/2016 12:00:00 AM | Not Yet Verified | Not Yet Verified | No |  | 4 | 640 | 85 | 6.4 | 2.4 | 0.9 | 5000 | 80
PSEFE637 | Self Electronics Co.,Ltd | Self | FRIO4-L6935K [120VAC Only] | Indoor Luminaires | Case Lighting | Vertical Refrigerated Case Luminaires | Standard | FALSE | [9 empty] | 8/19/2016 12:00:00 AM | Not Yet Verified | Not Yet Verified | No |  |  | 860 | 85 | 9.6 | 3.98 | 0.9 | 3500 | 80
PWBFHARY | Self Electronics Co.,Ltd | Self | FRIO4-R5730K [120VAC Only] | Indoor Luminaires | Case Lighting | Vertical Refrigerated Case Luminaires | Standard | FALSE | [9 empty] | 8/19/2016 12:00:00 AM | Not Yet Verified | Not Yet Verified | No |  |  | 800 | 85 | 8 | 2.7 | 0.9 | 3000 | 80
P3X25JKX | Self Electronics Co.,Ltd | Self | FRIO4-R4730K [120VAC Only] | Indoor Luminaires | Case Lighting | Vertical Refrigerated Case Luminaires | Standard | FALSE | [9 empty] | 8/19/2016 12:00:00 AM | Not Yet Verified | Not Yet Verified | No |  |  | 640 | 85 | 6.4 | 2.4 | 0.9 | 3000 | 80
PH3Q77VX | Self Electronics Co.,Ltd | Self | FRIO4-R6940K [120VAC Only] | Indoor Luminaires | Case Lighting | Vertical Refrigerated Case Luminaires | Standard | FALSE | [9 empty] | 8/19/2016 12:00:00 AM | Not Yet Verified | Not Yet Verified | No |  |  | 860 | 85 | 9.6 | 3.98 | 0.9 | 4000 | 80
PPYJ3NBA | Self Electronics Co.,Ltd | Self | FRIO4-L4740K [120VAC Only] | Indoor Luminaires | Case Lighting | Vertical Refrigerated Case Luminaires | Standard | FALSE | [9 empty] | 8/19/2016 12:00:00 AM | Not Yet Verified | Not Yet Verified | No |  |  | 640 | 85 | 6.4 | 2.4 | 0.9 | 4000 | 80
PM8ZWUEH | Self Electronics Co.,Ltd | Self | FRIO4-L5730K [120VAC Only] | Indoor Luminaires | Case Lighting | Vertical Refrigerated Case Luminaires | Standard | FALSE | [9 empty] | 8/19/2016 12:00:00 AM | Not Yet Verified | Not Yet Verified | No |  |  | 800 | 85 | 8 | 2.7 | 0.9 | 3000 | 80
PR98GTW8 | Self Electronics Co.,Ltd | Self | FRIO4-L5735K [120VAC Only] | Indoor Luminaires | Case Lighting | Vertical Refrigerated Case Luminaires | Standard | FALSE | [9 empty] | 8/19/2016 12:00:00 AM | Not Yet Verified | Not Yet Verified | No |  |  | 800 | 85 | 8 | 2.7 | 0.9 | 3500 | 80
PGD1D26G | Self Electronics Co.,Ltd | Self | FRIO4-R4735K [120VAC Only] | Indoor Luminaires | Case Lighting | Vertical Refrigerated Case Luminaires | Standard | FALSE | [9 empty] | 8/19/2016 12:00:00 AM | Not Yet Verified | Not Yet Verified | No |  |  | 640 | 85 | 6.4 | 2.4 | 0.9 | 3500 | 80
P4SAJ3XN | Self Electronics Co.,Ltd | Self | FRIO4-R4750K [120VAC Only] | Indoor Luminaires | Case Lighting | Vertical Refrigerated Case Luminaires | Standard | FALSE | [9 empty] | 8/19/2016 12:00:00 AM | Not Yet Verified | Not Yet Verified | No |  |  | 640 | 85 | 6.4 | 2.4 | 0.9 | 5000 | 80
PTPKWSKS | Self Electronics Co.,Ltd | Self | FRIO4-R5735K [120VAC Only] | Indoor Luminaires | Case Lighting | Vertical Refrigerated Case Luminaires | Standard | FALSE | [9 empty] | 8/19/2016 12:00:00 AM | Not Yet Verified | Not Yet Verified | No |  |  | 800 | 85 | 8 | 2.7 | 0.9 | 3500 | 80
PVZJ3WU8 | Self Electronics Co.,Ltd | Self | FRIO4-R5750K [120VAC Only] | Indoor Luminaires | Case Lighting | Vertical Refrigerated Case Luminaires | Standard | FALSE | [9 empty] | 8/19/2016 12:00:00 AM | Not Yet Verified | Not Yet Verified | No |  |  | 800 | 85 | 8 | 2.7 | 0.9 | 5000 | 80
PE2VSXJW | Self Electronics Co.,Ltd | Self | FRIO4-R6930K [120VAC Only] | Indoor Luminaires | Case Lighting | Vertical Refrigerated Case Luminaires | Standard | FALSE | [9 empty] | 8/19/2016 12:00:00 AM | Not Yet Verified | Not Yet Verified | No |  |  | 860 | 85 | 9.6 | 3.98 | 0.9 | 3000 | 80
PXJVWVRA | Self Electronics Co.,Ltd | Self | FRIO4-R6950K [120VAC Only] | Indoor Luminaires | Case Lighting | Vertical Refrigerated Case Luminaires | Standard | FALSE | [9 empty] | 8/19/2016 12:00:00 AM | Not Yet Verified | Not Yet Verified | No |  |  | 860 | 85 | 9.6 | 3.98 | 0.9 | 5000 | 80
PVWCBQHC | Self Electronics Co.,Ltd | Self | FRIO4-R4740K [120VAC Only] | Indoor Luminaires | Case Lighting | Vertical Refrigerated Case Luminaires | Standard | FALSE | [9 empty] | 8/19/2016 12:00:00 AM | Not Dimmable | Not Dimmable | No |  |  | 640 | 85 | 6.4 | 2.4 | 0.9 | 4000 | 80
PG51YFC6 | Self Electronics Co.,Ltd | Self | FRIO4-R5740K [120VAC Only] | Indoor Luminaires | Case Lighting | Vertical Refrigerated Case Luminaires | Standard | FALSE | [9 empty] | 8/19/2016 12:00:00 AM | Not Dimmable | Not Dimmable | No |  |  | 800 | 85 | 8 | 2.7 | 0.9 | 4000 | 80
PPR53YBA | Self Electronics Co.,Ltd | Self | FRIO4-L4735K [120VAC Only] | Indoor Luminaires | Case Lighting | Vertical Refrigerated Case Luminaires | Standard | FALSE | [9 empty] | 8/19/2016 12:00:00 AM | Not Dimmable | Not Dimmable | No |  |  | 640 | 85 | 6.4 | 2.4 | 0.9 | 3500 | 80
PZ13G8GF | Self Electronics Co.,Ltd | Self | FRIO4-L5740K [120VAC Only] | Indoor Luminaires | Case Lighting | Vertical Refrigerated Case Luminaires | Standard | FALSE | [9 empty] | 8/19/2016 12:00:00 AM | Not Dimmable | Not Dimmable | No |  |  | 800 | 85 | 8 | 2.7 | 0.9 | 4000 | 80
P1EC5Z67 | Self Electronics Co.,Ltd | Self | FRIO4-L5750K [120VAC Only] | Indoor Luminaires | Case Lighting | Vertical Refrigerated Case Luminaires | Standard | FALSE | [9 empty] | 8/19/2016 12:00:00 AM | Not Dimmable | Not Dimmable | No |  |  | 800 | 85 | 8 | 2.7 | 0.9 | 5000 | 80
PSG3KG4W | Self Electronics Co.,Ltd | Self | FRIO4-L6950K [120VAC Only] | Indoor Luminaires | Case Lighting | Vertical Refrigerated Case Luminaires | Standard | FALSE | [9 empty] | 8/19/2016 12:00:00 AM | Not Dimmable | Not Dimmable | No |  |  | 860 | 85 | 9.6 | 3.98 | 0.9 | 5000 | 80
PBV62RUC | Self Electronics Co.,Ltd | Self | FRIO4-R6935K [120VAC Only] | Indoor Luminaires | Case Lighting | Vertical Refrigerated Case Luminaires | Standard | FALSE | [9 empty] | 8/19/2016 12:00:00 AM | Not Dimmable | Not Dimmable | No |  |  | 860 | 85 | 9.6 | 3.98 | 0.9 | 3500 | 80
PYMV4QCJ | Self Electronics Co.,Ltd | Self | FRIO4-L6940K [120VAC Only] | Indoor Luminaires | Case Lighting | Vertical Refrigerated Case Luminaires | Standard | FALSE | [9 empty] | 8/19/2016 12:00:00 AM | Not Dimmable | Not Dimmable | No |  |  | 860 | 85 | 9.6 | 3.98 | 0.9 | 4000 | 80
P645Y8MT | Self Electronics Co.,Ltd | Self | FRIO4-C4750K [120VAC Only] | Indoor Luminaires | Case Lighting | Vertical Refrigerated Case Luminaires | Standard | TRUE | 1266.85 | 89.85 | 14.099 | 3 | 0.99 | 5045 | 82.49 | 5 | 50000 | 8/19/2016 12:00:00 AM | Not Dimmable | Not Dimmable | No |  | 4 | 1280 | 88 | 12.8 | 3 | 0.9 | 5000 | 80
PN6RP6ZN | Self Electronics Co.,Ltd | Self | FRIO4-C4730K [120VAC Only] | Indoor Luminaires | Case Lighting | Vertical Refrigerated Case Luminaires | Standard | TRUE | 1217.73 | 85.97 | 14.165 | 3 | 0.99 | 3131 | 84.48 | 5 | 50000 | 8/19/2016 12:00:00 AM | Not Dimmable | Not Dimmable | No |  | 4 | 1280 | 88 | 12.8 | 3 | 0.9 | 3000 | 80
PXZE4B5F | Self Electronics Co.,Ltd | Self | FRIO4-C4735K [120VAC Only] | Indoor Luminaires | Case Lighting | Vertical Refrigerated Case Luminaires | Standard | FALSE | [9 empty] | 8/19/2016 12:00:00 AM | Not Dimmable | Not Dimmable | No |  |  | 1280 | 88 | 12.8 | 3 | 0.9 | 3500 | 80
PJ571U4N | Self Electronics Co.,Ltd | Self | FRIO4-C4740K [120VAC Only] | Indoor Luminaires | Case Lighting | Vertical Refrigerated Case Luminaires | Standard | FALSE | [9 empty] | 8/19/2016 12:00:00 AM | Not Dimmable | Not Dimmable | No |  |  | 1280 | 88 | 12.8 | 3 | 0.9 | 4000 | 80
PYRNU4ZV | Self Electronics Co.,Ltd | Self | FRIO4-C5735K [120VAC Only] | Indoor Luminaires | Case Lighting | Vertical Refrigerated Case Luminaires | Standard | FALSE | [9 empty] | 8/19/2016 12:00:00 AM | Not Dimmable | Not Dimmable | No |  |  | 1600 | 88 | 16 | 3.6 | 0.9 | 3500 | 80
PQY6BWXR | Self Electronics Co.,Ltd | Self | FRIO4-C5750K [120VAC Only] | Indoor Luminaires | Case Lighting | Vertical Refrigerated Case Luminaires | Standard | FALSE | [9 empty] | 8/19/2016 12:00:00 AM | Not Dimmable | Not Dimmable | No |  |  | 1600 | 88 | 16 | 3.6 | 0.9 | 5000 | 80
PBV18P5F | Self Electronics Co.,Ltd | Self | FRIO4-C6930K [120VAC Only] | Indoor Luminaires | Case Lighting | Vertical Refrigerated Case Luminaires | Standard | FALSE | [9 empty] | 8/19/2016 12:00:00 AM | Not Dimmable | Not Dimmable | No |  |  | 1720 | 88 | 19.2 | 4.12 | 0.9 | 3000 | 80
PQVFZD33 | Self Electronics Co.,Ltd | Self | FRIO4-C6940K [120VAC Only] | Indoor Luminaires | Case Lighting | Vertical Refrigerated Case Luminaires | Standard | FALSE | [9 empty] | 8/19/2016 12:00:00 AM | Not Dimmable | Not Dimmable | No |  |  | 1720 | 88 | 19.2 | 4.12 | 0.9 | 4000 | 80
PSA5C4WZ | Self Electronics Co.,Ltd | Self | FRIO4-C5730K [120VAC Only] | Indoor Luminaires | Case Lighting | Vertical Refrigerated Case Luminaires | Standard | FALSE | [9 empty] | 8/19/2016 12:00:00 AM | Not Dimmable | Not Dimmable | No |  |  | 1600 | 88 | 16 | 3.6 | 0.9 | 3000 | 80
PV23H5EB | Self Electronics Co.,Ltd | Self | FRIO4-C6950K [120VAC Only] | Indoor Luminaires | Case Lighting | Vertical Refrigerated Case Luminaires | Standard | FALSE | [9 empty] | 8/19/2016 12:00:00 AM | Not Dimmable | Not Dimmable | No |  |  | 1720 | 88 | 19.2 | 4.12 | 0.9 | 5000 | 80
PDJD61RN | Self Electronics Co.,Ltd | Self | FRIO4-C5740K [120VAC Only] | Indoor Luminaires | Case Lighting | Vertical Refrigerated Case Luminaires | Standard | FALSE | [9 empty] | 8/19/2016 12:00:00 AM | Not Dimmable | Not Dimmable | No |  |  | 1600 | 88 | 16 | 3.6 | 0.9 | 4000 | 80
PZK2HJRW | Self Electronics Co.,Ltd | Self | FRIO4-C6935K [120VAC Only] | Indoor Luminaires | Case Lighting | Vertical Refrigerated Case Luminaires | Standard | FALSE | [9 empty] | 8/19/2016 12:00:00 AM | Not Dimmable | Not Dimmable | No |  |  | 1720 | 88 | 19.2 | 4.12 | 0.9 | 3500 | 80
PCATJGHA | Self Electronics Co.,Ltd | Self | FRIO4-C6930KH | Indoor Luminaires | Case Lighting | Vertical Refrigerated Case Luminaires | Standard | TRUE | 3312.91 | 82.82 | 40.001 | 2.03 | 0.9757 | 3126 | 85.2 | 5 | 50000 | 9/21/2016 12:00:00 AM | Not Dimmable | Not Dimmable | No |  | 4 | 3380 | 85 | 38.4 | 2.03 | 0.98 | 3000 | 80
PB94SZU7 | Self Electronics Co.,Ltd | Self | FRIO4-C6940KH | Indoor Luminaires | Case Lighting | Vertical Refrigerated Case Luminaires | Standard | FALSE | [9 empty] | 9/21/2016 12:00:00 AM | Not Dimmable | Not Dimmable | No |  |  | 3380 | 85 | 38.4 | 2.03 | 0.98 | 4000 | 80
PX1G2YKD | Self Electronics Co.,Ltd | Self | FRIO4-C6950KH | Indoor Luminaires | Case Lighting | Vertical Refrigerated Case Luminaires | Standard | FALSE | [9 empty] | 9/21/2016 12:00:00 AM | Not Dimmable | Not Dimmable | No |  |  | 3380 | 85 | 38.4 | 2.03 | 0.98 | 5000 | 80
PKUNT3PV | Self Electronics Co.,Ltd | Self | FRIO4-C6935KH | Indoor Luminaires | Case Lighting | Vertical Refrigerated Case Luminaires | Standard | FALSE | [9 empty] | 9/21/2016 12:00:00 AM | Not Dimmable | Not Dimmable | No |  |  | 3380 | 85 | 38.4 | 2.03 | 0.98 | 3500 | 80
P5ZQPJYY | Self Electronics Co.,Ltd | Self | FRIO4-L6930KH | Indoor Luminaires | Case Lighting | Vertical Refrigerated Case Luminaires | Standard | TRUE | 1119.2 | 79.49 | 14.079 | 2.82 | 0.9192 | 3126 | 85.3 | 5 | 50000 | 9/21/2016 12:00:00 AM | Not Dimmable | Not Dimmable | No |  | 4 | 1690 | 88 | 19.2 | 2.82 | 0.92 | 3000 | 80
P7A35X6A | Self Electronics Co.,Ltd | Self | FRIO4-R6940KH | Indoor Luminaires | Case Lighting | Vertical Refrigerated Case Luminaires | Standard | FALSE | [9 empty] | 9/21/2016 12:00:00 AM | Not Dimmable | Not Dimmable | No |  |  | 1690 | 88 | 19.2 | 2.82 | 0.92 | 4000 | 80
P84GF4XG | Self Electronics Co.,Ltd | Self | FRIO4-R6950KH | Indoor Luminaires | Case Lighting | Vertical Refrigerated Case Luminaires | Standard | FALSE | [9 empty] | 9/21/2016 12:00:00 AM | Not Dimmable | Not Dimmable | No |  |  | 1690 | 88 | 19.2 | 2.82 | 0.92 | 5000 | 80
P7YGJ4AN | Self Electronics Co.,Ltd | Self | FRIO4-L6940KH | Indoor Luminaires | Case Lighting | Vertical Refrigerated Case Luminaires | Standard | FALSE | [9 empty] | 9/21/2016 12:00:00 AM | Not Dimmable | Not Dimmable | No |  |  | 1690 | 88 | 19.2 | 2.82 | 0.92 | 4000 | 80
PY6XV2W8 | Self Electronics Co.,Ltd | Self | FRIO4-L6950KH | Indoor Luminaires | Case Lighting | Vertical Refrigerated Case Luminaires | Standard | FALSE | [9 empty] | 9/21/2016 12:00:00 AM | Not Dimmable | Not Dimmable | No |  |  | 1690 | 88 | 19.2 | 2.82 | 0.92 | 5000 | 80
PMAK5EKG | Self Electronics Co.,Ltd | Self | FRIO4-R6930KH | Indoor Luminaires | Case Lighting | Vertical Refrigerated Case Luminaires | Standard | FALSE | [9 empty] | 9/21/2016 12:00:00 AM | Not Dimmable | Not Dimmable | No |  |  | 1690 | 88 | 19.2 | 2.82 | 0.92 | 3000 | 80
P6JHKGMW | Self Electronics Co.,Ltd | Self | FRIO4-R6935KH | Indoor Luminaires | Case Lighting | Vertical Refrigerated Case Luminaires | Standard | FALSE | [9 empty] | 9/21/2016 12:00:00 AM | Not Dimmable | Not Dimmable | No |  |  | 1690 | 88 | 19.2 | 2.82 | 0.92 | 3500 | 80
P1K6FUAR | Self Electronics Co.,Ltd | Self | FRIO4-L6935KH | Indoor Luminaires | Case Lighting | Vertical Refrigerated Case Luminaires | Standard | FALSE | [9 empty] | 9/21/2016 12:00:00 AM | Not Dimmable | Not Dimmable | No |  |  | 1690 | 88 | 19.2 | 2.82 | 0.92 | 3500 | 80
P00001EMJ | Self Electronics Co.,Ltd | Self | FRIO2-C4850K-PLS [120V ONLY] | Indoor Luminaires | Case Lighting | Vertical Refrigerated Case Luminaires | Standard | TRUE | 1088.6 | 60.63 | 17.95 | 11.4 | 0.96 | 5280 | 88.1 | 5 | 50000 | 3/6/2014 12:00:00 AM | Not Yet Verified | Not Yet Verified | Not Yet Verified |  | 2.1 | 1199 |  | 13 |  |  | 5000 | 84
P8M1D9NJ | Self Electronics Co.,Ltd | Self | FRIO2-C4830K [120V ONLY] | Indoor Luminaires | Case Lighting | Vertical Refrigerated Case Luminaires | Standard | TRUE | 1022.1 | 61.99 | 16.49 | 9.12 | 0.957 | 3083 | 83 | 5 | 50000 | 9/16/2014 12:00:00 AM | Dimmable | Continuous Below 10 | Not Yet Verified |  | 2.1 | 1022.1 | 61.99 | 16.49 | 10 | 0.963 | 3083 | 83
PKF649GA | Self Electronics Co.,Ltd | Self | FRIO2-C4835K [120V ONLY] | Indoor Luminaires | Case Lighting | Vertical Refrigerated Case Luminaires | Standard | FALSE | [9 empty] | 9/16/2014 12:00:00 AM | Dimmable | Continuous Below 10 | Not Yet Verified |  |  | 1044 | 62.3 | 16.49 | 10 | 0.963 | 3500 | 84
PDMD6RHR | Self Electronics Co.,Ltd | Self | FRIO2-C4840K [120V ONLY] | Indoor Luminaires | Case Lighting | Vertical Refrigerated Case Luminaires | Standard | FALSE | [9 empty] | 9/16/2014 12:00:00 AM | Dimmable | Continuous Below 10 | Not Yet Verified |  |  | 1050 | 62.6 | 16.49 | 10 | 0.963 | 4000 | 85
PGE49D5X | Self Electronics Co.,Ltd | Self | FRIO2-C4845K [120V ONLY] | Indoor Luminaires | Case Lighting | Vertical Refrigerated Case Luminaires | Standard | FALSE | [9 empty] | 9/16/2014 12:00:00 AM | Dimmable | Continuous Below 10 | Not Yet Verified |  |  | 1060 | 63.3 | 16.49 | 10 | 0.963 | 4500 | 87
P6CGPC67 | Self Electronics Co.,Ltd | Self | FRIO2-C4850K [120V ONLY] | Indoor Luminaires | Case Lighting | Vertical Refrigerated Case Luminaires | Standard | FALSE | [9 empty] | 9/16/2014 12:00:00 AM | Dimmable | Continuous Below 10 | Not Yet Verified |  |  | 1067.8 | 63.72 | 16.76 | 10 | 0.963 | 5186 | 88
PCNMZ3CC | Self Electronics Co.,Ltd | Self | FRIO2-C5930K [120V ONLY] | Indoor Luminaires | Case Lighting | Vertical Refrigerated Case Luminaires | Standard | TRUE | 1142.8 | 60.63 | 18.85 | 8.9 | 0.969 | 3088 | 83.1 | 5 | 50000 | 9/16/2014 12:00:00 AM | Dimmable | Continuous Below 10 | Not Yet Verified |  | 2.1 | 1158 | 61.64 | 18.79 | 10 | 0.969 | 3088 | 83
PG6E6SXP | Self Electronics Co.,Ltd | Self | FRIO2-C5945K [120V ONLY] | Indoor Luminaires | Case Lighting | Vertical Refrigerated Case Luminaires | Standard | FALSE | [9 empty] | 9/16/2014 12:00:00 AM | Dimmable | Continuous Below 10 | Not Yet Verified |  |  | 1200 | 63.3 | 18.79 | 10 | 0.969 | 4500 | 87
PF2BDZJW | Self Electronics Co.,Ltd | Self | FRIO2-C5935K [120V ONLY] | Indoor Luminaires | Case Lighting | Vertical Refrigerated Case Luminaires | Standard | FALSE | [9 empty] | 9/16/2014 12:00:00 AM | Dimmable | Continuous Below 10 | Not Yet Verified |  |  | 1180 | 62.3 | 18.79 | 10 | 0.969 | 3500 | 84
P2HRTXA1 | Self Electronics Co.,Ltd | Self | FRIO2-C5940K [120V ONLY] | Indoor Luminaires | Case Lighting | Vertical Refrigerated Case Luminaires | Standard | FALSE | [9 empty] | 9/16/2014 12:00:00 AM | Dimmable | Continuous Below 10 | Not Yet Verified |  |  | 1190 | 62.6 | 18.79 | 10 | 0.969 | 4000 | 85
PDYQ7KDB | Self Electronics Co.,Ltd | Self | FRIO2-C5950K [120V ONLY] | Indoor Luminaires | Case Lighting | Vertical Refrigerated Case Luminaires | Standard | FALSE | [9 empty] | 9/16/2014 12:00:00 AM | Dimmable | Continuous Below 10 | Not Yet Verified |  |  | 1211 | 63.6 | 19.03 | 10 | 0.97 | 5198 | 88
P82GXENB | Self Electronics Co.,Ltd | Self | FRIO2-C6930K [120V ONLY] | Indoor Luminaires | Case Lighting | Vertical Refrigerated Case Luminaires | Standard | TRUE | 1381.3 | 63.3 | 21.82 | 8.13 | 0.976 | 3091 | 83.1 | 5 | 50000 | 9/16/2014 12:00:00 AM | Dimmable | Continuous Below 10 | Not Yet Verified |  | 2.1 | 1405 | 63 | 22 | 10 | 0.969 | 3088 | 83
PN26QVBE | Self Electronics Co.,Ltd | Self | FRIO2-C6935K [120V ONLY] | Indoor Luminaires | Case Lighting | Vertical Refrigerated Case Luminaires | Standard | FALSE | [9 empty] | 9/16/2014 12:00:00 AM | Dimmable | Continuous Below 10 | Not Yet Verified |  |  | 1425 | 63 | 22 | 10 | 0.969 | 3500 | 84
P515R6F5 | Self Electronics Co.,Ltd | Self | FRIO2-C6940K [120V ONLY] | Indoor Luminaires | Case Lighting | Vertical Refrigerated Case Luminaires | Standard | FALSE | [9 empty] | 9/16/2014 12:00:00 AM | Dimmable | Continuous Below 10 | Not Yet Verified |  |  | 1440 | 63 | 22 | 10 | 0.969 | 4000 | 85
PDWGPFU3 | Self Electronics Co.,Ltd | Self | FRIO2-C6950K [120V ONLY] | Indoor Luminaires | Case Lighting | Vertical Refrigerated Case Luminaires | Standard | FALSE | [9 empty] | 9/16/2014 12:00:00 AM | Dimmable | Continuous Below 10 | Not Yet Verified |  |  | 1453 | 63 | 22.23 | 10 | 0.97 | 5172 | 88
PRF3KRZC | Self Electronics Co.,Ltd | Self | FRIO2-C6945K [120V ONLY] | Indoor Luminaires | Case Lighting | Vertical Refrigerated Case Luminaires | Standard | FALSE | [9 empty] | 9/16/2014 12:00:00 AM | Dimmable | Continuous Below 10 | Not Yet Verified |  |  | 1450 | 63 | 22 | 10 | 0.969 | 4500 | 87
PRJ5SXZ4 | Self Electronics Co.,Ltd | Self | FRIO2-R4830K [120V ONLY] | Indoor Luminaires | Case Lighting | Vertical Refrigerated Case Luminaires | Standard | TRUE | 538.7 | 54.71 | 9.85 | 12.03 | 0.905 | 3089 | 83.1 | 5 | 50000 | 9/16/2014 12:00:00 AM | Dimmable | Continuous Below 10 | Not Yet Verified |  | 2.1 | 539 | 54.71 | 9.85 | 10 | 0.91 | 3089 | 83
PDJS6VJJ | Self Electronics Co.,Ltd | Self | FRIO2-R4835K [120V ONLY] | Indoor Luminaires | Case Lighting | Vertical Refrigerated Case Luminaires | Standard | FALSE | [9 empty] | 9/16/2014 12:00:00 AM | Dimmable | Continuous Below 10 | Not Yet Verified |  |  | 541 | 54.71 | 9.85 | 10 | 0.91 | 3500 | 84
P7URP7FT | Self Electronics Co.,Ltd | Self | FRIO2-R4840K [120V ONLY] | Indoor Luminaires | Case Lighting | Vertical Refrigerated Case Luminaires | Standard | FALSE | [9 empty] | 9/16/2014 12:00:00 AM | Dimmable | Continuous Below 10 | Not Yet Verified |  |  | 542 | 54.71 | 9.85 | 10 | 0.91 | 4000 | 85
P5U391V9 | Self Electronics Co.,Ltd | Self | FRIO2-L4845K [120V ONLY] | Indoor Luminaires | Case Lighting | Vertical Refrigerated Case Luminaires | Standard | FALSE | [9 empty] | 9/16/2014 12:00:00 AM | Dimmable | Continuous Below 10 | Not Yet Verified |  |  | 544 | 54.71 | 9.85 | 10 | 0.91 | 4500 | 86
PSA8JRAM | Self Electronics Co.,Ltd | Self | FRIO2-L4830K [120V ONLY] | Indoor Luminaires | Case Lighting | Vertical Refrigerated Case Luminaires | Standard | FALSE | [9 empty] | 9/16/2014 12:00:00 AM | Dimmable | Continuous Below 10 | Not Yet Verified |  |  | 539 | 54.71 | 9.85 | 10 | 0.91 | 3089 | 83
PEYAQSNP | Self Electronics Co.,Ltd | Self | FRIO2-R4850K [120V ONLY] | Indoor Luminaires | Case Lighting | Vertical Refrigerated Case Luminaires | Standard | FALSE | [9 empty] | 9/16/2014 12:00:00 AM | Dimmable | Continuous Below 10 | Not Yet Verified |  |  | 550 | 54.93 | 10.02 | 10 | 0.912 | 5152 | 88
PC19HPK5 | Self Electronics Co.,Ltd | Self | FRIO2-L4840K [120V ONLY] | Indoor Luminaires | Case Lighting | Vertical Refrigerated Case Luminaires | Standard | FALSE | [9 empty] | 9/16/2014 12:00:00 AM | Dimmable | Continuous Below 10 | Not Yet Verified |  |  | 542 | 54.71 | 9.85 | 10 | 0.91 | 4000 | 85
PVRSD65Q | Self Electronics Co.,Ltd | Self | FRIO2-L4850K [120V ONLY] | Indoor Luminaires | Case Lighting | Vertical Refrigerated Case Luminaires | Standard | FALSE | [9 empty] | 9/16/2014 12:00:00 AM | Dimmable | Continuous Below 10 | Not Yet Verified |  |  | 550 | 54.93 | 10.02 | 10 | 0.912 | 5152 | 88
PVPMZY8J | Self Electronics Co.,Ltd | Self | FRIO2-R4845K [120V ONLY] | Indoor Luminaires | Case Lighting | Vertical Refrigerated Case Luminaires | Standard | FALSE | [9 empty] | 9/16/2014 12:00:00 AM | Dimmable | Continuous Below 10 | Not Yet Verified |  |  | 544 | 54.71 | 9.85 | 10 | 0.91 | 4500 | 86
P7MQ5Q4G | Self Electronics Co.,Ltd | Self | FRIO2-L4835K [120V ONLY] | Indoor Luminaires | Case Lighting | Vertical Refrigerated Case Luminaires | Standard | FALSE | [9 empty] | 9/16/2014 12:00:00 AM | Dimmable | Continuous Below 10 | Not Yet Verified |  |  | 541 | 54.71 | 9.85 | 10 | 0.91 | 3500 | 84
PUTEREFY | Self Electronics Co.,Ltd | Self | FRIO2-R5930K [120V ONLY] | Indoor Luminaires | Case Lighting | Vertical Refrigerated Case Luminaires | Standard | TRUE | 603.1 | 52.27 | 11.54 | 11.63 | 0.929 | 3083 | 83.4 | 5 | 50000 | 9/16/2014 12:00:00 AM | Dimmable | Continuous Below 10 | Not Yet Verified |  | 2.1 | 603 | 52.27 | 11.54 | 10 | 0.929 | 3083 | 83
PG52HDG2 | Self Electronics Co.,Ltd | Self | FRIO2-L5930K [120V ONLY] | Indoor Luminaires | Case Lighting | Vertical Refrigerated Case Luminaires | Standard | FALSE | [9 empty] | 9/16/2014 12:00:00 AM | Dimmable | Continuous Below 10 | Not Yet Verified |  |  | 603 | 52.27 | 11.54 | 10 | 0.929 | 3083 | 83
PQKA4M2C | Self Electronics Co.,Ltd | Self | FRIO2-L5940K [120V ONLY] | Indoor Luminaires | Case Lighting | Vertical Refrigerated Case Luminaires | Standard | FALSE | [9 empty] | 9/16/2014 12:00:00 AM | Dimmable | Continuous Below 10 | Not Yet Verified |  |  | 620 | 53.27 | 11.54 | 10 | 0.929 | 4000 | 85
PW81WT6W | Self Electronics Co.,Ltd | Self | FRIO2-L5935K [120V ONLY] | Indoor Luminaires | Case Lighting | Vertical Refrigerated Case Luminaires | Standard | FALSE | [9 empty] | 9/16/2014 12:00:00 AM | Dimmable | Continuous Below 10 | Not Yet Verified |  |  | 610 | 52.27 | 11.54 | 10 | 0.929 | 3500 | 84
P9DZFKV2 | Self Electronics Co.,Ltd | Self | FRIO2-L5950K [120V ONLY] | Indoor Luminaires | Case Lighting | Vertical Refrigerated Case Luminaires | Standard | FALSE | [9 empty] | 9/16/2014 12:00:00 AM | Dimmable | Continuous Below 10 | Not Yet Verified |  |  | 633 | 54.21 | 11.68 | 10 | 0.93 | 5152 | 88
P8AFDCTX | Self Electronics Co.,Ltd | Self | FRIO2-R5940K [120V ONLY] | Indoor Luminaires | Case Lighting | Vertical Refrigerated Case Luminaires | Standard | FALSE | [9 empty] | 9/16/2014 12:00:00 AM | Dimmable | Continuous Below 10 | Not Yet Verified |  |  | 620 | 53.27 | 11.54 | 10 | 0.929 | 4000 | 85
PN51Z3KF | Self Electronics Co.,Ltd | Self | FRIO2-L5945K [120V ONLY] | Indoor Luminaires | Case Lighting | Vertical Refrigerated Case Luminaires | Standard | FALSE | [9 empty] | 9/16/2014 12:00:00 AM | Dimmable | Continuous Below 10 | Not Yet Verified |  |  | 630 | 53.27 | 11.54 | 10 | 0.929 | 4500 | 86
PC75HECC | Self Electronics Co.,Ltd | Self | FRIO2-R5935K [120V ONLY] | Indoor Luminaires | Case Lighting | Vertical Refrigerated Case Luminaires | Standard | FALSE | [9 empty] | 9/16/2014 12:00:00 AM | Dimmable | Continuous Below 10 | Not Yet Verified |  |  | 610 | 52.27 | 11.54 | 10 | 0.929 | 3500 | 84
PREJ1RNN | Self Electronics Co.,Ltd | Self | FRIO2-R5945K [120V ONLY] | Indoor Luminaires | Case Lighting | Vertical Refrigerated Case Luminaires | Standard | FALSE | [9 empty] | 9/16/2014 12:00:00 AM | Dimmable | Continuous Below 10 | Not Yet Verified |  |  | 630 | 53.27 | 11.54 | 10 | 0.929 | 4500 | 86
P681T82T | Self Electronics Co.,Ltd | Self | FRIO2-R5950K [120V ONLY] | Indoor Luminaires | Case Lighting | Vertical Refrigerated Case Luminaires | Standard | FALSE | [9 empty] | 9/16/2014 12:00:00 AM | Dimmable | Continuous Below 10 | Not Yet Verified |  |  | 633 | 54.21 | 11.68 | 10 | 0.93 | 5152 | 88
PFQ58K55 | Self Electronics Co.,Ltd | Self | FRIO2-R6930K [120V ONLY] | Indoor Luminaires | Case Lighting | Vertical Refrigerated Case Luminaires | Standard | TRUE | 712.1 | 56.5 | 12.61 | 11.25 | 0.938 | 3079 | 83.3 | 5 | 50000 | 9/16/2014 12:00:00 AM | Dimmable | Continuous Below 10 | Not Yet Verified |  | 2.1 | 712 | 56.5 | 12.61 | 10 | 0.938 | 3079 | 83
PX1ZW9Q4 | Self Electronics Co.,Ltd | Self | FRIO2-R6940K [120V ONLY] | Indoor Luminaires | Case Lighting | Vertical Refrigerated Case Luminaires | Standard | FALSE | [9 empty] | 9/16/2014 12:00:00 AM | Dimmable | Continuous Below 10 | Not Yet Verified |  |  | 725 | 56.5 | 12.61 | 10 | 0.938 | 4000 | 85
P9AUM7WX | Self Electronics Co.,Ltd | Self | FRIO2-R6945K [120V ONLY] | Indoor Luminaires | Case Lighting | Vertical Refrigerated Case Luminaires | Standard | FALSE | [9 empty] | 9/16/2014 12:00:00 AM | Dimmable | Continuous Below 10 | Not Yet Verified |  |  | 740 | 56.5 | 12.98 | 10 | 0.938 | 4500 | 86
PNX1MU1M | Self Electronics Co.,Ltd | Self | FRIO2-L6935K [120V ONLY] | Indoor Luminaires | Case Lighting | Vertical Refrigerated Case Luminaires | Standard | FALSE | [9 empty] | 9/16/2014 12:00:00 AM | Dimmable | Continuous Below 10 | Not Yet Verified |  |  | 720 | 56.5 | 12.61 | 10 | 0.938 | 3500 | 84
PPKXPJGP | Self Electronics Co.,Ltd | Self | FRIO2-L6945K [120V ONLY] | Indoor Luminaires | Case Lighting | Vertical Refrigerated Case Luminaires | Standard | FALSE | [9 empty] | 9/16/2014 12:00:00 AM | Dimmable | Continuous Below 10 | Not Yet Verified |  |  | 740 | 56.5 | 12.98 | 10 | 0.938 | 4500 | 86
PNAUME7G | Self Electronics Co.,Ltd | Self | FRIO2-L6940K [120V ONLY] | Indoor Luminaires | Case Lighting | Vertical Refrigerated Case Luminaires | Standard | FALSE | [9 empty] | 9/16/2014 12:00:00 AM | Dimmable | Continuous Below 10 | Not Yet Verified |  |  | 725 | 56.5 | 12.61 | 10 | 0.938 | 4000 | 85
PSZ1E6F2 | Self Electronics Co.,Ltd | Self | FRIO2-L6950K [120V ONLY] | Indoor Luminaires | Case Lighting | Vertical Refrigerated Case Luminaires | Standard | FALSE | [9 empty] | 9/16/2014 12:00:00 AM | Dimmable | Continuous Below 10 | Not Yet Verified |  |  | 746 | 57.43 | 12.98 | 10 | 0.942 | 5168 | 88
PGTD8R2R | Self Electronics Co.,Ltd | Self | FRIO2-R6935K [120V ONLY] | Indoor Luminaires | Case Lighting | Vertical Refrigerated Case Luminaires | Standard | FALSE | [9 empty] | 9/16/2014 12:00:00 AM | Dimmable | Continuous Below 10 | Not Yet Verified |  |  | 720 | 56.5 | 12.61 | 10 | 0.938 | 3500 | 84
P4BQGM5J | Self Electronics Co.,Ltd | Self | FRIO2-R6950K [120V ONLY] | Indoor Luminaires | Case Lighting | Vertical Refrigerated Case Luminaires | Standard | FALSE | [9 empty] | 9/16/2014 12:00:00 AM | Dimmable | Continuous Below 10 | Not Yet Verified |  |  | 746 | 57.43 | 12.98 | 10 | 0.942 | 5168 | 88
P5F6B7HE | Self Electronics Co.,Ltd | Self | FRIO2-L6930K [120V ONLY] | Indoor Luminaires | Case Lighting | Vertical Refrigerated Case Luminaires | Standard | FALSE | [9 empty] | 9/16/2014 12:00:00 AM | Dimmable | Continuous Below 10 | Not Yet Verified |  |  | 712 | 56.5 | 12.61 | 10 | 0.938 | 3079 | 83
PCKM5TKE | Self Electronics Co.,Ltd | Self | FRIO2-C4830K-1 [120V ONLY] | Indoor Luminaires | Case Lighting | Vertical Refrigerated Case Luminaires | Standard | TRUE | 1933.7 | 65.04 | 29.73 | 6.23 | 0.985 | 3110 | 84.1 | 5 | 50000 | 9/19/2014 12:00:00 AM | Dimmable | Continuous Below 10 | Not Yet Verified |  | 2.1 | 2142 |  | 26 |  |  | 3000 | 85
P4UJ69DS | Self Electronics Co.,Ltd | Self | FRIO2-C5930K-1 [120V ONLY] | Indoor Luminaires | Case Lighting | Vertical Refrigerated Case Luminaires | Standard | TRUE | 2320.4 | 66.87 | 34.7 | 5.49 | 0.99 | 3081 | 83.5 | 5 | 50000 | 9/19/2014 12:00:00 AM | Dimmable | Continuous Below 10 | Not Yet Verified |  | 2.1 | 2560 |  | 32 |  |  | 3000 | 85
PSFAUBSR | Self Electronics Co.,Ltd | Self | FRIO2-C6930K-1 [120V ONLY] | Indoor Luminaires | Case Lighting | Vertical Refrigerated Case Luminaires | Standard | TRUE | 2710.1 | 66.92 | 40.5 | 4.98 | 0.992 | 3096 | 83.5 | 5 | 50000 | 9/19/2014 12:00:00 AM | Dimmable | Continuous Below 10 | Not Yet Verified |  | 2.1 | 3003 |  | 36 |  |  | 3000 | 85
PVZYE21V | Self Electronics Co.,Ltd | Self | FRIO2-R4830K-1 [120V ONLY] | Indoor Luminaires | Case Lighting | Vertical Refrigerated Case Luminaires | Standard | TRUE | 1026.9 | 63.09 | 16.28 | 9.58 | 0.956 | 3079 | 83.6 | 5 | 50000 | 9/19/2014 12:00:00 AM | Dimmable | Continuous Below 10 | Not Yet Verified |  | 2.1 | 1128 |  | 13 |  |  | 3000 | 85
PRG726MC | Self Electronics Co.,Ltd | Self | FRIO2-R6930K-1 [120V ONLY] | Indoor Luminaires | Case Lighting | Vertical Refrigerated Case Luminaires | Standard | TRUE | 1393.5 | 65.3 | 21.34 | 7.88 | 0.975 | 3077 | 83.5 | 5 | 50000 | 9/19/2014 12:00:00 AM | Dimmable | Continuous Below 10 | Not Yet Verified |  | 2.1 | 1532 |  | 18 |  |  | 3000 | 85
PS2WGEXJ | Self Electronics Co.,Ltd | Self | FRIO2-R5930K-1 [120V ONLY] | Indoor Luminaires | Case Lighting | Vertical Refrigerated Case Luminaires | Standard | TRUE | 1120.9 | 60.79 | 18.44 | 8.44 | 0.968 | 3075 | 83.7 | 5 | 50000 | 9/24/2014 12:00:00 AM | Dimmable | Continuous Below 10 | Not Yet Verified |  | 2.1 | 1232 |  | 16 |  |  | 3000 | 85
P1TRPJDT | Self Electronics Co.,Ltd | Self | FRESCO-4830K [120V ONLY] | Indoor Luminaires | Case Lighting | Horizontal Refrigerated Case Luminaires | Standard | TRUE | 1462.6 | 53.41 | 27.39 | 6.4 | 0.983 | 3058 | 83 | 5 | 50000 | 9/24/2014 12:00:00 AM | Dimmable | Continuous Below 10 | Not Yet Verified |  | 2.1 | 1719 |  | 24 |  |  | 3000 | 85
PAUY1XP4 | Self Electronics Co.,Ltd | Self | FLUX-4727K [120V ONLY] | Indoor Luminaires | Case Lighting | Horizontal Refrigerated Case Luminaires | Standard | TRUE | 1731.7 | 63.13 | 27.43 | 6.46 | 0.983 | 2865 | 92.8 | 5 | 50000 | 10/8/2014 12:00:00 AM | Dimmable | Continuous Below 10 | Not Yet Verified |  | 2.1 | 1757.6 | 63.85 | 27.53 | 10 | 0.985 | 2700 | 92
PC59CXDU | Self Electronics Co.,Ltd | Self | FLUX-4745K [120V ONLY] | Indoor Luminaires | Case Lighting | Horizontal Refrigerated Case Luminaires | Standard | FALSE | [9 empty] | 10/8/2014 12:00:00 AM | Dimmable | Continuous Below 10 | Not Yet Verified |  |  | 2100 | 73 | 27.53 | 10 | 0.985 | 4500 | 87
PX43B1XH | Self Electronics Co.,Ltd | Self | FLUX-4750K [120V ONLY] | Indoor Luminaires | Case Lighting | Horizontal Refrigerated Case Luminaires | Standard | FALSE | [9 empty] | 10/8/2014 12:00:00 AM | Dimmable | Continuous Below 10 | Not Yet Verified |  |  | 2166.4 | 76.6 | 28.28 | 10 | 0.986 | 5000 | 85
P6FFBFA5 | Self Electronics Co.,Ltd | Self | FLUX-4740K [120V ONLY] | Indoor Luminaires | Case Lighting | Horizontal Refrigerated Case Luminaires | Standard | FALSE | [9 empty] | 10/8/2014 12:00:00 AM | Dimmable | Continuous Below 10 | Not Yet Verified |  |  | 2000 | 70 | 27.53 | 10 | 0.985 | 4000 | 88
PR1TC9B9 | Self Electronics Co.,Ltd | Self | FLUX-4730K [120V ONLY] | Indoor Luminaires | Case Lighting | Horizontal Refrigerated Case Luminaires | Standard | FALSE | [9 empty] | 10/8/2014 12:00:00 AM | Dimmable | Continuous Below 10 | Not Yet Verified |  |  | 1900 | 66 | 27.53 | 10 | 0.985 | 3000 | 90
PGUF3ZYJ | Self Electronics Co.,Ltd | Self | FLUX-4735K [120V ONLY] | Indoor Luminaires | Case Lighting | Horizontal Refrigerated Case Luminaires | Standard | FALSE | [9 empty] | 10/8/2014 12:00:00 AM | Dimmable | Continuous Below 10 | Not Yet Verified |  |  | 1950 | 68 | 27.53 | 10 | 0.985 | 3500 | 89
PTGZE4KS | Self Electronics Co.,Ltd | Self | FRIEZE-W3627K [120V ONLY] | Indoor Luminaires | Case Lighting | Horizontal Refrigerated Case Luminaires | Standard | TRUE | 537 | 54.68 | 9.82 | 12.04 | 0.901 | 2863 | 92.3 | 5 | 50000 | 10/8/2014 12:00:00 AM | Dimmable | Continuous Below 10 | Not Yet Verified |  | 2.1 | 540.6 | 55.96 | 9.66 | 10 | 0.907 | 2700 | 92
PJJ18DCE | Self Electronics Co.,Ltd | Self | FRIEZE-W3630K [120V ONLY] | Indoor Luminaires | Case Lighting | Horizontal Refrigerated Case Luminaires | Standard | FALSE | [9 empty] | 10/8/2014 12:00:00 AM | Dimmable | Continuous Below 10 | Not Yet Verified |  |  | 560 | 58 | 9.66 | 10 | 0.907 | 3000 | 90
P8R6MZP4 | Self Electronics Co.,Ltd | Self | FRIEZE-W3650K [120V ONLY] | Indoor Luminaires | Case Lighting | Horizontal Refrigerated Case Luminaires | Standard | FALSE | [9 empty] | 10/8/2014 12:00:00 AM | Dimmable | Continuous Below 10 | Not Yet Verified |  |  | 645.3 | 66.65 | 9.68 | 10 | 0.908 | 5000 | 84
P1P28BBP | Self Electronics Co.,Ltd | Self | FRIEZE-W3645K [120V ONLY] | Indoor Luminaires | Case Lighting | Horizontal Refrigerated Case Luminaires | Standard | FALSE | [9 empty] | 10/8/2014 12:00:00 AM | Dimmable | Continuous Below 10 | Not Yet Verified |  |  | 620 | 63 | 9.66 | 10 | 0.907 | 4500 | 85
P5TAN7QU | Self Electronics Co.,Ltd | Self | FRIEZE-W3640K [120V ONLY] | Indoor Luminaires | Case Lighting | Horizontal Refrigerated Case Luminaires | Standard | FALSE | [9 empty] | 10/8/2014 12:00:00 AM | Dimmable | Continuous Below 10 | Not Yet Verified |  |  | 600 | 61 | 9.66 | 10 | 0.907 | 4000 | 86
PPSZRP8N | Self Electronics Co.,Ltd | Self | FRIEZE-W3635K [120V ONLY] | Indoor Luminaires | Case Lighting | Horizontal Refrigerated Case Luminaires | Standard | FALSE | [9 empty] | 10/8/2014 12:00:00 AM | Dimmable | Continuous Below 10 | Not Yet Verified |  |  | 580 | 59 | 9.66 | 10 | 0.907 | 3500 | 88
PVJDUAQH | Self Electronics Co.,Ltd | Self | FRIEZE-W4630K [120V ONLY] | Indoor Luminaires | Case Lighting | Horizontal Refrigerated Case Luminaires | Standard | TRUE | 755.5 | 58.27 | 12.97 | 9.87 | 0.942 | 2872 | 92.7 | 5 | 50000 | 10/8/2014 12:00:00 AM | Dimmable | Continuous Below 10 | Not Yet Verified |  | 2.1 | 755.5 | 58.27 | 12.97 | 10 | 0.943 | 3000 | 92
PMDVNY5X | Self Electronics Co.,Ltd | Self | FRIEZE-W4635K [120V ONLY] | Indoor Luminaires | Case Lighting | Horizontal Refrigerated Case Luminaires | Standard | FALSE | [9 empty] | 10/8/2014 12:00:00 AM | Dimmable | Continuous Below 10 | Not Yet Verified |  |  | 800 | 61 | 12.97 | 10 | 0.943 | 3500 | 90
P59ABA2Q | Self Electronics Co.,Ltd | Self | FRIEZE-W4645K [120V ONLY] | Indoor Luminaires | Case Lighting | Horizontal Refrigerated Case Luminaires | Standard | FALSE | [9 empty] | 10/8/2014 12:00:00 AM | Dimmable | Continuous Below 10 | Not Yet Verified |  |  | 900 | 67 | 12.97 | 10 | 0.943 | 4500 | 86
PA3EZVUJ | Self Electronics Co.,Ltd | Self | FRIEZE-W4650K [120V ONLY] | Indoor Luminaires | Case Lighting | Horizontal Refrigerated Case Luminaires | Standard | FALSE | [9 empty] | 10/8/2014 12:00:00 AM | Dimmable | Continuous Below 10 | Not Yet Verified |  |  | 965 | 71.81 | 13.44 | 10 | 0.947 | 5000 | 84
PZZ2667U | Self Electronics Co.,Ltd | Self | FRIEZE-W4640K [120V ONLY] | Indoor Luminaires | Case Lighting | Horizontal Refrigerated Case Luminaires | Standard | FALSE | [9 empty] | 10/8/2014 12:00:00 AM | Dimmable | Continuous Below 10 | Not Yet Verified |  |  | 850 | 63 | 12.97 | 10 | 0.943 | 4000 | 88
P6WRJU5N | Self Electronics Co.,Ltd | Self | FRIO2-R4830K-PLS | Indoor Luminaires | Case Lighting | Vertical Refrigerated Case Luminaires | Standard | TRUE | 614.3 | 53 | 11.59 | 11.8 | 0.927 | 3113 | 84.4 | 5 | 50000 | 11/5/2014 12:00:00 AM | Not Yet Verified | Not Yet Verified | Not Yet Verified |  | 2.1 | 631 |  | 7 |  |  | 3000 | 84
P39KZF56 | Self Electronics Co.,Ltd | Self | FLUX-4730KSS18-C40 | Indoor Luminaires | Case Lighting | Horizontal Refrigerated Case Luminaires | Standard | TRUE | 3742.4 | 82.36 | 45.44 | 12.09 | 0.987 | 3090 | 82.5 | 5 | 50000 | 11/18/2014 12:00:00 AM | Not Dimmable | Not Dimmable | Not Yet Verified |  | 2.1 | 3742.4 | 82.36 | 40 | 10 | 0.98 | 3000 | 83
PGJ1WR5M | Self Electronics Co.,Ltd | Self | FLUX-4745KSS18-C40 | Indoor Luminaires | Case Lighting | Horizontal Refrigerated Case Luminaires | Standard | FALSE | [9 empty] | 11/18/2014 12:00:00 AM | Not Dimmable | Not Dimmable | Not Yet Verified |  |  | 3900 | 86 | 40 | 10 | 0.98 | 4500 | 83
PBXWABMN | Self Electronics Co.,Ltd | Self | FLUX-4750KSS18-C40 | Indoor Luminaires | Case Lighting | Horizontal Refrigerated Case Luminaires | Standard | FALSE | [9 empty] | 11/18/2014 12:00:00 AM | Not Dimmable | Not Dimmable | Not Yet Verified |  |  | 3967.1 | 87.63 | 40 | 10 | 0.98 | 5000 | 83
PJRRP65J | Self Electronics Co.,Ltd | Self | FLUX-4735KSS18-C40 | Indoor Luminaires | Case Lighting | Horizontal Refrigerated Case Luminaires | Standard | FALSE | [9 empty] | 11/18/2014 12:00:00 AM | Not Dimmable | Not Dimmable | Not Yet Verified |  |  | 3800 | 83 | 40 | 10 | 0.98 | 3500 | 83
PU8CF1J3 | Self Electronics Co.,Ltd | Self | FLUX-4740KSS18-C40 | Indoor Luminaires | Case Lighting | Horizontal Refrigerated Case Luminaires | Standard | FALSE | [9 empty] | 11/18/2014 12:00:00 AM | Not Dimmable | Not Dimmable | Not Yet Verified |  |  | 3840 | 84 | 40 | 10 | 0.98 | 4000 | 83
P6764G2G | Self Electronics Co.,Ltd | Self | FLUX-4730KSS18-C32 | Indoor Luminaires | Case Lighting | Horizontal Refrigerated Case Luminaires | Standard | TRUE | 3117.3 | 85.97 | 36.26 | 16.36 | 0.977 | 3097 | 83.2 | 5 | 50000 | 11/18/2014 12:00:00 AM | Not Dimmable | Not Dimmable | Not Yet Verified |  | 2.1 | 3166.7 | 86.81 | 32 | 10 | 0.98 | 3000 | 83
P1UC1AUG | Self Electronics Co.,Ltd | Self | FLUX-4745KSS18-C32 | Indoor Luminaires | Case Lighting | Horizontal Refrigerated Case Luminaires | Standard | FALSE | [9 empty] | 11/18/2014 12:00:00 AM | Not Dimmable | Not Dimmable | Not Yet Verified |  |  | 3300 | 91 | 32 | 10 | 0.98 | 4500 | 83
PF336WDW | Self Electronics Co.,Ltd | Self | FLUX-4740KSS18-C32 | Indoor Luminaires | Case Lighting | Horizontal Refrigerated Case Luminaires | Standard | FALSE | [9 empty] | 11/18/2014 12:00:00 AM | Not Dimmable | Not Dimmable | Not Yet Verified |  |  | 3250 | 90 | 32 | 10 | 0.98 | 4000 | 83
P762D1A9 | Self Electronics Co.,Ltd | Self | FLUX-4735KSS18-C32 | Indoor Luminaires | Case Lighting | Horizontal Refrigerated Case Luminaires | Standard | FALSE | [9 empty] | 11/18/2014 12:00:00 AM | Not Dimmable | Not Dimmable | Not Yet Verified |  |  | 3200 | 88 | 32 | 10 | 0.98 | 3500 | 83
P44N5T7Y | Self Electronics Co.,Ltd | Self | FLUX-4750KSS18-C32 | Indoor Luminaires | Case Lighting | Horizontal Refrigerated Case Luminaires | Standard | FALSE | [9 empty] | 11/18/2014 12:00:00 AM | Not Dimmable | Not Dimmable | Not Yet Verified |  |  | 3387 | 92.73 | 32 | 10 | 0.98 | 5000 | 83
PAUTHJFB | Self Electronics Co.,Ltd | Self | FROZEN-4630K [120V Only] | Indoor Luminaires | Case Lighting | Horizontal Refrigerated Case Luminaires | Standard | TRUE | 936.8 | 85.91 | 10.904 | 3.9 | 0.9876 | 2985 | 91.82 | 5 | 50000 | 7/12/2016 12:00:00 AM | Not Yet Verified | Not Yet Verified | No |  | 4 | 960 | 90 | 10 | 3.9 | 0.9 | 3000 | 92
PVW7Y1DJ | Self Electronics Co.,Ltd | Self | FROZEN-4650K [120V Only] | Indoor Luminaires | Case Lighting | Horizontal Refrigerated Case Luminaires | Standard | FALSE | [9 empty] | 7/12/2016 12:00:00 AM | Not Yet Verified | Not Yet Verified | No |  |  | 960 | 90 | 10 | 3.9 | 0.9 | 5000 | 85
PTCVCTME | Self Electronics Co.,Ltd | Self | FROZEN-4640K [120V Only] | Indoor Luminaires | Case Lighting | Horizontal Refrigerated Case Luminaires | Standard | FALSE | [9 empty] | 7/12/2016 12:00:00 AM | Not Yet Verified | Not Yet Verified | No |  |  | 960 | 90 | 10 | 3.9 | 0.9 | 4000 | 92
PERJ4F86 | Self Electronics Co.,Ltd | Self | FROZEN-4635K [120V Only] | Indoor Luminaires | Case Lighting | Horizontal Refrigerated Case Luminaires | Standard | FALSE | [9 empty] | 7/12/2016 12:00:00 AM | Not Yet Verified | Not Yet Verified | No |  |  | 960 | 90 | 10 | 3.9 | 0.9 | 3500 | 92
P7RDRRD8 | Self Electronics Co.,Ltd | Self | FROZEN-3430K [120V] | Indoor Luminaires | Case Lighting | Horizontal Refrigerated Case Luminaires | Standard | TRUE | 660.5 | 84.15 | 7.849 | 3.1 | 0.9784 | 3000 | 91.95 | 5 | 50000 | 7/12/2016 12:00:00 AM | Not Yet Verified | Not Yet Verified | No |  | 4 | 680 | 90 | 7.5 | 3.1 | 0.9 | 3000 | 92
P1HM8THC | Self Electronics Co.,Ltd | Self | FROZEN-3435K [120V] | Indoor Luminaires | Case Lighting | Horizontal Refrigerated Case Luminaires | Standard | FALSE | [9 empty] | 7/12/2016 12:00:00 AM | Not Yet Verified | Not Yet Verified | No |  |  | 680 | 90 | 7.5 | 3.1 | 0.9 | 3500 | 92
PTQKU42E | Self Electronics Co.,Ltd | Self | FROZEN-3450K [120V] | Indoor Luminaires | Case Lighting | Horizontal Refrigerated Case Luminaires | Standard | FALSE | [9 empty] | 7/12/2016 12:00:00 AM | Not Yet Verified | Not Yet Verified | No |  |  | 680 | 90 | 7.5 | 3.1 | 0.9 | 5000 | 85
PDNYMASF | Self Electronics Co.,Ltd | Self | FROZEN-3440K [120V] | Indoor Luminaires | Case Lighting | Horizontal Refrigerated Case Luminaires | Standard | FALSE | [9 empty] | 7/12/2016 12:00:00 AM | Not Yet Verified | Not Yet Verified | No |  |  | 680 | 90 | 7.5 | 3.1 | 0.9 | 4000 | 92
P00001ELD | Self Electronics Co.,Ltd | Self | FRIO2-C5950K-PLS [120V ONLY] | Indoor Luminaires | Case Lighting | Vertical Refrigerated Case Luminaires | Standard | TRUE | 1317.2 | 61.52 | 21.42 | 11.52 | 0.97 | 5212 | 87.8 | 5 | 50000 | 3/5/2014 12:00:00 AM | Not Yet Verified | Not Yet Verified | Not Yet Verified |  | 2.1 | 1317 | 61.52 | 21.42 |  |  | 5000 | 87.8
P00001ELE | Self Electronics Co.,Ltd | Self | FRIO2-C5940K-PLS [120V ONLY] | Indoor Luminaires | Case Lighting | Vertical Refrigerated Case Luminaires | Standard | FALSE | [9 empty] | 3/5/2014 12:00:00 AM | Not Yet Verified | Not Yet Verified | Not Yet Verified |  |  | 1317 | 61.52 | 21.42 |  |  | 4000 | 87.8
P00001ELF | Self Electronics Co.,Ltd | Self | FRIO2-C5930K-PLS [120V ONLY] | Indoor Luminaires | Case Lighting | Vertical Refrigerated Case Luminaires | Standard | FALSE | [9 empty] | 3/5/2014 12:00:00 AM | Not Yet Verified | Not Yet Verified | Not Yet Verified |  |  | 1317.2 | 61.52 | 21.42 |  |  | 3000 | 87.8
P00001ELJ | Self Electronics Co.,Ltd | Self | FRIO2-L5950K-PLS [120V ONLY] | Indoor Luminaires | Case Lighting | Vertical Refrigerated Case Luminaires | Standard | TRUE | 693.8 | 49.64 | 13.98 | 11.3 | 0.95 | 5288 | 88.2 | 5 | 50000 | 3/5/2014 12:00:00 AM | Not Yet Verified | Not Yet Verified | Not Yet Verified |  | 2.1 | 693.8 | 49.64 | 14 |  |  | 5000 | 88
P00001ELK | Self Electronics Co.,Ltd | Self | FRIO2-L5940K-PLS [120V ONLY] | Indoor Luminaires | Case Lighting | Vertical Refrigerated Case Luminaires | Standard | FALSE | [9 empty] | 3/5/2014 12:00:00 AM | Not Yet Verified | Not Yet Verified | Not Yet Verified |  |  | 693.8 | 49.64 | 14 |  |  | 4000 | 88
P00001ELL | Self Electronics Co.,Ltd | Self | FRIO2-L5930K-PLS [120V ONLY] | Indoor Luminaires | Case Lighting | Vertical Refrigerated Case Luminaires | Standard | FALSE | [9 empty] | 3/5/2014 12:00:00 AM | Not Yet Verified | Not Yet Verified | Not Yet Verified |  |  | 693.8 | 49.64 | 14 |  |  | 3000 | 88
P00001ELO | Self Electronics Co.,Ltd | Self | FRIO2-R5950K-PLS [120V ONLY] | Indoor Luminaires | Case Lighting | Vertical Refrigerated Case Luminaires | Standard | FALSE | [9 empty] | 3/5/2014 12:00:00 AM | Not Yet Verified | Not Yet Verified | Not Yet Verified |  |  | 693.8 | 49.64 | 14 |  |  | 5000 | 88
P00001ELM | Self Electronics Co.,Ltd | Self | FRIO2-R5930K-PLS [120V ONLY] | Indoor Luminaires | Case Lighting | Vertical Refrigerated Case Luminaires | Standard | FALSE | [9 empty] | 3/5/2014 12:00:00 AM | Not Yet Verified | Not Yet Verified | Not Yet Verified |  |  | 693.8 | 49.64 | 14 |  |  | 3000 | 88
P00001ELN | Self Electronics Co.,Ltd | Self | FRIO2-R5940K-PLS [120V ONLY] | Indoor Luminaires | Case Lighting | Vertical Refrigerated Case Luminaires | Standard | FALSE | [9 empty] | 3/5/2014 12:00:00 AM | Not Yet Verified | Not Yet Verified | Not Yet Verified |  |  | 693.8 | 49.64 | 14 |  |  | 4000 | 88
P00001ELV | Self Electronics Co.,Ltd | Self | FRIO2-C6950K-PLS [120V ONLY] | Indoor Luminaires | Case Lighting | Vertical Refrigerated Case Luminaires | Standard | TRUE | 1482.6 | 61.49 | 24.11 | 9.43 | 0.98 | 5198 | 87.6 | 5 | 50000 | 3/5/2014 12:00:00 AM | Not Yet Verified | Not Yet Verified | Not Yet Verified |  | 2.1 | 1482.6 | 61.5 | 24.11 |  |  | 5000 | 87.6
P00001ELW | Self Electronics Co.,Ltd | Self | FRIO2-C6940K-PLS [120V ONLY] | Indoor Luminaires | Case Lighting | Vertical Refrigerated Case Luminaires | Standard | FALSE | [9 empty] | 3/5/2014 12:00:00 AM | Not Yet Verified | Not Yet Verified | Not Yet Verified |  |  | 1482.6 | 61.49 | 24.11 |  |  | 5000 | 87.6
P00001ELX | Self Electronics Co.,Ltd | Self | FRIO2-C6930K-PLS [120V ONLY] | Indoor Luminaires | Case Lighting | Vertical Refrigerated Case Luminaires | Standard | FALSE | [9 empty] | 3/5/2014 12:00:00 AM | Not Yet Verified | Not Yet Verified | Not Yet Verified |  |  | 1482.6 | 61.5 | 24.11 |  |  | 3000 | 87.6
P00001EM1 | Self Electronics Co.,Ltd | Self | FRIO2-L6950K-PLS [120V ONLY] | Indoor Luminaires | Case Lighting | Vertical Refrigerated Case Luminaires | Standard | TRUE | 811.2 | 52.49 | 15.45 | 11.28 | 0.95 | 5270 | 88.1 | 5 | 50000 | 3/5/2014 12:00:00 AM | Not Yet Verified | Not Yet Verified | Not Yet Verified |  | 2.1 | 811.2 | 52.49 | 15.45 |  |  | 5000 | 88.1
P00001EM2 | Self Electronics Co.,Ltd | Self | FRIO2-L6940K-PLS [120V ONLY] | Indoor Luminaires | Case Lighting | Vertical Refrigerated Case Luminaires | Standard | FALSE | [9 empty] | 3/5/2014 12:00:00 AM | Not Yet Verified | Not Yet Verified | Not Yet Verified |  |  | 811.2 | 52.49 | 15.45 |  | 0.95 | 4000 | 88.1
P00001EM3 | Self Electronics Co.,Ltd | Self | FRIO2-L6930K-PLS [120V ONLY] | Indoor Luminaires | Case Lighting | Vertical Refrigerated Case Luminaires | Standard | FALSE | [9 empty] | 3/5/2014 12:00:00 AM | Not Yet Verified | Not Yet Verified | Not Yet Verified |  |  | 811.2 | 52.49 | 15.45 |  | 0.95 | 3000 | 88.1
P00001EM5 | Self Electronics Co.,Ltd | Self | FRIO2-R6940K-PLS [120V ONLY] | Indoor Luminaires | Case Lighting | Vertical Refrigerated Case Luminaires | Standard | FALSE | [9 empty] | 3/5/2014 12:00:00 AM | Not Yet Verified | Not Yet Verified | Not Yet Verified |  |  | 811.2 | 52.49 | 15.45 |  | 0.95 | 4000 | 88.1
P00001EM4 | Self Electronics Co.,Ltd | Self | FRIO2-R6930K-PLS [120V ONLY] | Indoor Luminaires | Case Lighting | Vertical Refrigerated Case Luminaires | Standard | FALSE | [9 empty] | 3/5/2014 12:00:00 AM | Not Yet Verified | Not Yet Verified | Not Yet Verified |  |  | 811.2 | 52.49 | 15.45 |  | 0.95 | 3000 | 88.1
P00001EM6 | Self Electronics Co.,Ltd | Self | FRIO2-R6950K-PLS [120V ONLY] | Indoor Luminaires | Case Lighting | Vertical Refrigerated Case Luminaires | Standard | FALSE | [9 empty] | 3/5/2014 12:00:00 AM | Not Yet Verified | Not Yet Verified | Not Yet Verified |  |  | 811.2 | 52.49 | 15.45 |  | 0.95 | 5000 | 88.1
P00001EMD | Self Electronics Co.,Ltd | Self | FRESCO-4850K-PLS [120V ONLY] | Indoor Luminaires | Case Lighting | Horizontal Refrigerated Case Luminaires | Standard | TRUE | 1662.7 | 56.3 | 29.53 | 8.04 | 0.99 | 5304 | 88.2 | 5 | 50000 | 3/5/2014 12:00:00 AM | Not Yet Verified | Not Yet Verified | Not Yet Verified |  | 2.1 | 1662.7 | 56.3 | 30 |  |  | 5000 | 88.2
P00001EME | Self Electronics Co.,Ltd | Self | FRESCO-4840K-PLS [120V ONLY] | Indoor Luminaires | Case Lighting | Horizontal Refrigerated Case Luminaires | Standard | FALSE | [9 empty] | 3/5/2014 12:00:00 AM | Not Yet Verified | Not Yet Verified | Not Yet Verified |  |  | 1662.7 | 56.3 | 30 |  |  | 4000 | 88.2
P00001EMF | Self Electronics Co.,Ltd | Self | FRESCO-4830K-PLS [120V ONLY] | Indoor Luminaires | Case Lighting | Horizontal Refrigerated Case Luminaires | Standard | FALSE | [9 empty] | 3/5/2014 12:00:00 AM | Not Yet Verified | Not Yet Verified | Not Yet Verified |  |  | 1662.7 | 56.3 | 29.53 |  |  | 3000 | 88.2
PRHWR713 | Self Electronics Co.,Ltd | Self | FROST2-4640K-84 [120V ONLY] | Indoor Luminaires | Case Lighting | Horizontal Refrigerated Case Luminaires | Standard | TRUE | 1328.7 | 67.11 | 19.887 | 14.1 | 0.9795 | 4150 | 86.18 | 5 | 50000 | 6/7/2016 12:00:00 AM | Not Dimmable | Not Dimmable | No |  | 3.1 | 1530 | 87 | 17.5 | 14.1 | 0.98 | 4000 | 80
PGQXNE4T | Self Electronics Co.,Ltd | Self | FROST2-4650K-84 [120V ONLY] | Indoor Luminaires | Case Lighting | Horizontal Refrigerated Case Luminaires | Standard | FALSE | [9 empty] | 6/7/2016 12:00:00 AM | Not Dimmable | Not Dimmable | No |  |  | 1530 | 87 | 17.5 | 14.1 | 0.98 | 5000 | 80
PFPPTZAW | Self Electronics Co.,Ltd | Self | FROST2-3840K-66 [120V ONLY] | Indoor Luminaires | Case Lighting | Horizontal Refrigerated Case Luminaires | Standard | TRUE | 999.5 | 66.63 | 15.016 | 22.8 | 0.9598 | 4138 | 86.3 | 5 | 50000 | 6/7/2016 12:00:00 AM | Not Dimmable | Not Dimmable | No |  | 3.1 | 1234 | 88 | 14 | 22.8 | 0.96 | 4000 | 80
PTVEANMC | Self Electronics Co.,Ltd | Self | FROST2-3850K-66 [120V ONLY] | Indoor Luminaires | Case Lighting | Horizontal Refrigerated Case Luminaires | Standard | FALSE | [9 empty] | 6/7/2016 12:00:00 AM | Not Dimmable | Not Dimmable | No |  |  | 1234 | 88 | 14 | 22.8 | 0.96 | 5000 | 80
PXPWUH84 | Self Electronics Co.,Ltd | Self | LINCUS-2227K-24 [Qualified at 120V] | Indoor Luminaires | Case Lighting | Display Case Luminaires | Standard | TRUE | 2530.32 | 87.18 | 29.024 | 24.8 | 0.9586 | 2737 | 96.16 | 5 | 50000 | 6/8/2016 12:00:00 AM | Not Dimmable | Not Dimmable | No |  | 3.1 | 2400 | 85 | 28 | 24.8 | 0.96 | 2700 | 80
PSA25W2T | Self Electronics Co.,Ltd | Self | LINCUS-2240K-24 [Qualified at 120V] | Indoor Luminaires | Case Lighting | Display Case Luminaires | Standard | FALSE | [9 empty] | 6/8/2016 12:00:00 AM | Not Dimmable | Not Dimmable | No |  |  | 2400 | 85 | 28 | 24.8 | 0.96 | 4000 | 80
PG6RK3WK | Self Electronics Co.,Ltd | Self | LINCUS-2250K-24 [Qualified at 120V] | Indoor Luminaires | Case Lighting | Display Case Luminaires | Standard | FALSE | [9 empty] | 6/8/2016 12:00:00 AM | Not Dimmable | Not Dimmable | No |  |  | 2400 | 85 | 28 | 24.8 | 0.96 | 5000 | 80
PZXTW9G9 | Self Electronics Co.,Ltd | Self | LINCUS-2235K-24 [Qualified at 120V] | Indoor Luminaires | Case Lighting | Display Case Luminaires | Standard | FALSE | [9 empty] | 6/8/2016 12:00:00 AM | Not Dimmable | Not Dimmable | No |  |  | 2400 | 85 | 28 | 24.8 | 0.96 | 3500 | 80
PFFPBJU1 | Self Electronics Co.,Ltd | Self | LINCUS-2230K-24 [Qualified at 120V] | Indoor Luminaires | Case Lighting | Display Case Luminaires | Standard | FALSE | [9 empty] | 6/8/2016 12:00:00 AM | Not Dimmable | Not Dimmable | No |  |  | 2400 | 85 | 28 | 24.8 | 0.96 | 3000 | 80
PEK5T575 | Self Electronics Co.,Ltd | Self | LINCUS-2245K-24 [Qualified at 120V] | Indoor Luminaires | Case Lighting | Display Case Luminaires | Standard | FALSE | [9 empty] | 6/8/2016 12:00:00 AM | Not Dimmable | Not Dimmable | No |  |  | 2400 | 85 | 28 | 24.8 | 0.96 | 4500 | 80
P1EKHC28 | Self Electronics Co.,Ltd | Self | LINCUS-2227K-18 [Qualified at 120V] | Indoor Luminaires | Case Lighting | Display Case Luminaires | Standard | TRUE | 2796.4 | 81.56 | 34.286 | 20.9 | 0.971 | 2743 | 95.37 | 5 | 50000 | 6/8/2016 12:00:00 AM | Not Dimmable | Not Dimmable | No |  | 3.1 | 2400 | 80 | 30 | 20.9 | 0.97 | 2700 | 80
PMWTRX7N | Self Electronics Co.,Ltd | Self | LINCUS-2235K-18 [Qualified at 120V] | Indoor Luminaires | Case Lighting | Display Case Luminaires | Standard | FALSE | [9 empty] | 6/8/2016 12:00:00 AM | Not Dimmable | Not Dimmable | No |  |  | 2400 | 80 | 30 | 20.9 | 0.97 | 3500 | 80
PRPBZR2R | Self Electronics Co.,Ltd | Self | LINCUS-2240K-18 [Qualified at 120V] | Indoor Luminaires | Case Lighting | Display Case Luminaires | Standard | FALSE | [9 empty] | 6/8/2016 12:00:00 AM | Not Dimmable | Not Dimmable | No |  |  | 2400 | 80 | 30 | 20.9 | 0.97 | 4000 | 80
PR35WWD8 | Self Electronics Co.,Ltd | Self | LINCUS-2245K-18 [Qualified at 120V] | Indoor Luminaires | Case Lighting | Display Case Luminaires | Standard | FALSE | [9 empty] | 6/8/2016 12:00:00 AM | Not Dimmable | Not Dimmable | No |  |  | 2400 | 80 | 30 | 20.9 | 0.97 | 4500 | 80
P33SJHZF | Self Electronics Co.,Ltd | Self | LINCUS-2230K-18 [Qualified at 120V] | Indoor Luminaires | Case Lighting | Display Case Luminaires | Standard | FALSE | [9 empty] | 6/8/2016 12:00:00 AM | Not Dimmable | Not Dimmable | No |  |  | 2400 | 80 | 30 | 20.9 | 0.97 | 3000 | 80
PZ2QQKSG | Self Electronics Co.,Ltd | Self | LINCUS-2250K-18 [Qualified at 120V] | Indoor Luminaires | Case Lighting | Display Case Luminaires | Standard | FALSE | [9 empty] | 6/8/2016 12:00:00 AM | Not Dimmable | Not Dimmable | No |  |  | 2400 | 80 | 30 | 20.9 | 0.97 | 5000 | 80
PDX465Z5 | Self Electronics Co.,Ltd | Self | FRIO3-6740K-60 | Indoor Luminaires | Case Lighting | Vertical Refrigerated Case Luminaires | Standard | TRUE | 808.5 | 53.54 | 15.1 | 23.3 | 0.959 | 4131 | 86 | 5 | 50000 | 6/29/2016 12:00:00 AM | Not Dimmable | Not Dimmable | No |  | 3.1 | 866 | 64.1 | 13.5 | 23.3 | 0.959 | 4000 | 80
PAMHMGBV | Self Electronics Co.,Ltd | Self | FRIO3-6750K-60 | Indoor Luminaires | Case Lighting | Vertical Refrigerated Case Luminaires | Standard | FALSE | [9 empty] | 6/29/2016 12:00:00 AM | Not Dimmable | Not Dimmable | No |  |  | 866 | 64.1 | 13.5 | 23.3 | 0.959 | 5000 | 80
P58DFH4V | Self Electronics Co.,Ltd | Self | FRIO3-4740K-42 | Indoor Luminaires | Case Lighting | Vertical Refrigerated Case Luminaires | Standard | TRUE | 579.8 | 54.81 | 10.579 | 12.7 | 0.9822 | 4203 | 85.75 | 5 | 50000 | 6/29/2016 12:00:00 AM | Not Dimmable | Not Dimmable | No | Rated data is for the system of 2 lamps | 3.1 | 1190 | 62.6 | 19 | 12.7 | 0.9822 | 4000 | 80
P2RMPEYA | Self Electronics Co.,Ltd | Self | FRIO3-4750K-42 | Indoor Luminaires | Case Lighting | Vertical Refrigerated Case Luminaires | Standard | FALSE | [9 empty] | 6/29/2016 12:00:00 AM | Not Dimmable | Not Dimmable | No | Rated data is for the system of 2 lamps |  | 1190 | 62.6 | 19 | 12.7 | 0.9822 | 5000 | 80
P5VPF77E | Self Electronics Co.,Ltd | Self | FRIO3-5140K-48 | Indoor Luminaires | Case Lighting | Vertical Refrigerated Case Luminaires | Standard | TRUE | 719.2 | 57.4 | 12.529 | 13.8 | 0.984 | 4185 | 85.66 | 5 | 50000 | 6/29/2016 12:00:00 AM | Not Dimmable | Not Dimmable | No | The rated data is for a system of 2 lamps | 3.1 | 1440 | 66.7 | 21.6 | 13.8 | 0.984 | 4000 | 80
PTFGBGV9 | Self Electronics Co.,Ltd | Self | FRIO3-5150K-48 | Indoor Luminaires | Case Lighting | Vertical Refrigerated Case Luminaires | Standard | FALSE | [9 empty] | 6/29/2016 12:00:00 AM | Not Dimmable | Not Dimmable | No | The rated data is for a system of 2 lamps |  | 1440 | 66.7 | 21.6 | 13.8 | 0.984 | 5000 | 80
PHSWE1C2 | Self Electronics Co.,Ltd | Self | FRIO3-3540K-30 | Indoor Luminaires | Case Lighting | Vertical Refrigerated Case Luminaires | Standard | TRUE | 455.8 | 54.23 | 8.405 | 11.8 | 0.9852 | 4126 | 84.8 | 5 | 50000 | 6/29/2016 12:00:00 AM | Not Dimmable | Not Dimmable | No | The rated data is for a system of 3 lamps | 3.1 | 1330 | 68.5 | 19.5 | 11.8 | 0.9852 | 4000 | 80
PDP6GY64 | Self Electronics Co.,Ltd | Self | FRIO3-3550K-30 | Indoor Luminaires | Case Lighting | Vertical Refrigerated Case Luminaires | Standard | FALSE | [9 empty] | 6/29/2016 12:00:00 AM | Not Dimmable | Not Dimmable | No | The rated data is for a system of 3 lamps |  | 1330 | 68.5 | 19.5 | 11.8 | 0.9852 | 5000 | 80
P5NZ1PSF | Self Electronics Co.,Ltd | Self | FRIO3-2840K-24 | Indoor Luminaires | Case Lighting | Vertical Refrigerated Case Luminaires | Standard | TRUE | 359.7 | 52.53 | 6.808 | 16.2 | 0.9748 | 4154 | 82.6 | 5 | 50000 | 6/29/2016 12:00:00 AM | Not Dimmable | Not Dimmable | No |  | 3.1 | 1164 | 70.5 | 16.5 | 16.2 | 0.9748 | 4000 | 80
PCHJG51D | Self Electronics Co.,Ltd | Self | FRIO3-2850K-24 | Indoor Luminaires | Case Lighting | Vertical Refrigerated Case Luminaires | Standard | FALSE | [9 empty] | 6/29/2016 12:00:00 AM | Not Dimmable | Not Dimmable | No |  |  | 1164 | 70.5 | 16.5 | 16.2 | 0.9748 | 5000 | 80
P9P3GCQP | Self Electronics Co.,Ltd | Self | COOPLEN-5250K | Indoor Luminaires | Case Lighting | Horizontal Refrigerated Case Luminaires | Standard | TRUE | 1246 | 80.7 | 15.4 | 17 | 0.969 | 5090 | 83 | 5 | 50000 | 7/27/2016 12:00:00 AM | Not Dimmable | Not Dimmable | No |  |  | 1300 | 100 | 13.5 | 17 | 0.9 | 5000 | 80
PESF4S8U | Self Electronics Co.,Ltd | Self | COOPLEN-4650K | Indoor Luminaires | Case Lighting | Horizontal Refrigerated Case Luminaires | Standard | TRUE | 1035.5 | 79.15 | 13.082 | 18.6 | 0.9624 | 5021 | 84.57 | 5 | 50000 | 7/27/2016 12:00:00 AM | Not Dimmable | Not Dimmable | No |  | 4 | 1100 | 100 | 11 | 18.6 | 0.9 | 5000 | 80
PQY3UWA6 | Self Electronics Co.,Ltd | Self | COOPLEN-7550K | Indoor Luminaires | Case Lighting | Horizontal Refrigerated Case Luminaires | Standard | FALSE | [9 empty] | 7/27/2016 12:00:00 AM | Not Dimmable | Not Dimmable | No |  |  | 2000 | 100 | 20 | 12.2 | 0.9 | 5000 | 80
P7F6ABXH | Self Electronics Co.,Ltd | Self | COOPLEN-8650K | Indoor Luminaires | Case Lighting | Horizontal Refrigerated Case Luminaires | Standard | FALSE | [9 empty] | 7/27/2016 12:00:00 AM | Not Dimmable | Not Dimmable | No |  |  | 2200 | 100 | 22.5 | 12 | 0.9 | 5000 | 80
P49Q8XFV | SHENZHEN FUDAKIN DISPLAY LIGHTING CO., LTD. | FUDAKINLED | FDK-LR9-5-203C | Indoor Luminaires | Case Lighting | Vertical Refrigerated Case Luminaires | Standard | TRUE | 1996.98 | 92.11 | 21.68 | 11.85 | 0.987 | 3092 | 82.9 | 5 | 50000 | 10/23/2015 12:00:00 AM | Not Dimmable | Not Dimmable | No |  | 3 | 1700 | 85 | 20 | 25 | 0.9 | 3000 | 80
PZJ6X2AB | SHENZHEN FUDAKIN DISPLAY LIGHTING CO., LTD. | FUDAKINLED | FDK-LR9-5-204C | Indoor Luminaires | Case Lighting | Vertical Refrigerated Case Luminaires | Standard | FALSE | [9 empty] | 10/23/2015 12:00:00 AM | Not Dimmable | Not Dimmable | No |  |  | 1700 | 85 | 20 | 25 | 0.9 | 4000 | 80
P93MWGHN | SHENZHEN FUDAKIN DISPLAY LIGHTING CO., LTD. | FUDAKINLED | FDK-LR9-5-205C | Indoor Luminaires | Case Lighting | Vertical Refrigerated Case Luminaires | Standard | FALSE | [9 empty] | 10/23/2015 12:00:00 AM | Not Dimmable | Not Dimmable | No |  |  | 1700 | 85 | 20 | 25 | 0.9 | 5000 | 80
P32XY52R | Shenzhen sunpzone lighting electronic co., ltd | Sunpzone | SPZT8F18(3000K) | Indoor Luminaires | Case Lighting | Vertical Refrigerated Case Luminaires | Standard | TRUE | 2233.3 | 113.71 | 19.64 | 18.65 | 0.9024 | 3073 | 83.9 | 5 | 50000 | 9/1/2015 12:00:00 AM | Not Dimmable | Not Dimmable | No |  | 3 | 2233.3 | 113.71 | 19.64 | 18.65 | 0.9024 | 3000 | 83.9
PRUZC2YA | Shenzhen sunpzone lighting electronic co., ltd | Sunpzone | SPZT8F18(4000K) | Indoor Luminaires | Case Lighting | Vertical Refrigerated Case Luminaires | Standard | FALSE | [9 empty] | 9/1/2015 12:00:00 AM | Not Dimmable | Not Dimmable | No |  |  | 2233.3 | 113.71 | 19.64 | 18.65 | 0.9024 | 4000 | 83.9
P88EZ1QP | Shenzhen sunpzone lighting electronic co., ltd | Sunpzone | SPZT8F18(4500K) | Indoor Luminaires | Case Lighting | Vertical Refrigerated Case Luminaires | Standard | FALSE | [9 empty] | 9/1/2015 12:00:00 AM | Not Dimmable | Not Dimmable | No |  |  | 2233.3 | 113.71 | 19.64 | 18.65 | 0.9024 | 4500 | 83.9
PXDGTBHY | Shenzhen sunpzone lighting electronic co., ltd | Sunpzone | SPZT8F18(3500K) | Indoor Luminaires | Case Lighting | Vertical Refrigerated Case Luminaires | Standard | FALSE | [9 empty] | 9/1/2015 12:00:00 AM | Not Dimmable | Not Dimmable | No |  |  | 2233.3 | 113.71 | 19.64 | 18.65 | 0.9024 | 3500 | 83.9
PRQXJRMZ | Shenzhen sunpzone lighting electronic co., ltd | Sunpzone | SPZT8F18(5000K) | Indoor Luminaires | Case Lighting | Vertical Refrigerated Case Luminaires | Standard | FALSE | [9 empty] | 9/1/2015 12:00:00 AM | Not Dimmable | Not Dimmable | No |  |  | 2344.9 | 118.85 | 19.73 | 18.65 | 0.9032 | 5000 | 84
PC9ZRP1M | Shenzhen sunpzone lighting electronic co., ltd | Sunpzone | SPZT8F32(3000K) | Indoor Luminaires | Case Lighting | Vertical Refrigerated Case Luminaires | Standard | TRUE | 3315.7 | 98.28 | 33.74 | 12.1 | 0.9064 | 3109 | 83.1 | 5 | 50000 | 10/14/2015 12:00:00 AM | Not Dimmable | Not Dimmable | No | Center and End-Mounted | 3 | 3315.7 | 98.28 | 33.74 | 12.1 | 0.9064 | 3000 | 83.1
PD33GCYB | Shenzhen sunpzone lighting electronic co., ltd | Sunpzone | SPZT8F32(3500K) | Indoor Luminaires | Case Lighting | Vertical Refrigerated Case Luminaires | Standard | FALSE | [9 empty] | 10/14/2015 12:00:00 AM | Not Dimmable | Not Dimmable | No | Center and End-Mounted |  | 3315.7 | 98.28 | 33.74 | 12.1 | 0.9064 | 3500 | 83.1
PKE3RUPB | Shenzhen sunpzone lighting electronic co., ltd | Sunpzone | SPZT8F32(4000K) | Indoor Luminaires | Case Lighting | Vertical Refrigerated Case Luminaires | Standard | FALSE | [9 empty] | 10/14/2015 12:00:00 AM | Not Dimmable | Not Dimmable | No | Center and End-Mounted |  | 3315.7 | 98.28 | 33.74 | 12.1 | 0.9064 | 4000 | 83.1
PC7H5S1P | Shenzhen sunpzone lighting electronic co., ltd | Sunpzone | SPZT8F32(4500K) | Indoor Luminaires | Case Lighting | Vertical Refrigerated Case Luminaires | Standard | FALSE | [9 empty] | 10/14/2015 12:00:00 AM | Not Dimmable | Not Dimmable | No | Center and End-Mounted |  | 3315.7 | 98.28 | 33.74 | 12.1 | 0.9064 | 4500 | 83.1
PBQYBPPH | Shenzhen sunpzone lighting electronic co., ltd | Sunpzone | SPZT8F32(5000K) | Indoor Luminaires | Case Lighting | Vertical Refrigerated Case Luminaires | Standard | FALSE | [9 empty] | 10/14/2015 12:00:00 AM | Not Dimmable | Not Dimmable | No | Center and End-Mounted |  | 4196 | 125.47 | 33.44 | 14.6 | 0.9102 | 5000 | 84.4
PFHZQXUU | Shenzhen sunpzone lighting electronic co., ltd | Sunpzone | SPZT8F40(3000K) | Indoor Luminaires | Case Lighting | Vertical Refrigerated Case Luminaires | Standard | TRUE | 3315.7 | 98.28 | 33.74 | 12.1 | 0.9064 | 3109 | 83.1 | 5 | 50000 | 10/14/2015 12:00:00 AM | Not Dimmable | Not Dimmable | No | Center and End-mounted | 3 | 4506 | 113.01 | 39.87 | 15.1 | 0.9012 | 3000 | 83.3
PBXH395J | Shenzhen sunpzone lighting electronic co., ltd | Sunpzone | SPZT8F40(3500K) | Indoor Luminaires | Case Lighting | Vertical Refrigerated Case Luminaires | Standard | FALSE | [9 empty] | 10/14/2015 12:00:00 AM | Not Dimmable | Not Dimmable | No | Center and End-mounted |  | 4506 | 113.01 | 39.87 | 15.1 | 0.9012 | 3500 | 83.3
PCRW6A7B | Shenzhen sunpzone lighting electronic co., ltd | Sunpzone | SPZT8F40(4500K) | Indoor Luminaires | Case Lighting | Vertical Refrigerated Case Luminaires | Standard | FALSE | [9 empty] | 10/14/2015 12:00:00 AM | Not Dimmable | Not Dimmable | No | Center and End-mounted |  | 4506 | 113.01 | 39.87 | 15.1 | 0.9012 | 4500 | 83.3
PA3DFEQ9 | Shenzhen sunpzone lighting electronic co., ltd | Sunpzone | SPZT8F40(4000K) | Indoor Luminaires | Case Lighting | Vertical Refrigerated Case Luminaires | Standard | FALSE | [9 empty] | 10/14/2015 12:00:00 AM | Not Dimmable | Not Dimmable | No | Center and End-mounted |  | 4506 | 113.01 | 39.87 | 15.1 | 0.9012 | 4000 | 83.3
PPDEYJ4D | Shenzhen sunpzone lighting electronic co., ltd | Sunpzone | SPZT8F40(5000K) | Indoor Luminaires | Case Lighting | Vertical Refrigerated Case Luminaires | Standard | FALSE | [9 empty] | 10/14/2015 12:00:00 AM | Not Dimmable | Not Dimmable | No | Center and End-mounted |  | 4783 | 123.66 | 38.68 | 15 | 0.9033 | 5000 | 84.4
PANB242X | Shenzhen sunpzone lighting electronic co., ltd | Sunpzone | SPZT8F28B(3000K) | Indoor Luminaires | Case Lighting | Vertical Refrigerated Case Luminaires | Standard | TRUE | 2888.88 | 111.03 | 26.02 | 6.17 | 0.958 | 2945 | 83.5 | 5 | 50000 | 9/15/2016 12:00:00 AM | Not Dimmable | Not Dimmable | No |  | 4 | 3300 | 118 | 28 | 20 | 0.9 | 3000 | 80
PCTAMP9X | Shenzhen sunpzone lighting electronic co., ltd | Sunpzone | SPZT8F28B(4000K) | Indoor Luminaires | Case Lighting | Vertical Refrigerated Case Luminaires | Standard | FALSE | [9 empty] | 9/15/2016 12:00:00 AM | Not Dimmable | Not Dimmable | No |  |  | 3300 | 118 | 28 | 20 | 0.9 | 4000 | 80
PP8GBH5M | Shenzhen sunpzone lighting electronic co., ltd | Sunpzone | SPZT8F28B(3500K) | Indoor Luminaires | Case Lighting | Vertical Refrigerated Case Luminaires | Standard | FALSE | [9 empty] | 9/15/2016 12:00:00 AM | Not Dimmable | Not Dimmable | No |  |  | 3300 | 118 | 28 | 20 | 0.9 | 3500 | 80
PY16A5JR | Shenzhen sunpzone lighting electronic co., ltd | Sunpzone | SPZT8F28B(4500K) | Indoor Luminaires | Case Lighting | Vertical Refrigerated Case Luminaires | Standard | FALSE | [9 empty] | 9/15/2016 12:00:00 AM | Not Dimmable | Not Dimmable | No |  |  | 3300 | 118 | 28 | 20 | 0.9 | 4500 | 80
P94Z38WP | Shenzhen sunpzone lighting electronic co., ltd | Sunpzone | SPZT8F28B(5000K) | Indoor Luminaires | Case Lighting | Vertical Refrigerated Case Luminaires | Standard | FALSE | [9 empty] | 9/15/2016 12:00:00 AM | Not Dimmable | Not Dimmable | No |  |  | 3300 | 118 | 28 | 20 | 0.9 | 5000 | 80
PQ3RMY4J | Shenzhen Syhdee Co.,Ltd. | SYHDEE | SYH-FL08-S1218(3000K) | Indoor Luminaires | Case Lighting | Vertical Refrigerated Case Luminaires | Standard | TRUE | 1394 | 84.38 | 16.52 | 12.46 | 0.9159 | 2952 | 82 | 5 | 50000 | 9/6/2016 12:00:00 AM | Not Yet Verified | Not Yet Verified | No |  | 4 | 1394 | 84.38 | 16.52 | 12.46 | 0.9159 | 3000 | 82
P7FU4J4J | Shenzhen Syhdee Co.,Ltd. | SYHDEE | SYH-FL08-S1218(3000K) | Indoor Luminaires | Case Lighting | Horizontal Refrigerated Case Luminaires | Standard | TRUE | 1394 | 84.38 | 16.52 | 12.46 | 0.9159 | 2952 | 82 | 5 | 50000 | 9/6/2016 12:00:00 AM | Not Yet Verified | Not Yet Verified | No |  | 4 | 1394 | 84.38 | 16.52 | 12.46 | 0.9159 | 3000 | 82
PQQSHEJF | Shenzhen Syhdee Co.,Ltd. | SYHDEE | SYH-FL08-S1218(4500K) | Indoor Luminaires | Case Lighting | Horizontal Refrigerated Case Luminaires | Standard | FALSE | [9 empty] | 9/6/2016 12:00:00 AM | Not Yet Verified | Not Yet Verified | No |  |  | 1466.8 | 87.38 | 16.79 | 12.46 | 0.9159 | 4500 | 82
P1TXTFVT | Shenzhen Syhdee Co.,Ltd. | SYHDEE | SYH-FL08-S1218(4000K) | Indoor Luminaires | Case Lighting | Vertical Refrigerated Case Luminaires | Standard | FALSE | [9 empty] | 9/6/2016 12:00:00 AM | Not Yet Verified | Not Yet Verified | No |  |  | 1442.5 | 85.94 | 16.79 | 12.46 | 0.9159 | 4000 | 82
P2TWUFZV | Shenzhen Syhdee Co.,Ltd. | SYHDEE | SYH-FL08-S1218(3500K) | Indoor Luminaires | Case Lighting | Horizontal Refrigerated Case Luminaires | Standard | FALSE | [9 empty] | 9/6/2016 12:00:00 AM | Not Yet Verified | Not Yet Verified | No |  |  | 1418.3 | 84.5 | 16.79 | 12.46 | 0.9159 | 3500 | 82
PN73AXTV | Shenzhen Syhdee Co.,Ltd. | SYHDEE | SYH-FL08-S1218(4000K) | Indoor Luminaires | Case Lighting | Horizontal Refrigerated Case Luminaires | Standard | FALSE | [9 empty] | 9/6/2016 12:00:00 AM | Not Yet Verified | Not Yet Verified | No |  |  | 1442.5 | 85.94 | 16.79 | 12.46 | 0.9159 | 4000 | 82
P4QH3812 | Shenzhen Syhdee Co.,Ltd. | SYHDEE | SYH-FL08-S1218(5000K) | Indoor Luminaires | Case Lighting | Horizontal Refrigerated Case Luminaires | Standard | FALSE | [9 empty] | 9/6/2016 12:00:00 AM | Not Yet Verified | Not Yet Verified | No |  |  | 1491 | 87.45 | 17.05 | 12.13 | 0.9142 | 5000 | 82.5
PPJU7TZ4 | Shenzhen Syhdee Co.,Ltd. | SYHDEE | SYH-FL08-S1218(3500K) | Indoor Luminaires | Case Lighting | Vertical Refrigerated Case Luminaires | Standard | FALSE | [9 empty] | 9/6/2016 12:00:00 AM | Not Yet Verified | Not Yet Verified | No |  |  | 1418.3 | 84.5 | 16.79 | 12.46 | 0.9159 | 3500 | 82
PDN2H938 | Shenzhen Syhdee Co.,Ltd. | SYHDEE | SYH-FL08-S1218(5000K) | Indoor Luminaires | Case Lighting | Vertical Refrigerated Case Luminaires | Standard | FALSE | [9 empty] | 9/6/2016 12:00:00 AM | Not Yet Verified | Not Yet Verified | No |  |  | 1491 | 87.45 | 17.05 | 12.13 | 0.9142 | 5000 | 82.5
P1BWEUD8 | Shenzhen Syhdee Co.,Ltd. | SYHDEE | SYH-FL08-S1218(4500K) | Indoor Luminaires | Case Lighting | Vertical Refrigerated Case Luminaires | Standard | FALSE | [9 empty] | 9/6/2016 12:00:00 AM | Not Yet Verified | Not Yet Verified | No |  |  | 1466.8 | 87.38 | 16.79 | 12.46 | 0.9159 | 4500 | 82
PG7USJSV | Shenzhen Syhdee Co.,Ltd. | SYHDEE | SYH-FL08-S1522(3000K) | Indoor Luminaires | Case Lighting | Vertical Refrigerated Case Luminaires | Standard | TRUE | 1757.3 | 79.95 | 21.83 | 11.27 | 0.9438 | 2957 | 82 | 5 | 50000 | 9/6/2016 12:00:00 AM | Not Dimmable | Not Dimmable | No |  | 4 | 1754.9 | 80.39 | 21.83 | 11.27 | 0.94 | 3000 | 82
PEMZ8YMB | Shenzhen Syhdee Co.,Ltd. | SYHDEE | SYH-FL08-S1522(3000K) | Indoor Luminaires | Case Lighting | Horizontal Refrigerated Case Luminaires | Standard | TRUE | 1757.3 | 79.95 | 21.83 | 11.27 | 0.9438 | 2957 | 82 | 5 | 50000 | 9/6/2016 12:00:00 AM | Not Dimmable | Not Dimmable | No |  | 4 | 1754.9 | 80.39 | 21.83 | 11.27 | 0.94 | 3000 | 82
P7WJ3FJY | Shenzhen Syhdee Co.,Ltd. | SYHDEE | SYH-FL08-S1522(4000K) | Indoor Luminaires | Case Lighting | Horizontal Refrigerated Case Luminaires | Standard | FALSE | [9 empty] | 9/6/2016 12:00:00 AM | Not Dimmable | Not Dimmable | No |  |  | 1812 | 82.03 | 22.09 | 11.27 | 0.94 | 4000 | 82
P2SR4TKQ | Shenzhen Syhdee Co.,Ltd. | SYHDEE | SYH-FL08-S1522(4000K) | Indoor Luminaires | Case Lighting | Vertical Refrigerated Case Luminaires | Standard | FALSE | [9 empty] | 9/6/2016 12:00:00 AM | Not Dimmable | Not Dimmable | No |  |  | 1812 | 82.03 | 22.09 | 11.27 | 0.94 | 4000 | 82
P15GDZKK | Shenzhen Syhdee Co.,Ltd. | SYHDEE | SYH-FL08-S1522(4500K) | Indoor Luminaires | Case Lighting | Horizontal Refrigerated Case Luminaires | Standard | FALSE | [9 empty] | 9/6/2016 12:00:00 AM | Not Dimmable | Not Dimmable | No |  |  | 1840.5 | 83.32 | 22.09 | 11.27 | 0.94 | 4500 | 82
PEJS826F | Shenzhen Syhdee Co.,Ltd. | SYHDEE | SYH-FL08-S1522(3500K) | Indoor Luminaires | Case Lighting | Vertical Refrigerated Case Luminaires | Standard | FALSE | [9 empty] | 9/6/2016 12:00:00 AM | Not Dimmable | Not Dimmable | No |  |  | 1783.4 | 80.73 | 22.09 | 11.27 | 0.94 | 3500 | 82
PEXDZRR1 | Shenzhen Syhdee Co.,Ltd. | SYHDEE | SYH-FL08-S1522(5000K) | Indoor Luminaires | Case Lighting | Vertical Refrigerated Case Luminaires | Standard | FALSE | [9 empty] | 9/6/2016 12:00:00 AM | Not Dimmable | Not Dimmable | No |  |  | 1869 | 83.62 | 22.35 | 11.04 | 0.94 | 5000 | 82.4
PF7MXVMC | Shenzhen Syhdee Co.,Ltd. | SYHDEE | SYH-FL08-S1522(3500K) | Indoor Luminaires | Case Lighting | Horizontal Refrigerated Case Luminaires | Standard | FALSE | [9 empty] | 9/6/2016 12:00:00 AM | Not Dimmable | Not Dimmable | No |  |  | 1783.4 | 80.73 | 22.09 | 11.27 | 0.94 | 3500 | 82
P63YU65W | Shenzhen Syhdee Co.,Ltd. | SYHDEE | SYH-FL08-S1522(5000K) | Indoor Luminaires | Case Lighting | Horizontal Refrigerated Case Luminaires | Standard | FALSE | [9 empty] | 9/6/2016 12:00:00 AM | Not Dimmable | Not Dimmable | No |  |  | 1869 | 83.62 | 22.35 | 11.04 | 0.94 | 5000 | 82.4
PRT59A2J | Shenzhen Syhdee Co.,Ltd. | SYHDEE | SYH-FL08-S1522(4500K) | Indoor Luminaires | Case Lighting | Vertical Refrigerated Case Luminaires | Standard | FALSE | [9 empty] | 9/6/2016 12:00:00 AM | Not Dimmable | Not Dimmable | No |  |  | 1840.5 | 83.32 | 22.09 | 11.27 | 0.94 | 4500 | 82
P3671V4H | Shenzhen Syhdee Co.,Ltd. | SYHDEE | SYH-FL08-S1826(3000K) | Indoor Luminaires | Case Lighting | Horizontal Refrigerated Case Luminaires | Standard | TRUE | 2117.1 | 82.12 | 25.78 | 10.82 | 0.9054 | 2954 | 81.9 | 5 | 50000 | 9/7/2016 12:00:00 AM | Not Dimmable | Not Dimmable | No |  | 4 | 2114.1 | 82.55 | 25.61 | 10.82 | 0.91 | 3000 | 81.9
PPECAZ8Q | Shenzhen Syhdee Co.,Ltd. | SYHDEE | SYH-FL08-S1826(3000K) | Indoor Luminaires | Case Lighting | Vertical Refrigerated Case Luminaires | Standard | TRUE | 2117.1 | 82.12 | 25.78 | 10.82 | 0.9054 | 2954 | 81.9 | 5 | 50000 | 9/7/2016 12:00:00 AM | Not Dimmable | Not Dimmable | No |  | 4 | 2114.1 | 82.55 | 25.61 | 10.82 | 0.91 | 3000 | 81.9
P9MSJWJ2 | Shenzhen Syhdee Co.,Ltd. | SYHDEE | SYH-FL08-S1826(4000K) | Indoor Luminaires | Case Lighting | Horizontal Refrigerated Case Luminaires | Standard | FALSE | [9 empty] | 9/7/2016 12:00:00 AM | Not Dimmable | Not Dimmable | No |  |  | 2174.6 | 84.53 | 25.73 | 10.82 | 0.91 | 4000 | 81.9
PEYW66EF | Shenzhen Syhdee Co.,Ltd. | SYHDEE | SYH-FL08-S1826(3500K) | Indoor Luminaires | Case Lighting | Horizontal Refrigerated Case Luminaires | Standard | FALSE | [9 empty] | 9/7/2016 12:00:00 AM | Not Dimmable | Not Dimmable | No |  |  | 2144.3 | 83.36 | 25.73 | 10.82 | 0.91 | 3500 | 81.9
PGYH6634 | Shenzhen Syhdee Co.,Ltd. | SYHDEE | SYH-FL08-S1826(4000K) | Indoor Luminaires | Case Lighting | Vertical Refrigerated Case Luminaires | Standard | FALSE | [9 empty] | 9/7/2016 12:00:00 AM | Not Dimmable | Not Dimmable | No |  |  | 2174.6 | 84.53 | 25.73 | 10.82 | 0.91 | 4000 | 81.9
PKSZ8AT5 | Shenzhen Syhdee Co.,Ltd. | SYHDEE | SYH-FL08-S1826(5000K) | Indoor Luminaires | Case Lighting | Horizontal Refrigerated Case Luminaires | Standard | FALSE | [9 empty] | 9/7/2016 12:00:00 AM | Not Dimmable | Not Dimmable | No |  |  | 2235 | 86.49 | 25.84 | 10.67 | 0.91 | 5000 | 82.6
PF775WKW | Shenzhen Syhdee Co.,Ltd. | SYHDEE | SYH-FL08-S1826(5000K) | Indoor Luminaires | Case Lighting | Vertical Refrigerated Case Luminaires | Standard | FALSE | [9 empty] | 9/7/2016 12:00:00 AM | Not Dimmable | Not Dimmable | No |  |  | 2235 | 86.49 | 25.84 | 10.67 | 0.91 | 5000 | 82.6
P8U372D9 | Shenzhen Syhdee Co.,Ltd. | SYHDEE | SYH-FL08-S1826(4500K) | Indoor Luminaires | Case Lighting | Horizontal Refrigerated Case Luminaires | Standard | FALSE | [9 empty] | 9/7/2016 12:00:00 AM | Not Dimmable | Not Dimmable | No |  |  | 2204.8 | 85.71 | 25.73 | 10.82 | 0.91 | 4500 | 81.9
P9W83SGM | Shenzhen Syhdee Co.,Ltd. | SYHDEE | SYH-FL08-S1826(3500K) | Indoor Luminaires | Case Lighting | Vertical Refrigerated Case Luminaires | Standard | FALSE | [9 empty] | 9/7/2016 12:00:00 AM | Not Dimmable | Not Dimmable | No |  |  | 2144.3 | 83.36 | 25.73 | 10.82 | 0.91 | 3500 | 81.9
PME331H5 | Shenzhen Syhdee Co.,Ltd. | SYHDEE | SYH-FL08-S1826(4500K) | Indoor Luminaires | Case Lighting | Vertical Refrigerated Case Luminaires | Standard | FALSE | [9 empty] | 9/7/2016 12:00:00 AM | Not Dimmable | Not Dimmable | No |  |  | 2204.8 | 85.71 | 25.73 | 10.82 | 0.91 | 4500 | 81.9
P9UG2M5R | SHENZHEN ZENITH TECHNOLOGY CO.,LTD | ZENITH | ZS-T8V1218T(3000K) | Indoor Luminaires | Case Lighting | Vertical Refrigerated Case Luminaires | Standard | TRUE | 2233.3 | 113.71 | 19.64 | 18.65 | 0.9024 | 3073 | 83.9 | 5 | 50000 | 8/18/2015 12:00:00 AM | Not Dimmable | Not Dimmable | No | End-mounted only | 3 | 2233.3 | 113.71 | 19.64 | 18.65 | 0.9024 | 3000 | 83.9
PXZRTZ58 | SHENZHEN ZENITH TECHNOLOGY CO.,LTD | ZENITH | ZS-T8V1218T(5000K) | Indoor Luminaires | Case Lighting | Vertical Refrigerated Case Luminaires | Standard | FALSE | [9 empty] | 8/18/2015 12:00:00 AM | Not Dimmable | Not Dimmable | No |  |  | 2344.9 | 118.85 | 19.73 | 18.65 | 0.9032 | 5000 | 84
P7N4WP51 | SHENZHEN ZENITH TECHNOLOGY CO.,LTD | ZENITH | ZS-T8V1218T(4000K) | Indoor Luminaires | Case Lighting | Vertical Refrigerated Case Luminaires | Standard | FALSE | [9 empty] | 8/18/2015 12:00:00 AM | Not Dimmable | Not Dimmable | No |  |  | 2233.3 | 113.71 | 19.64 | 18.65 | 0.9024 | 4000 | 83.9
PXA8NYQ1 | SHENZHEN ZENITH TECHNOLOGY CO.,LTD | ZENITH | ZS-T8V1218T(4500K) | Indoor Luminaires | Case Lighting | Vertical Refrigerated Case Luminaires | Standard | FALSE | [9 empty] | 8/18/2015 12:00:00 AM | Not Dimmable | Not Dimmable | No |  |  | 2233.3 | 113.71 | 19.64 | 18.65 | 0.9024 | 4500 | 83.9
PE9ZM27D | SHENZHEN ZENITH TECHNOLOGY CO.,LTD | ZENITH | ZS-T8V1218T(3500K) | Indoor Luminaires | Case Lighting | Vertical Refrigerated Case Luminaires | Standard | FALSE | [9 empty] | 8/18/2015 12:00:00 AM | Not Dimmable | Not Dimmable | No |  |  | 2233.3 | 113.71 | 19.64 | 18.65 | 0.9024 | 3500 | 83.9
PP71Y227 | SHENZHEN ZENITH TECHNOLOGY CO.,LTD | ZENITH | ZS-T8V1532T(3000K) | Indoor Luminaires | Case Lighting | Vertical Refrigerated Case Luminaires | Standard | TRUE | 3315.7 | 98.28 | 33.74 | 12.1 | 0.9064 | 3109 | 83.1 | 5 | 50000 | 9/23/2015 12:00:00 AM | Not Dimmable | Not Dimmable | No | Center and End-Mounted | 3 | 3315.7 | 98.28 | 33.74 | 12.1 | 0.9064 | 3000 | 83.1
PZUPMEYT | SHENZHEN ZENITH TECHNOLOGY CO.,LTD | ZENITH | ZS-T8V1532T(3500K) | Indoor Luminaires | Case Lighting | Vertical Refrigerated Case Luminaires | Standard | FALSE | [9 empty] | 9/23/2015 12:00:00 AM | Not Dimmable | Not Dimmable | No | Center and End-Mounted |  | 3315.7 | 98.28 | 33.74 | 12.1 | 0.9064 | 3500 | 83.1
PRRUUYZZ | SHENZHEN ZENITH TECHNOLOGY CO.,LTD | ZENITH | ZS-T8V1532T(4500K) | Indoor Luminaires | Case Lighting | Vertical Refrigerated Case Luminaires | Standard | FALSE | [9 empty] | 9/23/2015 12:00:00 AM | Not Dimmable | Not Dimmable | No | Center and End-Mounted |  | 3315.7 | 98.28 | 33.74 | 12.1 | 0.9064 | 4500 | 83.1
P78N86JB | SHENZHEN ZENITH TECHNOLOGY CO.,LTD | ZENITH | ZS-T8V1532T(5000K) | Indoor Luminaires | Case Lighting | Vertical Refrigerated Case Luminaires | Standard | FALSE | [9 empty] | 9/23/2015 12:00:00 AM | Not Dimmable | Not Dimmable | No | Center and End-Mounted |  | 4196 | 125.47 | 33.44 | 14.6 | 0.9102 | 5000 | 84.4
P1S7U9RY | SHENZHEN ZENITH TECHNOLOGY CO.,LTD | ZENITH | ZS-T8V1532T(4000K) | Indoor Luminaires | Case Lighting | Vertical Refrigerated Case Luminaires | Standard | FALSE | [9 empty] | 9/23/2015 12:00:00 AM | Not Dimmable | Not Dimmable | No | Center and End-Mounted |  | 3315.7 | 98.28 | 33.74 | 12.1 | 0.9064 | 4000 | 83.1
PXV5PQFC | SHENZHEN ZENITH TECHNOLOGY CO.,LTD | ZENITH | ZS-T8V1840T(3000K) | Indoor Luminaires | Case Lighting | Vertical Refrigerated Case Luminaires | Standard | TRUE | 3315.7 | 98.28 | 33.74 | 12.1 | 0.9064 | 3109 | 83.1 | 5 | 50000 | 9/23/2015 12:00:00 AM | Not Dimmable | Not Dimmable | No | Center and End-mounted | 3 | 4506 | 113.01 | 39.87 | 15.1 | 0.9012 | 3000 | 83.3
PDVHW4P7 | SHENZHEN ZENITH TECHNOLOGY CO.,LTD | ZENITH | ZS-T8V1840T(4500K) | Indoor Luminaires | Case Lighting | Vertical Refrigerated Case Luminaires | Standard | FALSE | [9 empty] | 9/23/2015 12:00:00 AM | Not Dimmable | Not Dimmable | No | Center and End-mounted |  | 4506 | 113.01 | 39.87 | 15.1 | 0.9012 | 4500 | 83.3
P9N8YTEJ | SHENZHEN ZENITH TECHNOLOGY CO.,LTD | ZENITH | ZS-T8V1840T(3500K) | Indoor Luminaires | Case Lighting | Vertical Refrigerated Case Luminaires | Standard | FALSE | [9 empty] | 9/23/2015 12:00:00 AM | Not Dimmable | Not Dimmable | No | Center and End-mounted |  | 4506 | 113.01 | 39.87 | 15.1 | 0.9012 | 3500 | 83.3
PNJBMJMP | SHENZHEN ZENITH TECHNOLOGY CO.,LTD | ZENITH | ZS-T8V1840T(4000K) | Indoor Luminaires | Case Lighting | Vertical Refrigerated Case Luminaires | Standard | FALSE | [9 empty] | 9/23/2015 12:00:00 AM | Not Dimmable | Not Dimmable | No | Center and End-mounted |  | 4506 | 113.01 | 39.87 | 15.1 | 0.9012 | 4000 | 83.3
P343ME74 | SHENZHEN ZENITH TECHNOLOGY CO.,LTD | ZENITH | ZS-T8V1840T(5000K) | Indoor Luminaires | Case Lighting | Vertical Refrigerated Case Luminaires | Standard | FALSE | [9 empty] | 9/23/2015 12:00:00 AM | Not Dimmable | Not Dimmable | No | Center and End-mounted |  | 4783 | 123.66 | 38.68 | 15 | 0.9033 | 5000 | 84.4
PH53ZKEV | Sleeklighting Corp | Sleeklighting | RC-4-30K-C | Indoor Luminaires | Case Lighting | Horizontal Refrigerated Case Luminaires | Standard | TRUE | 1872.588 | 100.391 | 18.653 | 24.9 | 0.892 | 3214 | 82.1 | 5 | 50000 | 1/13/2015 12:00:00 AM | Not Dimmable | Not Dimmable | Not Yet Verified |  | 2.1 | 1872.588 | 117 | 16 | 24.9 | 0.96 | 3000 | 84
PQAPD38K | Sleeklighting Corp | Sleeklighting | RC-4-50K-C | Indoor Luminaires | Case Lighting | Horizontal Refrigerated Case Luminaires | Standard | FALSE | [9 empty] | 1/13/2015 12:00:00 AM | Not Dimmable | Not Dimmable | Not Yet Verified |  |  | 2016 | 126 | 16 | 24.9 | 0.96 | 5000 | 84
PNTK2Y5P | Sleeklighting Corp | Sleeklighting | RC-4-40K-C | Indoor Luminaires | Case Lighting | Horizontal Refrigerated Case Luminaires | Standard | FALSE | [9 empty] | 1/13/2015 12:00:00 AM | Not Dimmable | Not Dimmable | Not Yet Verified |  |  | 1913 | 119 | 16 | 24.9 | 0.96 | 4000 | 84
P000019CI | SloanLED | Cold Deck | 701940-2WS3[X2,Y2] [120V ONLY] | Indoor Luminaires | Case Lighting | Horizontal Refrigerated Case Luminaires | Standard | TRUE | 458.25 | 72.39 | 6.33 | 10.4 | 0.989 | 2724 | 84 | 5 | 100000 | 7/20/2015 12:00:00 AM | Dimmable | Stepped | Not Yet Verified |  | 3 | 531.6 | 88.6 | 6 | 20 | 0.9 | 2700 | 83
PDKSR82Z | SloanLED | Cold Deck | 701940-2WS1[X2, Y2] [120V Only] | Indoor Luminaires | Case Lighting | Horizontal Refrigerated Case Luminaires | Standard | TRUE | 177.2 | 54.3 | 3.264 | 12.3 | 0.988 | 2797 | 82.6 | 5 | 100000 | 10/19/2015 12:00:00 AM | Dimmable | Stepped | Not Yet Verified |  | 3 | 177.2 | 83.0336688649774 | 2.13407407407407 | 20 | 0.9 | 2700 | 83
P000019C6 | SloanLED | Cold Deck | 701940-3WS4[X2,Y2] [120V ONLY] | Indoor Luminaires | Case Lighting | Horizontal Refrigerated Case Luminaires | Standard | TRUE | 584.58 | 48.77 | 7.5 | 17.4 | 0.943 | 3438 | 82.8 | 5 | 50000 | 7/20/2015 12:00:00 AM | Dimmable | Stepped | Not Yet Verified |  | 1.7 | 668 | 83.5 | 8 | 20 | 0.9 | 3500 | 85
P000019CM | SloanLED | Cold Deck | 701940-4WS4[X2,Y2] [120V ONLY] | Indoor Luminaires | Case Lighting | Horizontal Refrigerated Case Luminaires | Standard | FALSE | [9 empty] | 7/20/2015 12:00:00 AM | Dimmable | Stepped | Not Yet Verified |  |  | 668 | 83.5 | 8 | 20 | 0.9 | 4000 | 85
P000019CK | SloanLED | Cold Deck | 701940-3WS3[X2,Y2] [120V ONLY] | Indoor Luminaires | Case Lighting | Horizontal Refrigerated Case Luminaires | Standard | FALSE | [9 empty] | 7/20/2015 12:00:00 AM | Dimmable | Stepped | Not Yet Verified |  |  | 531.6 | 88.6 | 6 | 20 | 0.9 | 3500 | 85
P000019CL | SloanLED | Cold Deck | 701940-4WS3[X2,Y2] [120V ONLY] | Indoor Luminaires | Case Lighting | Horizontal Refrigerated Case Luminaires | Standard | FALSE | [9 empty] | 7/20/2015 12:00:00 AM | Dimmable | Stepped | Not Yet Verified |  |  | 531.6 | 88.6 | 6 | 20 | 0.9 | 4000 | 85
PTUADTYU | SloanLED | Cold Deck | 701940-4WS1[X2, Y2] [120V Only] | Indoor Luminaires | Case Lighting | Horizontal Refrigerated Case Luminaires | Standard | FALSE | [9 empty] | 10/19/2015 12:00:00 AM | Dimmable | Stepped | Not Yet Verified |  |  | 177.2 | 83.0336688649774 | 2.13407407407407 | 20 | 0.9 | 4000 | 85
P7667PE2 | SloanLED | Cold Deck | 701940-3WS1[X2, Y2] [120V Only] | Indoor Luminaires | Case Lighting | Horizontal Refrigerated Case Luminaires | Standard | FALSE | [9 empty] | 10/19/2015 12:00:00 AM | Dimmable | Stepped | Not Yet Verified |  |  | 177.2 | 83.0336688649774 | 2.13407407407407 | 20 | 0.9 | 3500 | 85
P000019CJ | SloanLED | Cold Deck | 701940-2WS4[X2,Y2] [120V ONLY] | Indoor Luminaires | Case Lighting | Horizontal Refrigerated Case Luminaires | Standard | FALSE | [9 empty] | 7/20/2015 12:00:00 AM | Dimmable | Stepped | Not Yet Verified |  |  | 668 | 83.5 | 8 | 20 | 0.9 | 2914 | 83
PCY3JN4M | SloanLED | Cold Deck | 701940-2WS2[X2, Y2] [120V Only] | Indoor Luminaires | Case Lighting | Horizontal Refrigerated Case Luminaires | Standard | FALSE | [9 empty] | 10/19/2015 12:00:00 AM | Dimmable | Stepped | Not Yet Verified |  |  | 354.4 | 86.1089899340507 | 4.11571428571429 | 20 | 0.9 | 2700 | 83
P9XB7DYJ | SloanLED | Cold Deck | 701940-3WS2[X2, Y2] [120V Only] | Indoor Luminaires | Case Lighting | Horizontal Refrigerated Case Luminaires | Standard | FALSE | [9 empty] | 10/19/2015 12:00:00 AM | Dimmable | Stepped | Not Yet Verified |  |  | 354.4 | 86.1089899340507 | 4.11571428571429 | 20 | 0.9 | 3500 | 85
PUHAU3ZU | SloanLED | Cold Deck | 701940-4WS2[X2, Y2] [120V Only] | Indoor Luminaires | Case Lighting | Horizontal Refrigerated Case Luminaires | Standard | FALSE | [9 empty] | 10/19/2015 12:00:00 AM | Dimmable | Stepped | Not Yet Verified |  |  | 354.4 | 86.1089899340507 | 4.11571428571429 | 20 | 0.9 | 4000 | 85
PBU5PFPV | SloanLED | Cold Deck | 701940-2WC1[X2, Y2] [120V Only] | Indoor Luminaires | Case Lighting | Horizontal Refrigerated Case Luminaires | Standard | TRUE | 282.3 | 52 | 5.431 | 12.3 | 0.988 | 2797 | 82.6 | 5 | 100000 | 10/19/2015 12:00:00 AM | Dimmable | Stepped | Not Yet Verified |  | 3 | 282.3 | 48.9934050676848 | 5.762 | 20 | 0.9 | 2700 | 83
P000019CE | SloanLED | Cold Deck | 701940-2WC3[X2,Y2] [120V ONLY] | Indoor Luminaires | Case Lighting | Horizontal Refrigerated Case Luminaires | Standard | TRUE | 1014.81 | 59.07 | 17.18 | 10.4 | 0.89 | 2752 | 84 | 5 | 100000 | 7/20/2015 12:00:00 AM | Dimmable | Stepped | Not Yet Verified |  | 2.1 | 1128.75 | 66.3970588235294 | 17 | 20 | 0.9 | 2797 | 83
P000019C8 | SloanLED | Cold Deck | 701940-3WC4[X2,Y2] [120V ONLY] | Indoor Luminaires | Case Lighting | Horizontal Refrigerated Case Luminaires | Standard | TRUE | 1378.73 | 51.81 | 26.61 | 12.4 | 0.98 | 3595 | 84 | 5 | 50000 | 7/20/2015 12:00:00 AM | Dimmable | Stepped | Not Yet Verified |  | 1.7 | 1505 | 65.4347826086957 | 23 | 20 | 0.9 | 3500 | 85
PMWBKE6E | SloanLED | Cold Deck | 701940-2WC2[X2, Y2] [120V Only] | Indoor Luminaires | Case Lighting | Horizontal Refrigerated Case Luminaires | Standard | FALSE | [9 empty] | 10/19/2015 12:00:00 AM | Dimmable | Stepped | Not Yet Verified |  |  | 564.6 | 48.9934050676848 | 11.524 | 20 | 0.9 | 2700 | 83
PD2E4E2P | SloanLED | Cold Deck | 701940-3WC2[X2, Y2] [120V Only] | Indoor Luminaires | Case Lighting | Horizontal Refrigerated Case Luminaires | Standard | FALSE | [9 empty] | 10/19/2015 12:00:00 AM | Dimmable | Stepped | Not Yet Verified |  |  | 564.6 | 48.9934050676848 | 11.524 | 20 | 0.9 | 3500 | 85
PCGT8JZF | SloanLED | Cold Deck | 701940-4WC2[X2, Y2] [120V Only] | Indoor Luminaires | Case Lighting | Horizontal Refrigerated Case Luminaires | Standard | FALSE | [9 empty] | 10/19/2015 12:00:00 AM | Dimmable | Stepped | Not Yet Verified |  |  | 564.6 | 48.9934050676848 | 11.524 | 20 | 0.9 | 4000 | 85
P000019CF | SloanLED | Cold Deck | 701940-2WC4[X2,Y2] [120V ONLY] | Indoor Luminaires | Case Lighting | Horizontal Refrigerated Case Luminaires | Standard | FALSE | [9 empty] | 7/20/2015 12:00:00 AM | Dimmable | Stepped | Not Yet Verified |  |  | 1505 | 65.4347826086957 | 23 | 20 | 0.9 | 2797 | 83
P000019CH | SloanLED | Cold Deck | 701940-4WC3[X2,Y2] [120V ONLY] | Indoor Luminaires | Case Lighting | Horizontal Refrigerated Case Luminaires | Standard | FALSE | [9 empty] | 7/20/2015 12:00:00 AM | Dimmable | Stepped | Not Yet Verified |  |  | 1128.75 | 66.3970588235294 | 17 | 20 | 0.9 | 4000 | 85
P000019CB | SloanLED | Cold Deck | 701940-4WC4[X2,Y2] [120V ONLY] | Indoor Luminaires | Case Lighting | Horizontal Refrigerated Case Luminaires | Standard | FALSE | [9 empty] | 7/20/2015 12:00:00 AM | Dimmable | Stepped | Not Yet Verified |  |  | 1505 | 65.4347826086957 | 23 | 20 | 0.9 | 4000 | 85
PYQT5CQU | SloanLED | Cold Deck | 701940-3WC1[X2, Y2] [120V Only] | Indoor Luminaires | Case Lighting | Horizontal Refrigerated Case Luminaires | Standard | FALSE | [9 empty] | 10/19/2015 12:00:00 AM | Dimmable | Stepped | Not Yet Verified |  |  | 282.3 | 48.9934050676848 | 5.762 | 20 | 0.9 | 3500 | 85
PX6NVRH7 | SloanLED | Cold Deck | 701940-4WC1[X2, Y2] [120V Only] | Indoor Luminaires | Case Lighting | Horizontal Refrigerated Case Luminaires | Standard | FALSE | [9 empty] | 10/19/2015 12:00:00 AM | Dimmable | Stepped | Not Yet Verified |  |  | 282.3 | 48.9934050676848 | 5.762 | 20 | 0.9 | 4000 | 85
P000019CG | SloanLED | Cold Deck | 701940-3WC3[X2,Y2] [120V ONLY] | Indoor Luminaires | Case Lighting | Horizontal Refrigerated Case Luminaires | Standard | FALSE | [9 empty] | 7/20/2015 12:00:00 AM | Dimmable | Stepped | Not Yet Verified |  |  | 1128.75 | 66.3970588235294 | 17 | 20 | 0.9 | 3500 | 85
P000019CO | SloanLED | Cold Door 2 | 701906-4WC5x2-701895-24W-[All Options]-[All Options] | Indoor Luminaires | Case Lighting | Vertical Refrigerated Case Luminaires | Standard | TRUE | 1208 | 55.83 | 22.84 | 11.02 | 0.88 | 4100 | 84.9 | 5 | 100000 | 1/24/2014 12:00:00 AM | Not Yet Verified | Not Yet Verified | Not Yet Verified |  | 2.1 | [5 empty] | 4100 | 85
P000019D2 | SloanLED | Cold Door 2 | 701906-3WC5x2-701895-24W-[All Options]-[All Options] | Indoor Luminaires | Case Lighting | Vertical Refrigerated Case Luminaires | Standard | TRUE | 1199 | 51.18 | 23.16 | 8.49 | 0.8886 | 3304 | 83.4 | 5 | 100000 | 3/31/2014 12:00:00 AM | Not Yet Verified | Not Yet Verified | Not Yet Verified |  | 2.1 | [5 empty] | 3500 | 85
P000019D3 | SloanLED | Cold Door 2 | 701906-3WC6x2-701895-24W-[All Options]-[All Options] | Indoor Luminaires | Case Lighting | Vertical Refrigerated Case Luminaires | Standard | FALSE | [9 empty] | 3/31/2014 12:00:00 AM | Not Yet Verified | Not Yet Verified | Not Yet Verified |  |  | 1498.8 | 57.1 | 26.3 |  |  | 3410 | 83.7
P000019D6 | SloanLED | Cold Door 2 | 701906-5WC6x2-701895-24W-[All Options]-[All Options] | Indoor Luminaires | Case Lighting | Vertical Refrigerated Case Luminaires | Standard | FALSE | [9 empty] | 3/31/2014 12:00:00 AM | Not Yet Verified | Not Yet Verified | Not Yet Verified |  |  | 1850 | 70.3 | 26.3 |  |  | 5064.4 | 85.7
P8B2ABA3 | SloanLED | Cold Door 2 | 701906-4WC7X2-701895--24W-[All Options]-[All Options] | Indoor Luminaires | Case Lighting | Vertical Refrigerated Case Luminaires | Standard | FALSE | [9 empty] | 5/13/2015 12:00:00 AM | Dimmable | Stepped | Not Yet Verified |  |  | 1199 | 51.1959695936155 | 28.07 | 10.3 | 0.9932 | 4000 | 85
PBYV6MUR | SloanLED | Cold Door 2 | 701906-4WC7F2-701895--24W-[All Options]-[All Options] | Indoor Luminaires | Case Lighting | Vertical Refrigerated Case Luminaires | Standard | FALSE | [9 empty] | 5/13/2015 12:00:00 AM | Dimmable | Stepped | Not Yet Verified |  |  | 1199 | 51.1959695936155 | 28.07 | 10.3 | 0.9932 | 4000 | 85
P000019D5 | SloanLED | Cold Door 2 | 701906-5WC5x2-701895-24W-[All Options]-[All Options] | Indoor Luminaires | Case Lighting | Vertical Refrigerated Case Luminaires | Standard | FALSE | [9 empty] | 3/31/2014 12:00:00 AM | Not Yet Verified | Not Yet Verified | Not Yet Verified |  |  | 1480 | 70.3 | 21 |  |  | 5064.4 | 85.7
P000019D4 | SloanLED | Cold Door 2 | 701906-4WC6x2-701895-24W-[All Options]-[All Options] | Indoor Luminaires | Case Lighting | Vertical Refrigerated Case Luminaires | Standard | FALSE | [9 empty] | 3/31/2014 12:00:00 AM | Not Yet Verified | Not Yet Verified | Not Yet Verified |  |  | 1510 | 57.4 | 26.3 |  |  | 4100 | 84.9
P000019D7 | SloanLED | Cold Door 2 | 701906-3WE5x2-701895-24W-[All Options]-[All Options] | Indoor Luminaires | Case Lighting | Vertical Refrigerated Case Luminaires | Standard | TRUE | 548.8 | 51.18 | 14.42 | 8.49 | 0.8886 | 3304 | 83.4 | 5 | 100000 | 3/31/2014 12:00:00 AM | Not Yet Verified | Not Yet Verified | Not Yet Verified |  | 2.1 | [5 empty] | 3500 | 85
P000019CP | SloanLED | Cold Door 2 | 701906-4WE5x2-701895-24W-[All Options]-[All Options] | Indoor Luminaires | Case Lighting | Vertical Refrigerated Case Luminaires | Standard | TRUE | 581.7 | 55.83 | 14.36 | 11.02 | 0.88 | 4012 | 84.4 | 5 | 100000 | 1/24/2014 12:00:00 AM | Not Yet Verified | Not Yet Verified | Not Yet Verified |  | 2.1 | [5 empty] | 4100 | 85
PFAVTFUM | SloanLED | Cold Door 2 | 701906-4WE7F2-701895--24W-[All Options]-[All Options] | Indoor Luminaires | Case Lighting | Vertical Refrigerated Case Luminaires | Standard | FALSE | [9 empty] | 5/13/2015 12:00:00 AM | Dimmable | Stepped | Not Yet Verified |  |  | 548.8 | 51.1959695936155 | 17.95 | 10.3 | 0.9932 | 4000 | 85
PHD5A3BT | SloanLED | Cold Door 2 | 701906-4WE7X2-701895--24W-[All Options]-[All Options] | Indoor Luminaires | Case Lighting | Vertical Refrigerated Case Luminaires | Standard | FALSE | [9 empty] | 5/13/2015 12:00:00 AM | Dimmable | Stepped | Not Yet Verified |  |  | 548.8 | 51.1959695936155 | 17.95 | 10.3 | 0.9932 | 4000 | 85
P000019CR | SloanLED | Cold Door | 701906-2-WW-60-701933-[All Options]-[All Options] (120V Only) | Indoor Luminaires | Case Lighting | Vertical Refrigerated Case Luminaires | Standard | TRUE | 1116.76 | 55.56 | 20.1 | 9.1 | 0.99 | 3584 | 84 | 5 | 100000 | 1/30/2014 12:00:00 AM | Not Yet Verified | Not Yet Verified | Not Yet Verified |  | 2.1 | [5 empty] | 3500 | 85
P000019C5 | SloanLED | Cold Door | 701906-2-NW-60-701933-[All Options]-[All Options] (120V Only) | Indoor Luminaires | Case Lighting | Vertical Refrigerated Case Luminaires | Standard | FALSE | [9 empty] | 11/30/2010 12:00:00 AM | Not Yet Verified | Not Yet Verified | Not Yet Verified |  |  | 1206.1 | 60.1 | 20.1 |  | 0.99 | 4100 | 84
P000019CQ | SloanLED | Cold Door | 701906-2-END-WW-60-701933-[All Options]-[All Options] (120V Only) | Indoor Luminaires | Case Lighting | Vertical Refrigerated Case Luminaires | Standard | TRUE | 534.8 | 55.56 | 10.11 | 9.2 | 0.99 | 3600 | 85 | 5 | 100000 | 1/30/2014 12:00:00 AM | Not Yet Verified | Not Yet Verified | Not Yet Verified |  | 2.1 | [5 empty] | 3500 | 85
P000019C3 | SloanLED | Cold Door | 701906-2-END-NW-60-701933-[All Options]-[All Options] (120V Only) | Indoor Luminaires | Case Lighting | Vertical Refrigerated Case Luminaires | Standard | FALSE | [9 empty] | 11/30/2010 12:00:00 AM | Not Yet Verified | Not Yet Verified | Not Yet Verified |  |  | 577.58 | 57.13 | 10.11 |  | 0.99 | 4100 | 85
PA1GHHWC | SloanLED | Cold Door 2 | 701906-3WC4x2-701936(120V Only) | Indoor Luminaires | Case Lighting | Vertical Refrigerated Case Luminaires | Standard | TRUE | 890.8 | 52.9 | 17.976 | 9.64 | 0.9898 | 3551 | 84 | 5 | 100000 | 9/18/2014 12:00:00 AM | Dimmable | Stepped | Not Yet Verified |  | 2.1 | 901.3 | 60.0866666666667 | 15 | 20 | 0.9 | 3551 | 84
PV94AE2C | SloanLED | Cold Door 2 | 701906-4WC6F2-701936 (120V Only) | Indoor Luminaires | Case Lighting | Vertical Refrigerated Case Luminaires | Standard | FALSE | [9 empty] | 6/18/2015 12:00:00 AM | Dimmable | Stepped | Not Yet Verified |  |  | 1502.2 | 60.1 | 25 | 20 | 0.9 | 4000 | 84
PAEBH6CC | SloanLED | Cold Door 2 | 701906-5WC6F2-701933 (120V Only) | Indoor Luminaires | Case Lighting | Vertical Refrigerated Case Luminaires | Standard | FALSE | [9 empty] | 6/18/2015 12:00:00 AM | Dimmable | Stepped | Not Yet Verified |  |  | 1502.2 | 60.1 | 25 | 20 | 0.9 | 5000 | 84
PSGRBBDY | SloanLED | Cold Door 2 | 701906-5WC5F2-701933 (120V Only) | Indoor Luminaires | Case Lighting | Vertical Refrigerated Case Luminaires | Standard | FALSE | [9 empty] | 5/13/2015 12:00:00 AM | Dimmable | Stepped | Not Yet Verified |  |  | 1201.73333333333 | 60.0866666666667 | 20 | 20 | 0.9 | 5000 | 84
PSPT2EJ5 | SloanLED | Cold Door 2 | 701906-4WC7X2-701933-[All Options]-[All Options] | Indoor Luminaires | Case Lighting | Vertical Refrigerated Case Luminaires | Standard | FALSE | [9 empty] | 5/13/2015 12:00:00 AM | Dimmable | Stepped | Not Yet Verified |  |  | 686 | 63.9949619920194 | 44.859 | 10.3 | 0.9932 | 4000 | 85
P2WMS1BQ | SloanLED | Cold Door 2 | 701906-4WC5F2-701936 (120V Only) | Indoor Luminaires | Case Lighting | Vertical Refrigerated Case Luminaires | Standard | FALSE | [9 empty] | 5/13/2015 12:00:00 AM | Dimmable | Stepped | Not Yet Verified |  |  | 1201.73333333333 | 60.0866666666667 | 20 | 20 | 0.9 | 4000 | 84
P4B8NZJ4 | SloanLED | Cold Door 2 | 701906-3WE4X2-701933 (120V Only) | Indoor Luminaires | Case Lighting | Vertical Refrigerated Case Luminaires | Standard | FALSE | [9 empty] | 6/19/2015 12:00:00 AM | Dimmable | Stepped | Not Yet Verified |  |  | 443.6 | 49.2888888888889 | 9 | 20 | 0.9 | 3286 | 83
P5DNADEW | SloanLED | Cold Door 2 | 701906-4WC4X2-701936 (120V Only) | Indoor Luminaires | Case Lighting | Vertical Refrigerated Case Luminaires | Standard | FALSE | [9 empty] | 5/13/2015 12:00:00 AM | Dimmable | Stepped | Not Yet Verified |  |  | 901.3 | 60.0866666666667 | 15 | 20 | 0.9 | 4000 | 84
PHWGFM9F | SloanLED | Cold Door 2 | 701906-4WC5F2-701933 (120V Only) | Indoor Luminaires | Case Lighting | Vertical Refrigerated Case Luminaires | Standard | FALSE | [9 empty] | 6/18/2015 12:00:00 AM | Dimmable | Stepped | Not Yet Verified |  |  | 1201.7 | 60.1 | 20 | 20 | 0.9 | 4000 | 84
PCNZ4FN1 | SloanLED | Cold Door 2 | 701906-5WC5F2-701933 (120V Only) | Indoor Luminaires | Case Lighting | Vertical Refrigerated Case Luminaires | Standard | FALSE | [9 empty] | 6/18/2015 12:00:00 AM | Dimmable | Stepped | Not Yet Verified |  |  | 1201.7 | 60.1 | 20 | 20 | 0.9 | 5000 | 84
PSUZT4HW | SloanLED | Cold Door 2 | 701906-5WC7X2-701933 (120V Only) | Indoor Luminaires | Case Lighting | Vertical Refrigerated Case Luminaires | Standard | FALSE | [9 empty] | 6/19/2015 12:00:00 AM | Dimmable | Stepped | Not Yet Verified |  |  | 1502.16666666667 | 60.0866666666667 | 25 | 20 | 0.9 | 5000 | 84
P5S5316E | SloanLED | Cold Door 2 | 701906-4WC4x2-701936(120V Only) | Indoor Luminaires | Case Lighting | Vertical Refrigerated Case Luminaires | Standard | FALSE | [9 empty] | 9/18/2014 12:00:00 AM | Dimmable | Stepped | Not Yet Verified |  |  | 901.3 | 60.1 | 15 | 20 | 0.9 | 4000 | 84
PNSS78W4 | SloanLED | Cold Door 2 | 701906-5WC4x2-701936(120V Only) | Indoor Luminaires | Case Lighting | Vertical Refrigerated Case Luminaires | Standard | FALSE | [9 empty] | 9/18/2014 12:00:00 AM | Dimmable | Stepped | Not Yet Verified |  |  | 901.3 | 60.1 | 15 | 20 | 0.9 | 5000 | 84
PVSD6UC6 | SloanLED | Cold Door 2 | 701906-5WC7F2-701933 (120V Only) | Indoor Luminaires | Case Lighting | Vertical Refrigerated Case Luminaires | Standard | FALSE | [9 empty] | 6/19/2015 12:00:00 AM | Dimmable | Stepped | Not Yet Verified |  |  | 1502.16666666667 | 60.0866666666667 | 25 | 20 | 0.9 | 5000 | 84
P7AATN5G | SloanLED | Cold Door 2 | 701906-3WC5F2-701936 (120V Only) | Indoor Luminaires | Case Lighting | Vertical Refrigerated Case Luminaires | Standard | FALSE | [9 empty] | 6/18/2015 12:00:00 AM | Dimmable | Stepped | Not Yet Verified |  |  | 1201.7 | 60.1 | 20 | 20 | 0.9 | 3551 | 84
PWV397BP | SloanLED | Cold Door 2 | 701906-5WC5X2-701936 (120V Only) | Indoor Luminaires | Case Lighting | Vertical Refrigerated Case Luminaires | Standard | FALSE | [9 empty] | 6/18/2015 12:00:00 AM | Dimmable | Stepped | Not Yet Verified |  |  | 1201.7 | 60.1 | 20 | 20 | 0.9 | 5000 | 84
PT7JCTPR | SloanLED | Cold Door 2 | 701906-3WC6F2-701936 (120V Only) | Indoor Luminaires | Case Lighting | Vertical Refrigerated Case Luminaires | Standard | FALSE | [9 empty] | 6/18/2015 12:00:00 AM | Dimmable | Stepped | Not Yet Verified |  |  | 1502.2 | 60.1 | 25 | 20 | 0.9 | 3551 | 84
PPVQN132 | SloanLED | Cold Door 2 | 701906-3WC6X2-701936 (120V Only) | Indoor Luminaires | Case Lighting | Vertical Refrigerated Case Luminaires | Standard | FALSE | [9 empty] | 6/18/2015 12:00:00 AM | Dimmable | Stepped | Not Yet Verified |  |  | 1502.2 | 60.1 | 25 | 20 | 0.9 | 3551 | 84
P7K58GDF | SloanLED | Cold Door 2 | 701906-5WC5F2-701936 (120V Only) | Indoor Luminaires | Case Lighting | Vertical Refrigerated Case Luminaires | Standard | FALSE | [9 empty] | 6/18/2015 12:00:00 AM | Dimmable | Stepped | Not Yet Verified |  |  | 1201.7 | 60.1 | 20 | 20 | 0.9 | 5000 | 84
PKAXSXD3 | SloanLED | Cold Door 2 | 701906-5WC6F2-701936 (120V Only) | Indoor Luminaires | Case Lighting | Vertical Refrigerated Case Luminaires | Standard | FALSE | [9 empty] | 6/18/2015 12:00:00 AM | Dimmable | Stepped | Not Yet Verified |  |  | 1502.2 | 60.1 | 25 | 20 | 0.9 | 5000 | 84
PWVNWBZK | SloanLED | Cold Door 2 | 701906-5WC6X2-701936 (120V Only) | Indoor Luminaires | Case Lighting | Vertical Refrigerated Case Luminaires | Standard | FALSE | [9 empty] | 6/18/2015 12:00:00 AM | Dimmable | Stepped | Not Yet Verified |  |  | 1502.2 | 60.1 | 25 | 20 | 0.9 | 5000 | 84
PTUNA287 | SloanLED | Cold Door 2 | 701906-3WC4F2-701936 (120V Only) | Indoor Luminaires | Case Lighting | Vertical Refrigerated Case Luminaires | Standard | FALSE | [9 empty] | 6/19/2015 12:00:00 AM | Dimmable | Stepped | Not Yet Verified |  |  | 901.3 | 60.0866666666667 | 15 | 20 | 0.9 | 3551 | 84
PMU7N4NP | SloanLED | Cold Door 2 | 701906-4WC4F2-701936 (120V Only) | Indoor Luminaires | Case Lighting | Vertical Refrigerated Case Luminaires | Standard | FALSE | [9 empty] | 6/19/2015 12:00:00 AM | Dimmable | Stepped | Not Yet Verified |  |  | 901.3 | 60.0866666666667 | 15 | 20 | 0.9 | 4000 | 84
PAQX8WTS | SloanLED | Cold Door 2 | 701906-5WE4F2-701936 (120V Only) | Indoor Luminaires | Case Lighting | Vertical Refrigerated Case Luminaires | Standard | FALSE | [9 empty] | 6/19/2015 12:00:00 AM | Dimmable | Stepped | Not Yet Verified |  |  | 443.6 | 49.2888888888889 | 9 | 20 | 0.9 | 5000 | 83
PHM2FZBC | SloanLED | Cold Door 2 | 701906-5WE7F2-701936 (120V Only) | Indoor Luminaires | Case Lighting | Vertical Refrigerated Case Luminaires | Standard | FALSE | [9 empty] | 6/19/2015 12:00:00 AM | Dimmable | Stepped | Not Yet Verified |  |  | 739.333333333333 | 56.8717948717949 | 13 | 20 | 0.9 | 5000 | 83
P3VQPR85 | SloanLED | Cold Door 2 | 701906-4WC6F2-701936 (120V Only) | Indoor Luminaires | Case Lighting | Vertical Refrigerated Case Luminaires | Standard | FALSE | [9 empty] | 5/13/2015 12:00:00 AM | Dimmable | Stepped | Not Yet Verified |  |  | 1502.16666666667 | 60.0866666666667 | 25 | 20 | 0.9 | 4000 | 84
P8JE1NK5 | SloanLED | Cold Door 2 | 701906-4WC6X2-701936 (120V Only) | Indoor Luminaires | Case Lighting | Vertical Refrigerated Case Luminaires | Standard | FALSE | [9 empty] | 5/13/2015 12:00:00 AM | Dimmable | Stepped | Not Yet Verified |  |  | 1502.16666666667 | 60.0866666666667 | 25 | 20 | 0.9 | 4000 | 84
PC9QV4GU | SloanLED | Cold Door 2 | 701906-4WC5X2-701936 (120V Only) | Indoor Luminaires | Case Lighting | Vertical Refrigerated Case Luminaires | Standard | FALSE | [9 empty] | 5/13/2015 12:00:00 AM | Dimmable | Stepped | Not Yet Verified |  |  | 1201.73333333333 | 60.0866666666667 | 20 | 20 | 0.9 | 4000 | 84
PU26BTM1 | SloanLED | Cold Door 2 | 701906-3WC6F2-701936 (120V Only) | Indoor Luminaires | Case Lighting | Vertical Refrigerated Case Luminaires | Standard | FALSE | [9 empty] | 5/13/2015 12:00:00 AM | Dimmable | Stepped | Not Yet Verified |  |  | 1502.16666666667 | 60.0866666666667 | 25 | 20 | 0.9 | 3551 | 84
P8QRYHG4 | SloanLED | Cold Door 2 | 701906-3WC6X2-701936 (120V Only) | Indoor Luminaires | Case Lighting | Vertical Refrigerated Case Luminaires | Standard | FALSE | [9 empty] | 5/13/2015 12:00:00 AM | Dimmable | Stepped | Not Yet Verified |  |  | 1502.16666666667 | 60.0866666666667 | 25 | 20 | 0.9 | 3551 | 84
PK44A2HF | SloanLED | Cold Door 2 | 701906-5WC4F2-701933 (120V Only) | Indoor Luminaires | Case Lighting | Vertical Refrigerated Case Luminaires | Standard | FALSE | [9 empty] | 6/19/2015 12:00:00 AM | Dimmable | Stepped | Not Yet Verified |  |  | 901.3 | 60.0866666666667 | 15 | 20 | 0.9 | 5000 | 84
PHJR8U55 | SloanLED | Cold Door 2 | 701906-3WC7F2-701933 (120V Only) | Indoor Luminaires | Case Lighting | Vertical Refrigerated Case Luminaires | Standard | FALSE | [9 empty] | 6/19/2015 12:00:00 AM | Dimmable | Stepped | Not Yet Verified |  |  | 1502.16666666667 | 60.0866666666667 | 25 | 20 | 0.9 | 3551 | 84
P6M4UVFY | SloanLED | Cold Door 2 | 701906-4WC5F2-701933 (120V Only) | Indoor Luminaires | Case Lighting | Vertical Refrigerated Case Luminaires | Standard | FALSE | [9 empty] | 5/13/2015 12:00:00 AM | Dimmable | Stepped | Not Yet Verified |  |  | 1201.73333333333 | 60.0866666666667 | 20 | 20 | 0.9 | 4000 | 84
PVH59NQM | SloanLED | Cold Door 2 | 701906-3WC6F2-701933 (120V Only) | Indoor Luminaires | Case Lighting | Vertical Refrigerated Case Luminaires | Standard | FALSE | [9 empty] | 5/13/2015 12:00:00 AM | Dimmable | Stepped | Not Yet Verified |  |  | 1502.16666666667 | 60.0866666666667 | 25 | 20 | 0.9 | 3551 | 84
PDDZRBS4 | SloanLED | Cold Door 2 | 701906-3WC6X2-701933 (120V Only) | Indoor Luminaires | Case Lighting | Vertical Refrigerated Case Luminaires | Standard | FALSE | [9 empty] | 5/13/2015 12:00:00 AM | Dimmable | Stepped | Not Yet Verified |  |  | 1502.16666666667 | 60.0866666666667 | 25 | 20 | 0.9 | 3551 | 84
PDA5A8G7 | SloanLED | Cold Door 2 | 701906-4WC6X2-701933 (120V Only) | Indoor Luminaires | Case Lighting | Vertical Refrigerated Case Luminaires | Standard | FALSE | [9 empty] | 5/13/2015 12:00:00 AM | Dimmable | Stepped | Not Yet Verified |  |  | 1502.16666666667 | 60.0866666666667 | 25 | 20 | 0.9 | 4000 | 84
PHWSFSFV | SloanLED | Cold Door 2 | 701906-4WC6F2-701933 (120V Only) | Indoor Luminaires | Case Lighting | Vertical Refrigerated Case Luminaires | Standard | FALSE | [9 empty] | 6/18/2015 12:00:00 AM | Dimmable | Stepped | Not Yet Verified |  |  | 1502.2 | 60.1 | 25 | 20 | 0.9 | 4000 | 84
P6X2445D | SloanLED | Cold Door 2 | 701906-3WE7F2-701936 (120V Only) | Indoor Luminaires | Case Lighting | Vertical Refrigerated Case Luminaires | Standard | FALSE | [9 empty] | 6/19/2015 12:00:00 AM | Dimmable | Stepped | Not Yet Verified |  |  | 739.333333333333 | 56.8717948717949 | 13 | 20 | 0.9 | 3286 | 83
P9X6QWBV | SloanLED | Cold Door 2 | 701906-3WC5X2-701936 (120V Only) | Indoor Luminaires | Case Lighting | Vertical Refrigerated Case Luminaires | Standard | FALSE | [9 empty] | 6/18/2015 12:00:00 AM | Dimmable | Stepped | Not Yet Verified |  |  | 1201.7 | 60.1 | 20 | 20 | 0.9 | 3551 | 84
PDACX8MD | SloanLED | Cold Door 2 | 701906-3WC5X2-701936 (120V Only) | Indoor Luminaires | Case Lighting | Vertical Refrigerated Case Luminaires | Standard | FALSE | [9 empty] | 5/13/2015 12:00:00 AM | Dimmable | Stepped | Not Yet Verified |  |  | 1201.73333333333 | 60.0866666666667 | 20 | 20 | 0.9 | 3551 | 84
PBY9JQPV | SloanLED | Cold Door 2 | 701906-3WC5F2-701936 (120V Only) | Indoor Luminaires | Case Lighting | Vertical Refrigerated Case Luminaires | Standard | FALSE | [9 empty] | 5/13/2015 12:00:00 AM | Dimmable | Stepped | Not Yet Verified |  |  | 1201.73333333333 | 60.0866666666667 | 20 | 20 | 0.9 | 3551 | 84
PNDPF7WE | SloanLED | Cold Door 2 | 701906-5WC6F2-701936 (120V Only) | Indoor Luminaires | Case Lighting | Vertical Refrigerated Case Luminaires | Standard | FALSE | [9 empty] | 5/13/2015 12:00:00 AM | Dimmable | Stepped | Not Yet Verified |  |  | 1502.16666666667 | 60.0866666666667 | 25 | 20 | 0.9 | 5000 | 84
P8AS94YF | SloanLED | Cold Door 2 | 701906-3WC5F2-701933 (120V Only) | Indoor Luminaires | Case Lighting | Vertical Refrigerated Case Luminaires | Standard | FALSE | [9 empty] | 6/18/2015 12:00:00 AM | Dimmable | Stepped | Not Yet Verified |  |  | 1201.7 | 60.1 | 20 | 20 | 0.9 | 3551 | 84
PS2TCA2X | SloanLED | Cold Door 2 | 701906-5WC6X2-701933 (120V Only) | Indoor Luminaires | Case Lighting | Vertical Refrigerated Case Luminaires | Standard | FALSE | [9 empty] | 6/18/2015 12:00:00 AM | Dimmable | Stepped | Not Yet Verified |  |  | 1502.2 | 60.1 | 25 | 20 | 0.9 | 5000 | 84
PZVPSJ6U | SloanLED | Cold Door 2 | 701906-4WC7F2-701936-[All Options]-[All Options] | Indoor Luminaires | Case Lighting | Vertical Refrigerated Case Luminaires | Standard | FALSE | [9 empty] | 5/13/2015 12:00:00 AM | Dimmable | Stepped | Not Yet Verified |  |  | 1498.75 | 63.9949619920194 | 44.859 | 10.3 | 0.9932 | 4000 | 85
PXU7QY8K | SloanLED | Cold Door 2 | 701906-4WC6X2-701936 (120V Only) | Indoor Luminaires | Case Lighting | Vertical Refrigerated Case Luminaires | Standard | FALSE | [9 empty] | 6/18/2015 12:00:00 AM | Dimmable | Stepped | Not Yet Verified |  |  | 1502.2 | 60.1 | 25 | 20 | 0.9 | 4000 | 84
PZHM66ZD | SloanLED | Cold Door 2 | 701906-3WC7X2-701933 (120V Only) | Indoor Luminaires | Case Lighting | Vertical Refrigerated Case Luminaires | Standard | FALSE | [9 empty] | 6/19/2015 12:00:00 AM | Dimmable | Stepped | Not Yet Verified |  |  | 1502.16666666667 | 60.0866666666667 | 25 | 20 | 0.9 | 3551 | 84
P4AK2H9R | SloanLED | Cold Door 2 | 701906-5WC6X2-701936 (120V Only) | Indoor Luminaires | Case Lighting | Vertical Refrigerated Case Luminaires | Standard | FALSE | [9 empty] | 5/13/2015 12:00:00 AM | Dimmable | Stepped | Not Yet Verified |  |  | 1502.16666666667 | 60.0866666666667 | 25 | 20 | 0.9 | 5000 | 84
P3184HE9 | SloanLED | Cold Door 2 | 701906-3WC5F2-701933 (120V Only) | Indoor Luminaires | Case Lighting | Vertical Refrigerated Case Luminaires | Standard | FALSE | [9 empty] | 5/13/2015 12:00:00 AM | Dimmable | Stepped | Not Yet Verified |  |  | 1201.73333333333 | 60.0866666666667 | 20 | 20 | 0.9 | 3551 | 84
PDZT51QV | SloanLED | Cold Door 2 | 701906-4WC6F2-701933 (120V Only) | Indoor Luminaires | Case Lighting | Vertical Refrigerated Case Luminaires | Standard | FALSE | [9 empty] | 5/13/2015 12:00:00 AM | Dimmable | Stepped | Not Yet Verified |  |  | 1502.16666666667 | 60.0866666666667 | 25 | 20 | 0.9 | 4000 | 84
PQ1EGJYA | SloanLED | Cold Door 2 | 701906-5WC5X2-701936 (120V Only) | Indoor Luminaires | Case Lighting | Vertical Refrigerated Case Luminaires | Standard | FALSE | [9 empty] | 5/13/2015 12:00:00 AM | Dimmable | Stepped | Not Yet Verified |  |  | 1201.73333333333 | 60.0866666666667 | 20 | 20 | 0.9 | 5000 | 84
P1TXZE8J | SloanLED | Cold Door 2 | 701906-3WE4F2-701933 (120V Only) | Indoor Luminaires | Case Lighting | Vertical Refrigerated Case Luminaires | Standard | FALSE | [9 empty] | 6/19/2015 12:00:00 AM | Dimmable | Stepped | Not Yet Verified |  |  | 443.6 | 49.2888888888889 | 9 | 20 | 0.9 | 3286 | 83
P4BMXXDT | SloanLED | Cold Door 2 | 701906-4WC5F2-701936 (120V Only) | Indoor Luminaires | Case Lighting | Vertical Refrigerated Case Luminaires | Standard | FALSE | [9 empty] | 6/18/2015 12:00:00 AM | Dimmable | Stepped | Not Yet Verified |  |  | 1201.7 | 60.1 | 20 | 20 | 0.9 | 4000 | 84
PNYRNV59 | SloanLED | Cold Door 2 | 701906-4WC5X2-701936 (120V Only) | Indoor Luminaires | Case Lighting | Vertical Refrigerated Case Luminaires | Standard | FALSE | [9 empty] | 6/18/2015 12:00:00 AM | Dimmable | Stepped | Not Yet Verified |  |  | 1201.7 | 60.1 | 20 | 20 | 0.9 | 4000 | 84
PCEB522A | SloanLED | Cold Door 2 | 701906-3WC6F2-701933 (120V Only) | Indoor Luminaires | Case Lighting | Vertical Refrigerated Case Luminaires | Standard | FALSE | [9 empty] | 6/18/2015 12:00:00 AM | Dimmable | Stepped | Not Yet Verified |  |  | 1502.2 | 60.1 | 25 | 20 | 0.9 | 3551 | 84
PKDJYVFN | SloanLED | Cold Door 2 | 701906-3WC6X2-701933 (120V Only) | Indoor Luminaires | Case Lighting | Vertical Refrigerated Case Luminaires | Standard | FALSE | [9 empty] | 6/18/2015 12:00:00 AM | Dimmable | Stepped | Not Yet Verified |  |  | 1502.2 | 60.1 | 25 | 20 | 0.9 | 3551 | 84
PAA5BQEW | SloanLED | Cold Door 2 | 701906-4WC6X2-701933 (120V Only) | Indoor Luminaires | Case Lighting | Vertical Refrigerated Case Luminaires | Standard | FALSE | [9 empty] | 6/18/2015 12:00:00 AM | Dimmable | Stepped | Not Yet Verified |  |  | 1502.2 | 60.1 | 25 | 20 | 0.9 | 4000 | 84
P8AQPPNA | SloanLED | Cold Door 2 | 701906-4WC4X2-701933 (120V Only) | Indoor Luminaires | Case Lighting | Vertical Refrigerated Case Luminaires | Standard | FALSE | [9 empty] | 6/18/2015 12:00:00 AM | Dimmable | Stepped | Not Yet Verified |  |  | 901.3 | 60.1 | 15 | 20 | 0.9 | 4000 | 84
P8JMHA2N | SloanLED | Cold Door 2 | 701906-3WC5X2-701933 (120V Only) | Indoor Luminaires | Case Lighting | Vertical Refrigerated Case Luminaires | Standard | FALSE | [9 empty] | 6/18/2015 12:00:00 AM | Dimmable | Stepped | Not Yet Verified |  |  | 1201.7 | 60.1 | 20 | 20 | 0.9 | 3551 | 84
PCX3C577 | SloanLED | Cold Door 2 | 701906-4WC5X2-701933 (120V Only) | Indoor Luminaires | Case Lighting | Vertical Refrigerated Case Luminaires | Standard | FALSE | [9 empty] | 6/18/2015 12:00:00 AM | Dimmable | Stepped | Not Yet Verified |  |  | 1201.7 | 60.1 | 20 | 20 | 0.9 | 4000 | 84
PYECZ3FE | SloanLED | Cold Door 2 | 701906-5WC5X2-701933 (120V Only) | Indoor Luminaires | Case Lighting | Vertical Refrigerated Case Luminaires | Standard | FALSE | [9 empty] | 6/18/2015 12:00:00 AM | Dimmable | Stepped | Not Yet Verified |  |  | 1201.7 | 60.1 | 20 | 20 | 0.9 | 5000 | 84
PM5FM1TY | SloanLED | Cold Door 2 | 701906-4WC7X2-701936-[All Options]-[All Options] | Indoor Luminaires | Case Lighting | Vertical Refrigerated Case Luminaires | Standard | FALSE | [9 empty] | 5/13/2015 12:00:00 AM | Dimmable | Stepped | Not Yet Verified |  |  | 686 | 63.9949619920194 | 44.859 | 10.3 | 0.9932 | 4000 | 85
PUZ5UT7H | SloanLED | Cold Door 2 | 701906-4WC7F2-701933-[All Options]-[All Options] | Indoor Luminaires | Case Lighting | Vertical Refrigerated Case Luminaires | Standard | FALSE | [9 empty] | 5/13/2015 12:00:00 AM | Dimmable | Stepped | Not Yet Verified |  |  | 1498.75 | 63.9949619920194 | 44.859 | 10.3 | 0.9932 | 4000 | 85
PYHHM38U | SloanLED | Cold Door 2 | 701906-4WC4X2-701933 (120V Only) | Indoor Luminaires | Case Lighting | Vertical Refrigerated Case Luminaires | Standard | FALSE | [9 empty] | 5/13/2015 12:00:00 AM | Dimmable | Stepped | Not Yet Verified |  |  | 901.3 | 60.0866666666667 | 15 | 20 | 0.9 | 4000 | 84
PMB9DF9N | SloanLED | Cold Door 2 | 701906-5WC5F2-701936 (120V Only) | Indoor Luminaires | Case Lighting | Vertical Refrigerated Case Luminaires | Standard | FALSE | [9 empty] | 5/13/2015 12:00:00 AM | Dimmable | Stepped | Not Yet Verified |  |  | 1201.73333333333 | 60.0866666666667 | 20 | 20 | 0.9 | 5000 | 84
PU41MZ7A | SloanLED | Cold Door 2 | 701906-5WC6F2-701933 (120V Only) | Indoor Luminaires | Case Lighting | Vertical Refrigerated Case Luminaires | Standard | FALSE | [9 empty] | 5/13/2015 12:00:00 AM | Dimmable | Stepped | Not Yet Verified |  |  | 1502.16666666667 | 60.0866666666667 | 25 | 20 | 0.9 | 5000 | 84
PQFVKCJ2 | SloanLED | Cold Door 2 | 701906-5WC6X2-701933 (120V Only) | Indoor Luminaires | Case Lighting | Vertical Refrigerated Case Luminaires | Standard | FALSE | [9 empty] | 5/13/2015 12:00:00 AM | Dimmable | Stepped | Not Yet Verified |  |  | 1502.16666666667 | 60.0866666666667 | 25 | 20 | 0.9 | 5000 | 84
PUSFPQTB | SloanLED | Cold Door 2 | 701906-3WC5X2-701933 (120V Only) | Indoor Luminaires | Case Lighting | Vertical Refrigerated Case Luminaires | Standard | FALSE | [9 empty] | 5/13/2015 12:00:00 AM | Dimmable | Stepped | Not Yet Verified |  |  | 1201.73333333333 | 60.0866666666667 | 20 | 20 | 0.9 | 3551 | 84
P4MU1SEE | SloanLED | Cold Door 2 | 701906-4WC5X2-701933 (120V Only) | Indoor Luminaires | Case Lighting | Vertical Refrigerated Case Luminaires | Standard | FALSE | [9 empty] | 5/13/2015 12:00:00 AM | Dimmable | Stepped | Not Yet Verified |  |  | 1201.73333333333 | 60.0866666666667 | 20 | 20 | 0.9 | 4000 | 84
PFM55NNU | SloanLED | Cold Door 2 | 701906-5WC5X2-701933 (120V Only) | Indoor Luminaires | Case Lighting | Vertical Refrigerated Case Luminaires | Standard | FALSE | [9 empty] | 5/13/2015 12:00:00 AM | Dimmable | Stepped | Not Yet Verified |  |  | 1201.73333333333 | 60.0866666666667 | 20 | 20 | 0.9 | 5000 | 84
P8MWHTKA | SloanLED | Cold Door 2 | 701906-4WE4F2-701936 (120V Only) | Indoor Luminaires | Case Lighting | Vertical Refrigerated Case Luminaires | Standard | FALSE | [9 empty] | 6/19/2015 12:00:00 AM | Dimmable | Stepped | Not Yet Verified |  |  | 443.6 | 49.2888888888889 | 9 | 20 | 0.9 | 4000 | 83
PTR9SYSF | SloanLED | Cold Door 2 | 701906-5WE4X2-701936 (120V Only) | Indoor Luminaires | Case Lighting | Vertical Refrigerated Case Luminaires | Standard | FALSE | [9 empty] | 6/19/2015 12:00:00 AM | Dimmable | Stepped | Not Yet Verified |  |  | 443.6 | 49.2888888888889 | 9 | 20 | 0.9 | 5000 | 83
P5FMGQ4R | SloanLED | Cold Door 2 | 701906-3WE7X2-701936 (120V Only) | Indoor Luminaires | Case Lighting | Vertical Refrigerated Case Luminaires | Standard | FALSE | [9 empty] | 6/19/2015 12:00:00 AM | Dimmable | Stepped | Not Yet Verified |  |  | 739.333333333333 | 56.8717948717949 | 13 | 20 | 0.9 | 3286 | 83
PB7HFEZF | SloanLED | Cold Door 2 | 701906-5WE7X2-701936 (120V Only) | Indoor Luminaires | Case Lighting | Vertical Refrigerated Case Luminaires | Standard | FALSE | [9 empty] | 6/19/2015 12:00:00 AM | Dimmable | Stepped | Not Yet Verified |  |  | 739.333333333333 | 56.8717948717949 | 13 | 20 | 0.9 | 5000 | 83
P4Q8SGG8 | SloanLED | Cold Door 2 | 701906-3WE5x2-701936(120V Only) | Indoor Luminaires | Case Lighting | Vertical Refrigerated Case Luminaires | Standard | TRUE | 434.49 | 52.9 | 11.401 | 9.64 | 0.9898 | 3286 | 83 | 5 | 100000 | 9/18/2014 12:00:00 AM | Dimmable | Stepped | Not Yet Verified |  | 2.1 | 591.5 | 53.8 | 11 | 20 | 0.9 | 3286 | 83
PCRPVS87 | SloanLED | Cold Door 2 | 701906-4WE5x2-701936(120V Only) | Indoor Luminaires | Case Lighting | Vertical Refrigerated Case Luminaires | Standard | FALSE | [9 empty] | 9/18/2014 12:00:00 AM | Dimmable | Stepped | Not Yet Verified |  |  | 591.5 | 53.8 | 11 | 20 | 0.9 | 4000 | 83
P7Y7UBM3 | SloanLED | Cold Door 2 | 701906-3WC4X2-701933 (120V Only) | Indoor Luminaires | Case Lighting | Vertical Refrigerated Case Luminaires | Standard | FALSE | [9 empty] | 6/19/2015 12:00:00 AM | Dimmable | Stepped | Not Yet Verified |  |  | 901.3 | 60.0866666666667 | 15 | 20 | 0.9 | 3551 | 84
P6J837T2 | SloanLED | Cold Door 2 | 701906-3WC4F2-701933 (120V Only) | Indoor Luminaires | Case Lighting | Vertical Refrigerated Case Luminaires | Standard | FALSE | [9 empty] | 6/19/2015 12:00:00 AM | Dimmable | Stepped | Not Yet Verified |  |  | 901.3 | 60.0866666666667 | 15 | 20 | 0.9 | 3551 | 84
PDMJJBEG | SloanLED | Cold Door 2 | 701906-5WC7F2-701936 (120V Only) | Indoor Luminaires | Case Lighting | Vertical Refrigerated Case Luminaires | Standard | FALSE | [9 empty] | 6/19/2015 12:00:00 AM | Dimmable | Stepped | Not Yet Verified |  |  | 1502.16666666667 | 60.0866666666667 | 25 | 20 | 0.9 | 5000 | 84
PKPCJSMR | SloanLED | Cold Door 2 | 701906-3WC7F2-701936 (120V Only) | Indoor Luminaires | Case Lighting | Vertical Refrigerated Case Luminaires | Standard | FALSE | [9 empty] | 6/19/2015 12:00:00 AM | Dimmable | Stepped | Not Yet Verified |  |  | 1502.16666666667 | 60.0866666666667 | 25 | 20 | 0.9 | 3551 | 84
P6Y1BW8U | SloanLED | Cold Door 2 | 701906-5WC4F2-701936 (120V Only) | Indoor Luminaires | Case Lighting | Vertical Refrigerated Case Luminaires | Standard | FALSE | [9 empty] | 6/19/2015 12:00:00 AM | Dimmable | Stepped | Not Yet Verified |  |  | 901.3 | 60.0866666666667 | 15 | 20 | 0.9 | 5000 | 84
PEK56PU1 | SloanLED | Cold Door 2 | 701906-5WE4X2-701933 (120V Only) | Indoor Luminaires | Case Lighting | Vertical Refrigerated Case Luminaires | Standard | FALSE | [9 empty] | 6/19/2015 12:00:00 AM | Dimmable | Stepped | Not Yet Verified |  |  | 443.6 | 49.2888888888889 | 9 | 20 | 0.9 | 5000 | 83
PY1MAR51 | SloanLED | Cold Door 2 | 701906-4WE6X2-701936 (120V Only) | Indoor Luminaires | Case Lighting | Vertical Refrigerated Case Luminaires | Standard | FALSE | [9 empty] | 5/13/2015 12:00:00 AM | Dimmable | Stepped | Not Yet Verified |  |  | 739.333333333333 | 56.8717948717949 | 13 | 20 | 0.9 | 4000 | 83
PBD2UFNH | SloanLED | Cold Door 2 | 701906-5WE5X2-701933 (120V Only) | Indoor Luminaires | Case Lighting | Vertical Refrigerated Case Luminaires | Standard | FALSE | [9 empty] | 5/13/2015 12:00:00 AM | Dimmable | Stepped | Not Yet Verified |  |  | 591.466666666667 | 53.769696969697 | 11 | 20 | 0.9 | 5000 | 83
P522JU9W | SloanLED | Cold Door 2 | 701906-3WE6F2-701933 (120V Only) | Indoor Luminaires | Case Lighting | Vertical Refrigerated Case Luminaires | Standard | FALSE | [9 empty] | 5/13/2015 12:00:00 AM | Dimmable | Stepped | Not Yet Verified |  |  | 739.333333333333 | 56.8717948717949 | 13 | 20 | 0.9 | 3286 | 83
PR28ZAH2 | SloanLED | Cold Door 2 | 701906-5WE6X2-701933 (120V Only) | Indoor Luminaires | Case Lighting | Vertical Refrigerated Case Luminaires | Standard | FALSE | [9 empty] | 5/13/2015 12:00:00 AM | Dimmable | Stepped | Not Yet Verified |  |  | 739.333333333333 | 56.8717948717949 | 13 | 20 | 0.9 | 5000 | 83
PQVYN2CU | SloanLED | Cold Door 2 | 701906-3WE6F2-701936 (120V Only) | Indoor Luminaires | Case Lighting | Vertical Refrigerated Case Luminaires | Standard | FALSE | [9 empty] | 5/13/2015 12:00:00 AM | Dimmable | Stepped | Not Yet Verified |  |  | 739.333333333333 | 56.8717948717949 | 13 | 20 | 0.9 | 3286 | 83
P8N8JMHW | SloanLED | Cold Door 2 | 701906-3WE5X2-701936 (120V Only) | Indoor Luminaires | Case Lighting | Vertical Refrigerated Case Luminaires | Standard | FALSE | [9 empty] | 5/13/2015 12:00:00 AM | Dimmable | Stepped | Not Yet Verified |  |  | 591.466666666667 | 53.769696969697 | 11 | 20 | 0.9 | 3286 | 83
PHFZ5XRC | SloanLED | Cold Door 2 | 701906-4WE5F2-701936 (120V Only) | Indoor Luminaires | Case Lighting | Vertical Refrigerated Case Luminaires | Standard | FALSE | [9 empty] | 5/13/2015 12:00:00 AM | Dimmable | Stepped | Not Yet Verified |  |  | 591.466666666667 | 53.769696969697 | 11 | 20 | 0.9 | 4000 | 83
PFPFQAYV | SloanLED | Cold Door 2 | 701906-4WE7F2-701933-[All Options]-[All Options] | Indoor Luminaires | Case Lighting | Vertical Refrigerated Case Luminaires | Standard | FALSE | [9 empty] | 5/13/2015 12:00:00 AM | Dimmable | Stepped | Not Yet Verified |  |  | 548.8 | 51.1959695936155 | 17.95 | 10.3 | 0.9932 | 4000 | 85
P6Z8GY1T | SloanLED | Cold Door 2 | 701906-5WE5F2-701933 (120V Only) | Indoor Luminaires | Case Lighting | Vertical Refrigerated Case Luminaires | Standard | FALSE | [9 empty] | 6/18/2015 12:00:00 AM | Dimmable | Stepped | Not Yet Verified |  |  | 591.5 | 53.8 | 11 | 20 | 0.9 | 5000 | 83
PYUBDRHP | SloanLED | Cold Door 2 | 701906-4WE5X2-701933 (120V Only) | Indoor Luminaires | Case Lighting | Vertical Refrigerated Case Luminaires | Standard | FALSE | [9 empty] | 6/18/2015 12:00:00 AM | Dimmable | Stepped | Not Yet Verified |  |  | 591.5 | 53.8 | 11 | 20 | 0.9 | 4000 | 83
PU8EJ9S3 | SloanLED | Cold Door 2 | 701906-3WE5X2-701933 (120V Only) | Indoor Luminaires | Case Lighting | Vertical Refrigerated Case Luminaires | Standard | FALSE | [9 empty] | 6/18/2015 12:00:00 AM | Dimmable | Stepped | Not Yet Verified |  |  | 591.5 | 53.8 | 11 | 20 | 0.9 | 3286 | 83
P533UBUD | SloanLED | Cold Door 2 | 701906-4WE4X2-701933 (120V Only) | Indoor Luminaires | Case Lighting | Vertical Refrigerated Case Luminaires | Standard | FALSE | [9 empty] | 6/18/2015 12:00:00 AM | Dimmable | Stepped | Not Yet Verified |  |  | 443.6 | 49.3 | 9 | 20 | 0.9 | 4000 | 83
P2NJEY9T | SloanLED | Cold Door 2 | 701906-3WE5F2-701936 (120V Only) | Indoor Luminaires | Case Lighting | Vertical Refrigerated Case Luminaires | Standard | FALSE | [9 empty] | 6/18/2015 12:00:00 AM | Dimmable | Stepped | Not Yet Verified |  |  | 591.5 | 53.8 | 11 | 20 | 0.9 | 3286 | 83
PVE14KX5 | SloanLED | Cold Door 2 | 701906-4WE6X2-701936 (120V Only) | Indoor Luminaires | Case Lighting | Vertical Refrigerated Case Luminaires | Standard | FALSE | [9 empty] | 6/18/2015 12:00:00 AM | Dimmable | Stepped | Not Yet Verified |  |  | 739.3 | 56.9 | 13 | 20 | 0.9 | 4000 | 83
PX4812RR | SloanLED | Cold Door 2 | 701906-5WE6F2-701936 (120V Only) | Indoor Luminaires | Case Lighting | Vertical Refrigerated Case Luminaires | Standard | FALSE | [9 empty] | 6/18/2015 12:00:00 AM | Dimmable | Stepped | Not Yet Verified |  |  | 739.3 | 56.9 | 13 | 20 | 0.9 | 5000 | 83
PRJGXKY6 | SloanLED | Cold Door 2 | 701906-3WE4X2-701936 (120V Only) | Indoor Luminaires | Case Lighting | Vertical Refrigerated Case Luminaires | Standard | FALSE | [9 empty] | 6/19/2015 12:00:00 AM | Dimmable | Stepped | Not Yet Verified |  |  | 443.6 | 49.2888888888889 | 9 | 20 | 0.9 | 3286 | 83
PUHU4FZJ | SloanLED | Cold Door 2 | 701906-3WE4F2-701936 (120V Only) | Indoor Luminaires | Case Lighting | Vertical Refrigerated Case Luminaires | Standard | FALSE | [9 empty] | 6/19/2015 12:00:00 AM | Dimmable | Stepped | Not Yet Verified |  |  | 443.6 | 49.2888888888889 | 9 | 20 | 0.9 | 3286 | 83
P2YF3862 | SloanLED | Cold Door 2 | 701906-4WE6F2-701936 (120V Only) | Indoor Luminaires | Case Lighting | Vertical Refrigerated Case Luminaires | Standard | FALSE | [9 empty] | 5/13/2015 12:00:00 AM | Dimmable | Stepped | Not Yet Verified |  |  | 739.333333333333 | 56.8717948717949 | 13 | 20 | 0.9 | 4000 | 83
PB5DQ5QP | SloanLED | Cold Door 2 | 701906-3WE7F2-701933 (120V Only) | Indoor Luminaires | Case Lighting | Vertical Refrigerated Case Luminaires | Standard | FALSE | [9 empty] | 6/19/2015 12:00:00 AM | Dimmable | Stepped | Not Yet Verified |  |  | 739.333333333333 | 56.8717948717949 | 13 | 20 | 0.9 | 3286 | 83
PA3AFYR7 | SloanLED | Cold Door 2 | 701906-4WE5F2-701933 (120V Only) | Indoor Luminaires | Case Lighting | Vertical Refrigerated Case Luminaires | Standard | FALSE | [9 empty] | 6/18/2015 12:00:00 AM | Dimmable | Stepped | Not Yet Verified |  |  | 591.5 | 53.8 | 11 | 20 | 0.9 | 4000 | 83
PFDDMA6U | SloanLED | Cold Door 2 | 701906-5WE5X2-701933 (120V Only) | Indoor Luminaires | Case Lighting | Vertical Refrigerated Case Luminaires | Standard | FALSE | [9 empty] | 6/18/2015 12:00:00 AM | Dimmable | Stepped | Not Yet Verified |  |  | 591.5 | 53.8 | 11 | 20 | 0.9 | 5000 | 83
P26JV2YK | SloanLED | Cold Door 2 | 701906-5WE6F2-701933 (120V Only) | Indoor Luminaires | Case Lighting | Vertical Refrigerated Case Luminaires | Standard | FALSE | [9 empty] | 5/13/2015 12:00:00 AM | Dimmable | Stepped | Not Yet Verified |  |  | 739.333333333333 | 56.8717948717949 | 13 | 20 | 0.9 | 5000 | 83
PTS3MYQ7 | SloanLED | Cold Door 2 | 701906-5WC7X2-701936 (120V Only) | Indoor Luminaires | Case Lighting | Vertical Refrigerated Case Luminaires | Standard | FALSE | [9 empty] | 6/19/2015 12:00:00 AM | Dimmable | Stepped | Not Yet Verified |  |  | 1502.16666666667 | 60.0866666666667 | 25 | 20 | 0.9 | 5000 | 84
PY42DDUP | SloanLED | Cold Door 2 | 701906-5WE5F2-701936 (120V Only) | Indoor Luminaires | Case Lighting | Vertical Refrigerated Case Luminaires | Standard | FALSE | [9 empty] | 6/18/2015 12:00:00 AM | Dimmable | Stepped | Not Yet Verified |  |  | 591.5 | 53.8 | 11 | 20 | 0.9 | 5000 | 83
PTJ7B4SX | SloanLED | Cold Door 2 | 701906-4WE4X2-701936 (120V Only) | Indoor Luminaires | Case Lighting | Vertical Refrigerated Case Luminaires | Standard | FALSE | [9 empty] | 6/18/2015 12:00:00 AM | Dimmable | Stepped | Not Yet Verified |  |  | 443.6 | 49.3 | 9 | 20 | 0.9 | 4000 | 83
PY8S5J32 | SloanLED | Cold Door 2 | 701906-3WE6F2-701933 (120V Only) | Indoor Luminaires | Case Lighting | Vertical Refrigerated Case Luminaires | Standard | FALSE | [9 empty] | 6/18/2015 12:00:00 AM | Dimmable | Stepped | Not Yet Verified |  |  | 739.3 | 56.9 | 13 | 20 | 0.9 | 3286 | 83
PPDJRRW3 | SloanLED | Cold Door 2 | 701906-4WE7X2-701936-[All Options]-[All Options] | Indoor Luminaires | Case Lighting | Vertical Refrigerated Case Luminaires | Standard | FALSE | [9 empty] | 5/13/2015 12:00:00 AM | Dimmable | Stepped | Not Yet Verified |  |  | 548.8 | 51.1959695936155 | 17.95 | 10.3 | 0.9932 | 4000 | 85
PD7E27G7 | SloanLED | Cold Door 2 | 701906-5WC4X2-701936 (120V Only) | Indoor Luminaires | Case Lighting | Vertical Refrigerated Case Luminaires | Standard | FALSE | [9 empty] | 6/19/2015 12:00:00 AM | Dimmable | Stepped | Not Yet Verified |  |  | 901.3 | 60.0866666666667 | 15 | 20 | 0.9 | 5000 | 84
P9GXWW6T | SloanLED | Cold Door 2 | 701906-4WE5F2-701933 (120V Only) | Indoor Luminaires | Case Lighting | Vertical Refrigerated Case Luminaires | Standard | FALSE | [9 empty] | 5/13/2015 12:00:00 AM | Dimmable | Stepped | Not Yet Verified |  |  | 591.466666666667 | 53.769696969697 | 11 | 20 | 0.9 | 4000 | 83
P8YAJAZQ | SloanLED | Cold Door 2 | 701906-3WE6X2-701933 (120V Only) | Indoor Luminaires | Case Lighting | Vertical Refrigerated Case Luminaires | Standard | FALSE | [9 empty] | 5/13/2015 12:00:00 AM | Dimmable | Stepped | Not Yet Verified |  |  | 739.333333333333 | 56.8717948717949 | 13 | 20 | 0.9 | 3286 | 83
PMAJXPWW | SloanLED | Cold Door 2 | 701906-4WE6X2-701933 (120V Only) | Indoor Luminaires | Case Lighting | Vertical Refrigerated Case Luminaires | Standard | FALSE | [9 empty] | 5/13/2015 12:00:00 AM | Dimmable | Stepped | Not Yet Verified |  |  | 739.333333333333 | 56.8717948717949 | 13 | 20 | 0.9 | 4000 | 83
PNBUWZTD | SloanLED | Cold Door 2 | 701906-4WE5X2-701936 (120V Only) | Indoor Luminaires | Case Lighting | Vertical Refrigerated Case Luminaires | Standard | FALSE | [9 empty] | 5/13/2015 12:00:00 AM | Dimmable | Stepped | Not Yet Verified |  |  | 591.466666666667 | 53.769696969697 | 11 | 20 | 0.9 | 4000 | 83
PAP85Y5B | SloanLED | Cold Door 2 | 701906-5WE7X2-701933 (120V Only) | Indoor Luminaires | Case Lighting | Vertical Refrigerated Case Luminaires | Standard | FALSE | [9 empty] | 6/19/2015 12:00:00 AM | Dimmable | Stepped | Not Yet Verified |  |  | 739.333333333333 | 56.8717948717949 | 13 | 20 | 0.9 | 5000 | 83
P4Q2YNPE | SloanLED | Cold Door 2 | 701906-3WE6X2-701936 (120V Only) | Indoor Luminaires | Case Lighting | Vertical Refrigerated Case Luminaires | Standard | FALSE | [9 empty] | 5/13/2015 12:00:00 AM | Dimmable | Stepped | Not Yet Verified |  |  | 739.333333333333 | 56.8717948717949 | 13 | 20 | 0.9 | 3286 | 83
PYNZA3PE | SloanLED | Cold Door 2 | 701906-4WE4F2-701933 (120V Only) | Indoor Luminaires | Case Lighting | Vertical Refrigerated Case Luminaires | Standard | FALSE | [9 empty] | 6/19/2015 12:00:00 AM | Dimmable | Stepped | Not Yet Verified |  |  | 443.6 | 49.2888888888889 | 9 | 20 | 0.9 | 4000 | 83
PQPZ81QC | SloanLED | Cold Door 2 | 701906-5WE6X2-701933 (120V Only) | Indoor Luminaires | Case Lighting | Vertical Refrigerated Case Luminaires | Standard | FALSE | [9 empty] | 6/18/2015 12:00:00 AM | Dimmable | Stepped | Not Yet Verified |  |  | 739.3 | 56.9 | 13 | 20 | 0.9 | 5000 | 83
PYHJKMZF | SloanLED | Cold Door 2 | 701906-4WE6F2-701933 (120V Only) | Indoor Luminaires | Case Lighting | Vertical Refrigerated Case Luminaires | Standard | FALSE | [9 empty] | 5/13/2015 12:00:00 AM | Dimmable | Stepped | Not Yet Verified |  |  | 739.333333333333 | 56.8717948717949 | 13 | 20 | 0.9 | 4000 | 83
PFEYJK7J | SloanLED | Cold Door 2 | 701906-4WE4X2-701933 (120V Only) | Indoor Luminaires | Case Lighting | Vertical Refrigerated Case Luminaires | Standard | FALSE | [9 empty] | 5/13/2015 12:00:00 AM | Dimmable | Stepped | Not Yet Verified |  |  | 443.6 | 49.2888888888889 | 9 | 20 | 0.9 | 4000 | 83
PC2XZYH1 | SloanLED | Cold Door 2 | 701906-3WE5F2-701936 (120V Only) | Indoor Luminaires | Case Lighting | Vertical Refrigerated Case Luminaires | Standard | FALSE | [9 empty] | 5/13/2015 12:00:00 AM | Dimmable | Stepped | Not Yet Verified |  |  | 591.466666666667 | 53.769696969697 | 11 | 20 | 0.9 | 3286 | 83
PUJ1PFC6 | SloanLED | Cold Door 2 | 701906-3WE5X2-701933 (120V Only) | Indoor Luminaires | Case Lighting | Vertical Refrigerated Case Luminaires | Standard | FALSE | [9 empty] | 5/13/2015 12:00:00 AM | Dimmable | Stepped | Not Yet Verified |  |  | 591.466666666667 | 53.769696969697 | 11 | 20 | 0.9 | 3286 | 83
PH34TYVF | SloanLED | Cold Door 2 | 701906-5WE4F2-701933 (120V Only) | Indoor Luminaires | Case Lighting | Vertical Refrigerated Case Luminaires | Standard | FALSE | [9 empty] | 6/19/2015 12:00:00 AM | Dimmable | Stepped | Not Yet Verified |  |  | 443.6 | 49.2888888888889 | 9 | 20 | 0.9 | 5000 | 83
P3GD4BFZ | SloanLED | Cold Door 2 | 701906-5WE5F2-701936 (120V Only) | Indoor Luminaires | Case Lighting | Vertical Refrigerated Case Luminaires | Standard | FALSE | [9 empty] | 5/13/2015 12:00:00 AM | Dimmable | Stepped | Not Yet Verified |  |  | 591.466666666667 | 53.769696969697 | 11 | 20 | 0.9 | 5000 | 83
PGHPY3TP | SloanLED | Cold Door 2 | 701906-5WE5X2-701936 (120V Only) | Indoor Luminaires | Case Lighting | Vertical Refrigerated Case Luminaires | Standard | FALSE | [9 empty] | 5/13/2015 12:00:00 AM | Dimmable | Stepped | Not Yet Verified |  |  | 591.466666666667 | 53.769696969697 | 11 | 20 | 0.9 | 5000 | 83
PKUXQ2ZB | SloanLED | Cold Door 2 | 701906-5WE6F2-701936 (120V Only) | Indoor Luminaires | Case Lighting | Vertical Refrigerated Case Luminaires | Standard | FALSE | [9 empty] | 5/13/2015 12:00:00 AM | Dimmable | Stepped | Not Yet Verified |  |  | 739.333333333333 | 56.8717948717949 | 13 | 20 | 0.9 | 5000 | 83
P2W5PTNE | SloanLED | Cold Door 2 | 701906-5WE6X2-701936 (120V Only) | Indoor Luminaires | Case Lighting | Vertical Refrigerated Case Luminaires | Standard | FALSE | [9 empty] | 5/13/2015 12:00:00 AM | Dimmable | Stepped | Not Yet Verified |  |  | 739.333333333333 | 56.8717948717949 | 13 | 20 | 0.9 | 5000 | 83
PFAE9P5F | SloanLED | Cold Door 2 | 701906-4WC4F2-701933 (120V Only) | Indoor Luminaires | Case Lighting | Vertical Refrigerated Case Luminaires | Standard | FALSE | [9 empty] | 6/19/2015 12:00:00 AM | Dimmable | Stepped | Not Yet Verified |  |  | 901.3 | 60.0866666666667 | 15 | 20 | 0.9 | 4000 | 84
PKTBJDYA | SloanLED | Cold Door 2 | 701906-5WE6X2-701936 (120V Only) | Indoor Luminaires | Case Lighting | Vertical Refrigerated Case Luminaires | Standard | FALSE | [9 empty] | 6/18/2015 12:00:00 AM | Dimmable | Stepped | Not Yet Verified |  |  | 739.3 | 56.9 | 13 | 20 | 0.9 | 5000 | 83
PYXJQA1M | SloanLED | Cold Door 2 | 701906-3WE6X2-701936 (120V Only) | Indoor Luminaires | Case Lighting | Vertical Refrigerated Case Luminaires | Standard | FALSE | [9 empty] | 6/18/2015 12:00:00 AM | Dimmable | Stepped | Not Yet Verified |  |  | 739.3 | 56.9 | 13 | 20 | 0.9 | 3286 | 83
PHM1P1XX | SloanLED | Cold Door 2 | 701906-4WE6F2-701936 (120V Only) | Indoor Luminaires | Case Lighting | Vertical Refrigerated Case Luminaires | Standard | FALSE | [9 empty] | 6/18/2015 12:00:00 AM | Dimmable | Stepped | Not Yet Verified |  |  | 739.3 | 56.9 | 13 | 20 | 0.9 | 4000 | 83
PNT82KQD | SloanLED | Cold Door 2 | 701906-4WE5F2-701936 (120V Only) | Indoor Luminaires | Case Lighting | Vertical Refrigerated Case Luminaires | Standard | FALSE | [9 empty] | 6/18/2015 12:00:00 AM | Dimmable | Stepped | Not Yet Verified |  |  | 591.5 | 53.8 | 11 | 20 | 0.9 | 4000 | 83
PGUTABWX | SloanLED | Cold Door 2 | 701906-3WE5F2-701933 (120V Only) | Indoor Luminaires | Case Lighting | Vertical Refrigerated Case Luminaires | Standard | FALSE | [9 empty] | 6/18/2015 12:00:00 AM | Dimmable | Stepped | Not Yet Verified |  |  | 591.5 | 53.8 | 11 | 20 | 0.9 | 3286 | 83
P4D73T67 | SloanLED | Cold Door 2 | 701906-3WE6X2-701933 (120V Only) | Indoor Luminaires | Case Lighting | Vertical Refrigerated Case Luminaires | Standard | FALSE | [9 empty] | 6/18/2015 12:00:00 AM | Dimmable | Stepped | Not Yet Verified |  |  | 739.3 | 56.9 | 13 | 20 | 0.9 | 3286 | 83
PWYTDUES | SloanLED | Cold Door 2 | 701906-4WE6F2-701933 (120V Only) | Indoor Luminaires | Case Lighting | Vertical Refrigerated Case Luminaires | Standard | FALSE | [9 empty] | 6/18/2015 12:00:00 AM | Dimmable | Stepped | Not Yet Verified |  |  | 739.3 | 56.9 | 13 | 20 | 0.9 | 4000 | 83
PFXS2C3H | SloanLED | Cold Door 2 | 701906-4WE6X2-701933 (120V Only) | Indoor Luminaires | Case Lighting | Vertical Refrigerated Case Luminaires | Standard | FALSE | [9 empty] | 6/18/2015 12:00:00 AM | Dimmable | Stepped | Not Yet Verified |  |  | 739.3 | 56.9 | 13 | 20 | 0.9 | 4000 | 83
P8X45YFG | SloanLED | Cold Door 2 | 701906-5WE6F2-701933 (120V Only) | Indoor Luminaires | Case Lighting | Vertical Refrigerated Case Luminaires | Standard | FALSE | [9 empty] | 6/18/2015 12:00:00 AM | Dimmable | Stepped | Not Yet Verified |  |  | 739.3 | 56.9 | 13 | 20 | 0.9 | 5000 | 83
PY2M9HVC | SloanLED | Cold Door 2 | 701906-4WE7F2-701936-[All Options]-[All Options] | Indoor Luminaires | Case Lighting | Vertical Refrigerated Case Luminaires | Standard | FALSE | [9 empty] | 5/13/2015 12:00:00 AM | Dimmable | Stepped | Not Yet Verified |  |  | 548.8 | 51.1959695936155 | 17.95 | 10.3 | 0.9932 | 4000 | 85
PNUBUSRK | SloanLED | Cold Door 2 | 701906-4WE7X2-701933-[All Options]-[All Options] | Indoor Luminaires | Case Lighting | Vertical Refrigerated Case Luminaires | Standard | FALSE | [9 empty] | 5/13/2015 12:00:00 AM | Dimmable | Stepped | Not Yet Verified |  |  | 548.8 | 51.1959695936155 | 17.95 | 10.3 | 0.9932 | 4000 | 85
PVYQQ6PE | SloanLED | Cold Door 2 | 701906-5WE5x2-701936(120V Only) | Indoor Luminaires | Case Lighting | Vertical Refrigerated Case Luminaires | Standard | FALSE | [9 empty] | 9/18/2014 12:00:00 AM | Dimmable | Stepped | Not Yet Verified |  |  | 591.5 | 53.8 | 11 | 20 | 0.9 | 5000 | 83
PS46BVWX | SloanLED | Cold Door 2 | 701906-5WE7F2-701933 (120V Only) | Indoor Luminaires | Case Lighting | Vertical Refrigerated Case Luminaires | Standard | FALSE | [9 empty] | 6/19/2015 12:00:00 AM | Dimmable | Stepped | Not Yet Verified |  |  | 739.333333333333 | 56.8717948717949 | 13 | 20 | 0.9 | 5000 | 83
P8VQ2N6Q | SloanLED | Cold Door 2 | 701906-3WC7X2-701936 (120V Only) | Indoor Luminaires | Case Lighting | Vertical Refrigerated Case Luminaires | Standard | FALSE | [9 empty] | 6/19/2015 12:00:00 AM | Dimmable | Stepped | Not Yet Verified |  |  | 1502.16666666667 | 60.0866666666667 | 25 | 20 | 0.9 | 3551 | 84
PY1VZV4J | SloanLED | Cold Door 2 | 701906-4WE5X2-701933 (120V Only) | Indoor Luminaires | Case Lighting | Vertical Refrigerated Case Luminaires | Standard | FALSE | [9 empty] | 5/13/2015 12:00:00 AM | Dimmable | Stepped | Not Yet Verified |  |  | 591.466666666667 | 53.769696969697 | 11 | 20 | 0.9 | 4000 | 83
PB27ZM4U | SloanLED | Cold Door 2 | 701906-5WE5F2-701933 (120V Only) | Indoor Luminaires | Case Lighting | Vertical Refrigerated Case Luminaires | Standard | FALSE | [9 empty] | 5/13/2015 12:00:00 AM | Dimmable | Stepped | Not Yet Verified |  |  | 591.466666666667 | 53.769696969697 | 11 | 20 | 0.9 | 5000 | 83
PE2VQZZ8 | SloanLED | Cold Door 2 | 701906-4WE4X2-701936 (120V Only) | Indoor Luminaires | Case Lighting | Vertical Refrigerated Case Luminaires | Standard | FALSE | [9 empty] | 5/13/2015 12:00:00 AM | Dimmable | Stepped | Not Yet Verified |  |  | 443.6 | 49.2888888888889 | 9 | 20 | 0.9 | 4000 | 83
PGM9WWAU | SloanLED | Cold Door 2 | 701906-3WE7X2-701933 (120V Only) | Indoor Luminaires | Case Lighting | Vertical Refrigerated Case Luminaires | Standard | FALSE | [9 empty] | 6/19/2015 12:00:00 AM | Dimmable | Stepped | Not Yet Verified |  |  | 739.333333333333 | 56.8717948717949 | 13 | 20 | 0.9 | 3286 | 83
P8F2NPZ2 | SloanLED | Cold Door 2 | 701906-3WE6F2-701936 (120V Only) | Indoor Luminaires | Case Lighting | Vertical Refrigerated Case Luminaires | Standard | FALSE | [9 empty] | 6/18/2015 12:00:00 AM | Dimmable | Stepped | Not Yet Verified |  |  | 739.3 | 56.9 | 13 | 20 | 0.9 | 3286 | 83
P8Q3T5AN | SMART ENERGY SOLUTIONS | Smart Energy Solutions | SES-T8V1532(3000K) | Indoor Luminaires | Case Lighting | Vertical Refrigerated Case Luminaires | Standard | TRUE | 3315.7 | 98.28 | 33.74 | 12.1 | 0.9064 | 3109 | 83.1 | 5 |  | 6/16/2015 12:00:00 AM | Not Dimmable | Not Dimmable | Not Yet Verified |  | 2.1 | 3315.7 | 98.28 | 33.74 | 12.1 | 0.9064 | 3000 | 83.1
P3XTSMN3 | SMART ENERGY SOLUTIONS | Smart Energy Solutions | SES-T8V1532(4500K) | Indoor Luminaires | Case Lighting | Vertical Refrigerated Case Luminaires | Standard | FALSE | [9 empty] | 6/16/2015 12:00:00 AM | Not Dimmable | Not Dimmable | Not Yet Verified |  |  | 3315.7 | 98.28 | 33.74 | 12.1 | 0.9064 | 4500 | 83.1
PRMQWAMZ | SMART ENERGY SOLUTIONS | Smart Energy Solutions | SES-T8V1532(5000K) | Indoor Luminaires | Case Lighting | Vertical Refrigerated Case Luminaires | Standard | FALSE | [9 empty] | 6/16/2015 12:00:00 AM | Not Dimmable | Not Dimmable | Not Yet Verified |  |  | 4196 | 125.47 | 33.44 | 14.6 | 0.9102 | 5000 | 84.4
PE65CDHH | SMART ENERGY SOLUTIONS | Smart Energy Solutions | SES-T8V1532(3500K) | Indoor Luminaires | Case Lighting | Vertical Refrigerated Case Luminaires | Standard | FALSE | [9 empty] | 6/16/2015 12:00:00 AM | Not Dimmable | Not Dimmable | Not Yet Verified |  |  | 3315.7 | 98.28 | 33.74 | 12.1 | 0.9064 | 3500 | 83.1
PBNNY1KV | SMART ENERGY SOLUTIONS | Smart Energy Solutions | SES-T8V1532(4000K) | Indoor Luminaires | Case Lighting | Vertical Refrigerated Case Luminaires | Standard | FALSE | [9 empty] | 6/16/2015 12:00:00 AM | Not Dimmable | Not Dimmable | Not Yet Verified |  |  | 3315.7 | 98.28 | 33.74 | 12.1 | 0.9064 | 4000 | 83.1
PT5KRYMW | SMART ENERGY SOLUTIONS | SMART ENERGY SOLUTIONS | SES-T8V1840(3000K) | Indoor Luminaires | Case Lighting | Vertical Refrigerated Case Luminaires | Standard | TRUE | 4506 | 113.01 | 39.87 | 15.1 | 0.9012 | 3111 | 83.3 | 5 | 50000 | 6/22/2015 12:00:00 AM | Not Dimmable | Not Dimmable | Not Yet Verified |  | 2.1 | 4506 | 113.01 | 39.87 | 15.1 | 0.9012 | 3000 | 83.3
PMFACT3V | SMART ENERGY SOLUTIONS | SMART ENERGY SOLUTIONS | SES-T8V1840(4500K) | Indoor Luminaires | Case Lighting | Vertical Refrigerated Case Luminaires | Standard | FALSE | [9 empty] | 6/22/2015 12:00:00 AM | Not Dimmable | Not Dimmable | Not Yet Verified |  |  | 4506 | 113.01 | 39.87 | 15.1 | 0.9012 | 4500 | 83.3
PJTH6VRT | SMART ENERGY SOLUTIONS | SMART ENERGY SOLUTIONS | SES-T8V1840(3500K) | Indoor Luminaires | Case Lighting | Vertical Refrigerated Case Luminaires | Standard | FALSE | [9 empty] | 6/22/2015 12:00:00 AM | Not Dimmable | Not Dimmable | Not Yet Verified |  |  | 4506 | 113.01 | 39.87 | 15.1 | 0.9012 | 3500 | 83.3
PTNHQ8HV | SMART ENERGY SOLUTIONS | SMART ENERGY SOLUTIONS | SES-T8V1840(4000K) | Indoor Luminaires | Case Lighting | Vertical Refrigerated Case Luminaires | Standard | FALSE | [9 empty] | 6/22/2015 12:00:00 AM | Not Dimmable | Not Dimmable | Not Yet Verified |  |  | 4506 | 113.01 | 39.87 | 15.1 | 0.9012 | 4000 | 83.3
P7HE6D7G | SMART ENERGY SOLUTIONS | SMART ENERGY SOLUTIONS | SES-T8V1840(5000K) | Indoor Luminaires | Case Lighting | Vertical Refrigerated Case Luminaires | Standard | FALSE | [9 empty] | 6/22/2015 12:00:00 AM | Not Dimmable | Not Dimmable | Not Yet Verified |  |  | 4783 | 123.66 | 38.68 | 15 | 0.9033 | 5000 | 84.4
PS3MXXUS | Sunpark | Sunpark | ZY-22W1500(3000K Frost) | Indoor Luminaires | Case Lighting | Vertical Refrigerated Case Luminaires | Standard | TRUE | 1740.9 | 86.2 | 20.2 | 16.3 | 0.89 | 2895 | 82 | 5 | 50000 | 11/26/2014 12:00:00 AM | Not Yet Verified | Not Yet Verified | Not Yet Verified |  | 2.1 | 1740 | 86 | 20 | 20 | 0.9 | 3000 | 82
P34SD95K | Sunpark | Sunpark | ZY-22W1500( 5000K Frost) | Indoor Luminaires | Case Lighting | Vertical Refrigerated Case Luminaires | Standard | FALSE | [9 empty] | 11/26/2014 12:00:00 AM | Not Yet Verified | Not Yet Verified | Not Yet Verified |  |  | 1740.9 | 86 | 20.2 | 13.61 | 0.9865 | 2895 | 82
PH44NM6R | Sunpark | Sunpark | ZY-22W1500( 4000K Clear) | Indoor Luminaires | Case Lighting | Vertical Refrigerated Case Luminaires | Standard | FALSE | [9 empty] | 11/26/2014 12:00:00 AM | Not Yet Verified | Not Yet Verified | Not Yet Verified |  |  | 1740.9 | 86 | 20.2 | 13.61 | 0.9865 | 2895 | 82
PAJ8A8NR | Sunpark | Sunpark | ZY-22W1500( 3000K Clear) | Indoor Luminaires | Case Lighting | Vertical Refrigerated Case Luminaires | Standard | FALSE | [9 empty] | 11/26/2014 12:00:00 AM | Not Yet Verified | Not Yet Verified | Not Yet Verified |  |  | 1740.9 | 86 | 20.2 | 13.61 | 0.9865 | 2895 | 82
PT59KE36 | Sunpark | Sunpark | ZY-22W1500( 4000K Frost) | Indoor Luminaires | Case Lighting | Vertical Refrigerated Case Luminaires | Standard | FALSE | [9 empty] | 11/26/2014 12:00:00 AM | Not Yet Verified | Not Yet Verified | Not Yet Verified |  |  | 1740.9 | 86 | 20.2 | 13.61 | 0.9865 | 2895 | 82
PCCFJHJ5 | Sunpark | Sunpark | ZY-22W1500( 5000K Clear) | Indoor Luminaires | Case Lighting | Vertical Refrigerated Case Luminaires | Standard | FALSE | [9 empty] | 11/26/2014 12:00:00 AM | Not Yet Verified | Not Yet Verified | Not Yet Verified |  |  | 1740.9 | 86 | 20.2 | 13.61 | 0.9865 | 2895 | 82
PN8X7GCF | Sunpark | Sunpark | ZY-22W1200(3000K Frost) | Indoor Luminaires | Case Lighting | Vertical Refrigerated Case Luminaires | Standard | TRUE | 1575.5 | 76.5 | 20.6 | 16.1 | 0.896 | 2710 | 82 | 5 | 50000 | 11/26/2014 12:00:00 AM | Not Yet Verified | Not Yet Verified | Not Yet Verified |  | 2.1 | 1575.5 | 76.5 | 20.6 |  |  | 3000 | 82
PUNXYGBJ | Sunpark | Sunpark | ZY-22W1200( 5000K Frost) | Indoor Luminaires | Case Lighting | Vertical Refrigerated Case Luminaires | Standard | FALSE | [9 empty] | 11/26/2014 12:00:00 AM | Not Yet Verified | Not Yet Verified | Not Yet Verified |  |  | 1740.9 | 86 | 20.2 | 13.61 | 0.9865 | 2895 | 82
PHM77NQY | Sunpark | Sunpark | ZY-22W1200( 3000K Clear) | Indoor Luminaires | Case Lighting | Vertical Refrigerated Case Luminaires | Standard | FALSE | [9 empty] | 11/26/2014 12:00:00 AM | Not Yet Verified | Not Yet Verified | Not Yet Verified |  |  | 1740.9 | 86 | 20.2 | 13.61 | 0.9865 | 2895 | 82
P9T34CP5 | Sunpark | Sunpark | ZY-22W1200( 5000K Clear) | Indoor Luminaires | Case Lighting | Vertical Refrigerated Case Luminaires | Standard | FALSE | [9 empty] | 11/26/2014 12:00:00 AM | Not Yet Verified | Not Yet Verified | Not Yet Verified |  |  | 1740.9 | 86 | 20.2 | 13.61 | 0.9865 | 2895 | 82
PSNWV81R | Sunpark | Sunpark | ZY-22W1200( 4000K Frost) | Indoor Luminaires | Case Lighting | Vertical Refrigerated Case Luminaires | Standard | FALSE | [9 empty] | 11/26/2014 12:00:00 AM | Not Yet Verified | Not Yet Verified | Not Yet Verified |  |  | 1740.9 | 86 | 20.2 | 13.61 | 0.9865 | 2895 | 82
PKMD2KJB | Sunpark | Sunpark | ZY-22W1200( 4000K Clear) | Indoor Luminaires | Case Lighting | Vertical Refrigerated Case Luminaires | Standard | FALSE | [9 empty] | 11/26/2014 12:00:00 AM | Not Yet Verified | Not Yet Verified | Not Yet Verified |  |  | 1740.9 | 86 | 20.2 | 13.61 | 0.9865 | 2895 | 82
P00001AOU | Sunpark | Sunpark | 72-18W | Indoor Luminaires | Case Lighting | Vertical Refrigerated Case Luminaires | Standard | TRUE | 1857.1 | 80.05 | 23.2 | 14 | 0.966 | 5248 | 86.9 | 5 | 50000 | 8/11/2014 12:00:00 AM | Not Yet Verified | Not Yet Verified | Not Yet Verified |  | 2.1 | 1800 |  | 18.4 |  |  | 5000 | 80
P00001AOW | Sunpark | Sunpark | 60-18W(4000K) | Indoor Luminaires | Case Lighting | Vertical Refrigerated Case Luminaires | Standard | TRUE | 1627.78 | 70.41 | 23.19 | 14.09 | 0.963 | 4059 | 86 | 5 | 50000 | 8/13/2014 12:00:00 AM | Not Yet Verified | Not Yet Verified | Not Yet Verified |  | 2.1 | 1600 |  | 18.4 |  | 0.9 | 4000 | 80
P00001AOY | Sunpark | Sunpark | 60-36W(4000K) | Indoor Luminaires | Case Lighting | Vertical Refrigerated Case Luminaires | Standard | TRUE | 3124.73 | 73.98 | 42.3 | 7.69 | 0.988 | 4071 | 86.3 | 5 | 50000 | 8/13/2014 12:00:00 AM | Not Yet Verified | Not Yet Verified | Not Yet Verified |  | 2.1 | 3100 |  | 36.8 |  | 0.9 | 4000 | 80
P00001AP0 | Sunpark | Sunpark | 72-36W | Indoor Luminaires | Case Lighting | Vertical Refrigerated Case Luminaires | Standard | TRUE | 3563.19 | 83.92 | 42.46 | 6.3 | 0.961 | 5270 | 87 | 5 | 50000 | 8/15/2014 12:00:00 AM | Not Yet Verified | Not Yet Verified | Not Yet Verified |  | 2.1 | 35000 |  | 36.8 | 20 | 0.9 | 5000 | 80
PGZ9QBNT | Sunpark | Sunpark | 72-18W (5000K) | Indoor Luminaires | Case Lighting | Horizontal Refrigerated Case Luminaires | Standard | TRUE | 1857.1 | 80.05 | 23.2 | 14 | 0.966 | 5248 | 86.9 | 5 | 50000 | 6/11/2015 12:00:00 AM | Not Dimmable | Not Dimmable | Not Yet Verified |  | 2.1 | 1857.1 | 80.05 | 23.2 | 20 | 0.9 | 5000 | 87
P98H4B9W | Sunpark | Sunpark | 60-18W(4000K) | Indoor Luminaires | Case Lighting | Horizontal Refrigerated Case Luminaires | Standard | TRUE | 1627.78 | 70.41 | 23.19 | 14.09 | 0.963 | 4059 | 86 | 5 | 50000 | 6/11/2015 12:00:00 AM | Not Dimmable | Not Dimmable | Not Yet Verified |  | 2.1 | 1627.78 | 70.41 | 23.12 | 20 | 0.9 | 4000 | 86
PBFYACJD | Sunpark | Sunpark | 60-18W(5000K) | Indoor Luminaires | Case Lighting | Horizontal Refrigerated Case Luminaires | Standard | FALSE | [9 empty] | 6/11/2015 12:00:00 AM | Not Dimmable | Not Dimmable | Not Yet Verified |  |  | 1600 | 72.7 | 22 | 20 | 0.9 | 5000 | 86
P9ZVM9R1 | Sunpark | Sunpark | 60-36W(4000K) | Indoor Luminaires | Case Lighting | Horizontal Refrigerated Case Luminaires | Standard | TRUE | 3124.73 | 73.98 | 42.3 | 7.69 | 0.988 | 4071 | 86.3 | 5 | 50000 | 6/11/2015 12:00:00 AM | Not Dimmable | Not Dimmable | Not Yet Verified |  | 2.1 | 3124.73 | 73.98 | 42.24 | 20 | 0.9 | 4000 | 86
PK3GZ4C8 | Sunpark | Sunpark | 60-36W(5000K) | Indoor Luminaires | Case Lighting | Horizontal Refrigerated Case Luminaires | Standard | FALSE | [9 empty] | 6/11/2015 12:00:00 AM | Not Dimmable | Not Dimmable | Not Yet Verified |  |  | 3100 | 70.5 | 44 | 20 | 0.9 | 5000 | 86
P6ZE3A8B | Sunpark | Sunpark | 72-36W (5000K) | Indoor Luminaires | Case Lighting | Horizontal Refrigerated Case Luminaires | Standard | TRUE | 3563.19 | 83.92 | 42.46 | 6.3 | 0.99 | 5270 | 87 | 5 | 50000 | 6/11/2015 12:00:00 AM | Not Dimmable | Not Dimmable | Not Yet Verified |  | 2.1 | 3563.19 | 83.92 | 42.46 | 20 | 0.9 | 5000 | 87
PCSDT4KVB | Systems Trading Corporation | Lilibend | XT-435 [120V Only] | Indoor Luminaires | Case Lighting | Display Case Luminaires | Standard | TRUE | 1145 | 69.6 | 16.46 | 14.7 | 0.964 | 3865 | 83.7 | 5 | 50000 | 1/12/2015 12:00:00 AM | Dimmable | Continuous Below 10 | Not Yet Verified |  | 2.1 | 1560 | 97 | 16 |  |  | 3500 | 86
PSNT93VH | Tempo Industries | Tempo Industries | C3R00-48-1003-33DP27S-LG | Indoor Luminaires | Case Lighting | Display Case Luminaires | Standard | TRUE | 1083.12 | 79 | 13.74 | 19 | 0.98 | 2714 | 84 | 5 | 86000 | 3/23/2016 12:00:00 AM | Not Dimmable | Not Dimmable | No |  | 3.1 | 1083.12 | 79 | 13.74 | 19 | 0.98 | 2700 | 84
PYEUFRQZ | Tempo Industries | Tempo Industries | C3R00-60-1003-33DP30S-LG | Indoor Luminaires | Case Lighting | Display Case Luminaires | Standard | FALSE | [9 empty] | 3/23/2016 12:00:00 AM | Not Dimmable | Not Dimmable | No |  |  | 1365.4125 | 79.5 | 17.175 | 19 | 0.98 | 3000 | 84
PZHVXHHB | Tempo Industries | Tempo Industries | C3R00-72-1003-33DP30S-LG | Indoor Luminaires | Case Lighting | Display Case Luminaires | Standard | FALSE | [9 empty] | 3/23/2016 12:00:00 AM | Not Dimmable | Not Dimmable | No |  |  | 1638.495 | 79.5 | 20.61 | 19 | 0.98 | 3000 | 84
PJ1GMCM4 | Tempo Industries | Tempo Industries | C3R00-72-1003-33DP35S-LG | Indoor Luminaires | Case Lighting | Display Case Luminaires | Standard | FALSE | [9 empty] | 3/23/2016 12:00:00 AM | Not Dimmable | Not Dimmable | No |  |  | 1648.8 | 80 | 20.61 | 19 | 0.98 | 3500 | 84
P34BHPZR | Tempo Industries | Tempo Industries | C3R00-84-1003-33DP35S-LG | Indoor Luminaires | Case Lighting | Display Case Luminaires | Standard | FALSE | [9 empty] | 3/23/2016 12:00:00 AM | Not Dimmable | Not Dimmable | No |  |  | 1923.6 | 80 | 24.045 | 19 | 0.98 | 3500 | 84
PPFRPFPP | Tempo Industries | Tempo Industries | C3R00-84-1003-33DP40S-LG | Indoor Luminaires | Case Lighting | Display Case Luminaires | Standard | FALSE | [9 empty] | 3/23/2016 12:00:00 AM | Not Dimmable | Not Dimmable | No |  |  | 1935.6225 | 80.5 | 24.045 | 19 | 0.98 | 4000 | 84
PYSQCQEK | Tempo Industries | Tempo Industries | C3R00-96-1003-33DP40S-LG | Indoor Luminaires | Case Lighting | Display Case Luminaires | Standard | FALSE | [9 empty] | 3/23/2016 12:00:00 AM | Not Dimmable | Not Dimmable | No |  |  | 2212.14 | 80.5 | 27.48 | 19 | 0.98 | 4000 | 84
PKT6HED5 | Tempo Industries | Tempo Industries | C3R00-48-1003-33DP40S-LG | Indoor Luminaires | Case Lighting | Display Case Luminaires | Standard | FALSE | [9 empty] | 3/23/2016 12:00:00 AM | Not Dimmable | Not Dimmable | No |  |  | 1106.07 | 80.5 | 13.74 | 19 | 0.98 | 4000 | 84
PZ6FE9G4 | Tempo Industries | Tempo Industries | C3R00-84-1003-33DP27S-LG | Indoor Luminaires | Case Lighting | Display Case Luminaires | Standard | FALSE | [9 empty] | 3/23/2016 12:00:00 AM | Not Dimmable | Not Dimmable | No |  |  | 1899.555 | 79 | 24.045 | 19 | 0.98 | 2700 | 84
PEH99KWA | Tempo Industries | Tempo Industries | C3R00-96-1003-33DP27S-LG | Indoor Luminaires | Case Lighting | Display Case Luminaires | Standard | FALSE | [9 empty] | 3/23/2016 12:00:00 AM | Not Dimmable | Not Dimmable | No |  |  | 2170.92 | 79 | 27.48 | 19 | 0.98 | 2700 | 84
PT3T9AS2 | Tempo Industries | Tempo Industries | C3R00-84-1003-33DP30S-LG | Indoor Luminaires | Case Lighting | Display Case Luminaires | Standard | FALSE | [9 empty] | 3/23/2016 12:00:00 AM | Not Dimmable | Not Dimmable | No |  |  | 1911.5775 | 79.5 | 24.045 | 19 | 0.98 | 3000 | 84
PN3H8WSQ | Tempo Industries | Tempo Industries | C3R00-60-1003-33DP27S-LG | Indoor Luminaires | Case Lighting | Display Case Luminaires | Standard | FALSE | [9 empty] | 3/23/2016 12:00:00 AM | Not Dimmable | Not Dimmable | No |  |  | 1356.825 | 79 | 17.175 | 19 | 0.98 | 2700 | 84
PSAQYSW1 | Tempo Industries | Tempo Industries | C3R00-60-1003-33DP35S-LG | Indoor Luminaires | Case Lighting | Display Case Luminaires | Standard | FALSE | [9 empty] | 3/23/2016 12:00:00 AM | Not Dimmable | Not Dimmable | No |  |  | 1374 | 80 | 17.175 | 19 | 0.98 | 3500 | 84
PMQSJAH2 | Tempo Industries | Tempo Industries | C3R00-96-1003-33DP30S-LG | Indoor Luminaires | Case Lighting | Display Case Luminaires | Standard | FALSE | [9 empty] | 3/23/2016 12:00:00 AM | Not Dimmable | Not Dimmable | No |  |  | 2184.66 | 79.5 | 27.48 | 19 | 0.98 | 3000 | 84
PSSUYSDW | Tempo Industries | Tempo Industries | C3R00-72-1003-33DP40S-LG | Indoor Luminaires | Case Lighting | Display Case Luminaires | Standard | FALSE | [9 empty] | 3/23/2016 12:00:00 AM | Not Dimmable | Not Dimmable | No |  |  | 1659.105 | 80.5 | 20.61 | 19 | 0.98 | 4000 | 84
P8YMB5BY | Tempo Industries | Tempo Industries | C3R00-96-1003-33DP35S-LG | Indoor Luminaires | Case Lighting | Display Case Luminaires | Standard | FALSE | [9 empty] | 3/23/2016 12:00:00 AM | Not Dimmable | Not Dimmable | No |  |  | 2198.4 | 80 | 27.48 | 19 | 0.98 | 3500 | 84
PVTSUH1X | Tempo Industries | Tempo Industries | C3R00-48-1003-33DP30S-LG | Indoor Luminaires | Case Lighting | Display Case Luminaires | Standard | FALSE | [9 empty] | 3/23/2016 12:00:00 AM | Not Dimmable | Not Dimmable | No |  |  | 1092.33 | 79.5 | 13.74 | 19 | 0.98 | 3000 | 84
P1QKN2SB | Tempo Industries | Tempo Industries | C3R00-48-1003-33DP35S-LG | Indoor Luminaires | Case Lighting | Display Case Luminaires | Standard | FALSE | [9 empty] | 3/23/2016 12:00:00 AM | Not Dimmable | Not Dimmable | No |  |  | 1099.2 | 80 | 13.74 | 19 | 0.98 | 3500 | 84
P1DN3RTG | Tempo Industries | Tempo Industries | C3R00-60-1003-33DP40S-LG | Indoor Luminaires | Case Lighting | Display Case Luminaires | Standard | FALSE | [9 empty] | 3/23/2016 12:00:00 AM | Not Dimmable | Not Dimmable | No |  |  | 1382.5875 | 80.5 | 17.175 | 19 | 0.98 | 4000 | 84
P5X2YRPG | Tempo Industries | Tempo Industries | C3R00-72-1003-33DP27S-LG | Indoor Luminaires | Case Lighting | Display Case Luminaires | Standard | FALSE | [9 empty] | 3/23/2016 12:00:00 AM | Not Dimmable | Not Dimmable | No |  |  | 1628.19 | 79 | 20.61 | 19 | 0.98 | 2700 | 84
P00001FD9 | The Light Edge Inc. | VRAP | VRAP1-4-40-40-MV | Indoor Luminaires | Case Lighting | Display Case Luminaires | Standard | TRUE | 2809 | 73 | 38.5 | 11.5 | 0.97 | 3916 | 81 | 5 | 50000 | 12/11/2013 12:00:00 AM | Not Yet Verified | Not Yet Verified | Not Yet Verified |  | 2.1 | 2800 | 73 | 38.5 |  |  | 4000 | 80
PKHUZRU4 | Titan LED, Inc. | Titan | 16-CL-6FT-40K | Indoor Luminaires | Case Lighting | Horizontal Refrigerated Case Luminaires | Standard | TRUE | 2048.5 | 114.79 | 17.85 | 15.05 | 0.9817 | 4102 | 84.3 | 5 | 50000 | 6/27/2016 12:00:00 AM | Not Dimmable | Not Dimmable | No |  | 3 | 2050 | 115 | 18 | 10 | 0.95 | 4000 | 85
P1BYGPDF | Titan LED, Inc. | Titan | 16-CL-6FT-50K | Indoor Luminaires | Case Lighting | Horizontal Refrigerated Case Luminaires | Standard | FALSE | [9 empty] | 6/27/2016 12:00:00 AM | Not Dimmable | Not Dimmable | No |  |  | 2100 | 118 | 18 | 10 | 0.95 | 5000 | 85
PDGY2RMU | Titan LED, Inc. | Titan | 16-CL-5FT-40K | Indoor Luminaires | Case Lighting | Horizontal Refrigerated Case Luminaires | Standard | TRUE | 1914.7 | 129.96 | 14.73 | 7.98 | 0.9803 | 4119 | 84.5 | 5 |  | 5/31/2016 12:00:00 AM | Not Dimmable | Not Dimmable | No |  | 3.1 | 1900 | 130 | 15 | 10 | 0.95 | 4000 | 85
PP4M19QB | Titan LED, Inc. | Titan | 16-CL-5FT-50K | Indoor Luminaires | Case Lighting | Horizontal Refrigerated Case Luminaires | Standard | FALSE | [9 empty] | 5/31/2016 12:00:00 AM | Not Dimmable | Not Dimmable | No |  |  | 2000 | 137 | 15 | 10 | 0.95 | 5000 | 85
P00001BEU | Truly Green Solutions | Truly Green Solutions | 835122-30-F-F | Indoor Luminaires | Case Lighting | Vertical Refrigerated Case Luminaires | Standard | TRUE | 1740.9 | 86.2 | 20.2 | 16.3 | 0.89 | 2895 | 82 | 5 | 50000 | 9/2/2014 12:00:00 AM | Not Yet Verified | Not Yet Verified | Not Yet Verified |  | 2.1 | 2300 |  | 22 |  | 0.99 | 3000 | 80
P00001BFE | Truly Green Solutions | Truly Green Solutions | 834122-30-F-F | Indoor Luminaires | Case Lighting | Vertical Refrigerated Case Luminaires | Standard | TRUE | 1575.5 | 76.5 | 20.6 | 16.1 | 0.896 | 2710 | 82 | 5 | 50000 | 9/2/2014 12:00:00 AM | Not Yet Verified | Not Yet Verified | Not Yet Verified |  | 2.1 | 2300 |  | 22 |  | 0.99 | 3000 | 80
P00001KBW | Ultra Energy Group LLC | Ultra Energy Group | LJ-VCL6'-36W | Indoor Luminaires | Case Lighting | Vertical Refrigerated Case Luminaires | Standard | TRUE | 3295.55 | 90.07 | 36.59 | 16.7 | 0.92 | 5071 | 81.1 | 5 | 50000 | 6/23/2014 12:00:00 AM | Not Yet Verified | Not Yet Verified | Not Yet Verified |  | 2.1 | 3296 | 90 | 37 | 16.7 | 0.92 | 5000 | 81
P00001KBZ | UNIC IMPORT LLC | UNIC IMPORT | LJ-VCL6'-36W | Indoor Luminaires | Case Lighting | Vertical Refrigerated Case Luminaires | Standard | TRUE | 3295.55 | 90.07 | 36.59 | 16.7 | 0.92 | 5071 | 81.1 | 5 | 50000 | 6/23/2014 12:00:00 AM | Not Yet Verified | Not Yet Verified | Not Yet Verified |  | 2.1 | 3296 | 90 | 37 | 16.7 | 0.92 | 5000 | 81
P00001BOB | US LED | EcoStar3 | ESRP-3-5-4-24-4-40-D10-L | Indoor Luminaires | Case Lighting | Vertical Refrigerated Case Luminaires | Standard | TRUE | 549 | 50.4 | 10.9 | 7.18 | 0.913 | 3937 | 87.6 | 5 | 80000 | 7/31/2012 12:00:00 AM | Not Yet Verified | Not Yet Verified | Not Yet Verified |  | 1.6 | 581 | 53 | 11 |  |  | 4000 | 85
P00001BO8 | US LED | EcoStar3 | ESRP-3-6-4-24-4-50-D10-C | Indoor Luminaires | Case Lighting | Vertical Refrigerated Case Luminaires | Standard | TRUE | 840 | 51.5 | 16.3 | 7.25 | 0.913 | 4941 | 85.3 | 5 | 80000 | 7/31/2012 12:00:00 AM | Not Yet Verified | Not Yet Verified | Not Yet Verified |  | 1.6 | 814 | 51 | 16 |  |  | 4000 | 85
P00001BON | US LED | EcoStar3 | ESRP-3-5-10-24-4-40-D10-L | Indoor Luminaires | Case Lighting | Vertical Refrigerated Case Luminaires | Standard | TRUE | 591 | 54.2 | 10.9 | 7.25 | 0.913 | 3940 | 86.9 | 5 | 80000 | 7/31/2012 12:00:00 AM | Not Yet Verified | Not Yet Verified | Not Yet Verified |  | 1.6 | 659 | 60 | 11 |  |  | 4000 | 85
P00001BOO | US LED | EcoStar3 | ESRP-3-5-10-24-4-40-D10-R | Indoor Luminaires | Case Lighting | Vertical Refrigerated Case Luminaires | Standard | FALSE | [9 empty] | 7/31/2012 12:00:00 AM | Not Yet Verified | Not Yet Verified | Not Yet Verified |  |  | 659 | 60 | 11 |  |  | 4000 | 85
P00001BOK | US LED | EcoStar3 | ESRP-3-5-4-24-5-50-D10-R | Indoor Luminaires | Case Lighting | Vertical Refrigerated Case Luminaires | Standard | FALSE | [9 empty] | 7/31/2012 12:00:00 AM | Not Yet Verified | Not Yet Verified | Not Yet Verified |  |  | 720 | 52 | 14 |  |  | 4000 | 85
P00001BOL | US LED | EcoStar3 | ESRP-3-5-4-24-6-50-D10-L | Indoor Luminaires | Case Lighting | Vertical Refrigerated Case Luminaires | Standard | FALSE | [9 empty] | 7/31/2012 12:00:00 AM | Not Yet Verified | Not Yet Verified | Not Yet Verified |  |  | 861 | 51 | 17 |  |  | 4000 | 85
P00001BOD | US LED | EcoStar3 | ESRP-3-5-4-24-5-40-D10-L | Indoor Luminaires | Case Lighting | Vertical Refrigerated Case Luminaires | Standard | FALSE | [9 empty] | 7/31/2012 12:00:00 AM | Not Yet Verified | Not Yet Verified | Not Yet Verified |  |  | 720 | 52 | 14 |  |  | 4000 | 85
P00001BOG | US LED | EcoStar3 | ESRP-3-5-4-24-6-40-D10-R | Indoor Luminaires | Case Lighting | Vertical Refrigerated Case Luminaires | Standard | FALSE | [9 empty] | 7/31/2012 12:00:00 AM | Not Yet Verified | Not Yet Verified | Not Yet Verified |  |  | 861 | 51 | 17 |  |  | 4000 | 85
P00001BOI | US LED | EcoStar3 | ESRP-3-5-4-24-4-50-D10-R | Indoor Luminaires | Case Lighting | Vertical Refrigerated Case Luminaires | Standard | FALSE | [9 empty] | 7/31/2012 12:00:00 AM | Not Yet Verified | Not Yet Verified | Not Yet Verified |  |  | 581 | 53 | 11 |  |  | 4000 | 85
P00001BOJ | US LED | EcoStar3 | ESRP-3-5-4-24-5-50-D10-L | Indoor Luminaires | Case Lighting | Vertical Refrigerated Case Luminaires | Standard | FALSE | [9 empty] | 7/31/2012 12:00:00 AM | Not Yet Verified | Not Yet Verified | Not Yet Verified |  |  | 720 | 52 | 14 |  |  | 4000 | 85
P00001BOC | US LED | EcoStar3 | ESRP-3-5-4-24-4-40-D10-R | Indoor Luminaires | Case Lighting | Vertical Refrigerated Case Luminaires | Standard | FALSE | [9 empty] | 7/31/2012 12:00:00 AM | Not Yet Verified | Not Yet Verified | Not Yet Verified |  |  | 581 | 53 | 11 |  |  | 4000 | 85
P00001BOE | US LED | EcoStar3 | ESRP-3-5-4-24-5-40-D10-R | Indoor Luminaires | Case Lighting | Vertical Refrigerated Case Luminaires | Standard | FALSE | [9 empty] | 7/31/2012 12:00:00 AM | Not Yet Verified | Not Yet Verified | Not Yet Verified |  |  | 720 | 52 | 14 |  |  | 4000 | 85
P00001BOF | US LED | EcoStar3 | ESRP-3-5-4-24-6-40-D10-L | Indoor Luminaires | Case Lighting | Vertical Refrigerated Case Luminaires | Standard | FALSE | [9 empty] | 7/31/2012 12:00:00 AM | Not Yet Verified | Not Yet Verified | Not Yet Verified |  |  | 861 | 51 | 17 |  |  | 4000 | 85
P00001BOM | US LED | EcoStar3 | ESRP-3-5-4-24-6-50-D10-R | Indoor Luminaires | Case Lighting | Vertical Refrigerated Case Luminaires | Standard | FALSE | [9 empty] | 7/31/2012 12:00:00 AM | Not Yet Verified | Not Yet Verified | Not Yet Verified |  |  | 861 | 51 | 17 |  |  | 4000 | 85
P00001BOP | US LED | EcoStar3 | ESRP-3-5-10-24-5-40-D10-L | Indoor Luminaires | Case Lighting | Vertical Refrigerated Case Luminaires | Standard | FALSE | [9 empty] | 7/31/2012 12:00:00 AM | Not Yet Verified | Not Yet Verified | Not Yet Verified |  |  | 816 | 63 | 13 |  |  | 4000 | 85
P00001BO9 | US LED | EcoStar3 | ESRP-3-6-4-24-5-50-D10-C | Indoor Luminaires | Case Lighting | Vertical Refrigerated Case Luminaires | Standard | FALSE | [9 empty] | 7/31/2012 12:00:00 AM | Not Yet Verified | Not Yet Verified | Not Yet Verified |  |  | 1008 | 50 | 20 |  |  | 4000 | 85
P00001BOA | US LED | EcoStar3 | ESRP-3-6-4-24-6-50-D10-C | Indoor Luminaires | Case Lighting | Vertical Refrigerated Case Luminaires | Standard | FALSE | [9 empty] | 7/31/2012 12:00:00 AM | Not Yet Verified | Not Yet Verified | Not Yet Verified |  |  | 1205 | 50 | 54 |  |  | 4000 | 85
P00001BOH | US LED | EcoStar3 | ESRP-3-5-4-24-4-50-D10-L | Indoor Luminaires | Case Lighting | Vertical Refrigerated Case Luminaires | Standard | FALSE | [9 empty] | 7/31/2012 12:00:00 AM | Not Yet Verified | Not Yet Verified | Not Yet Verified |  |  | 581 | 53 | 11 |  |  | 4000 | 85
P00001BOZ | US LED | EcoStar3 | ESRP-3-6-10-24-4-40-D10-C | Indoor Luminaires | Case Lighting | Vertical Refrigerated Case Luminaires | Standard | TRUE | 904 | 55.1 | 16.4 | 7.25 | 0.913 | 3934 | 87.2 | 5 | 80000 | 7/31/2012 12:00:00 AM | Not Yet Verified | Not Yet Verified | Not Yet Verified |  | 1.6 | 969 | 57 | 17 |  |  | 4000 | 85
P00001BP5 | US LED | EcoStar3 | ESRP-3-6-L-24-4-30-CR-C | Indoor Luminaires | Case Lighting | Display Case Luminaires | Standard | TRUE | 1016 | 60.5 | 16.8 | 6.35 | 0.939 | 3016 | 83.6 | 5 | 80000 | 7/31/2012 12:00:00 AM | Not Yet Verified | Not Yet Verified | Not Yet Verified |  | 1.6 | 1027 | 64 | 16 |  |  | 3000 | 85
P00001BOT | US LED | EcoStar3 | ESRP-3-5-10-24-4-50-D10-L | Indoor Luminaires | Case Lighting | Vertical Refrigerated Case Luminaires | Standard | TRUE | 625 | 57.3 | 10.9 | 7.28 | 0.913 | 4899 | 83.6 | 5 | 80000 | 7/31/2012 12:00:00 AM | Not Yet Verified | Not Yet Verified | Not Yet Verified |  | 1.6 | 659 | 60 | 11 |  |  | 5000 | 85
P00001BOU | US LED | EcoStar3 | ESRP-3-5-10-24-4-50-D10-R | Indoor Luminaires | Case Lighting | Vertical Refrigerated Case Luminaires | Standard | FALSE | [9 empty] | 7/31/2012 12:00:00 AM | Not Yet Verified | Not Yet Verified | Not Yet Verified |  |  | 659 | 60 | 11 |  |  | 5000 | 85
P00001BOV | US LED | EcoStar3 | ESRP-3-5-10-24-5-50-D10-L | Indoor Luminaires | Case Lighting | Vertical Refrigerated Case Luminaires | Standard | FALSE | [9 empty] | 7/31/2012 12:00:00 AM | Not Yet Verified | Not Yet Verified | Not Yet Verified |  |  | 816 | 63 | 13 |  |  | 5000 | 85
P00001BOY | US LED | EcoStar3 | ESRP-3-5-10-24-6-50-D10-R | Indoor Luminaires | Case Lighting | Vertical Refrigerated Case Luminaires | Standard | FALSE | [9 empty] | 7/31/2012 12:00:00 AM | Not Yet Verified | Not Yet Verified | Not Yet Verified |  |  | 976 | 61 | 16 |  |  | 5000 | 85
P00001BP0 | US LED | EcoStar3 | ESRP-3-6-10-24-5-40-D10-C | Indoor Luminaires | Case Lighting | Vertical Refrigerated Case Luminaires | Standard | FALSE | [9 empty] | 7/31/2012 12:00:00 AM | Not Yet Verified | Not Yet Verified | Not Yet Verified |  |  | 1200 | 57 | 21 |  |  | 4000 | 85
P00001BP1 | US LED | EcoStar3 | ESRP-3-6-10-24-6-40-D10-C | Indoor Luminaires | Case Lighting | Vertical Refrigerated Case Luminaires | Standard | FALSE | [9 empty] | 7/31/2012 12:00:00 AM | Not Yet Verified | Not Yet Verified | Not Yet Verified |  |  | 1435 | 57 | 25 |  |  | 4000 | 85
P00001BP7 | US LED | EcoStar3 | ESRP-3-6-L-24-6-30-CR-C | Indoor Luminaires | Case Lighting | Display Case Luminaires | Standard | FALSE | [9 empty] | 7/31/2012 12:00:00 AM | Not Yet Verified | Not Yet Verified | Not Yet Verified |  |  | 1521 | 59 | 26 |  |  | 3000 | 85
P00001BOW | US LED | EcoStar3 | ESRP-3-5-10-24-5-50-D10-R | Indoor Luminaires | Case Lighting | Vertical Refrigerated Case Luminaires | Standard | FALSE | [9 empty] | 7/31/2012 12:00:00 AM | Not Yet Verified | Not Yet Verified | Not Yet Verified |  |  | 816 | 63 | 13 |  |  | 5000 | 85
P00001BP2 | US LED | EcoStar3 | ESRP-3-6-10-24-4-50-D10-C | Indoor Luminaires | Case Lighting | Vertical Refrigerated Case Luminaires | Standard | FALSE | [9 empty] | 7/31/2012 12:00:00 AM | Not Yet Verified | Not Yet Verified | Not Yet Verified |  |  | 969 | 57 | 17 |  |  | 4000 | 85
P00001BP6 | US LED | EcoStar3 | ESRP-3-6-L-24-5-30-CR-C | Indoor Luminaires | Case Lighting | Display Case Luminaires | Standard | FALSE | [9 empty] | 7/31/2012 12:00:00 AM | Not Yet Verified | Not Yet Verified | Not Yet Verified |  |  | 1272 | 64 | 20 |  |  | 3000 | 85
P00001BOS | US LED | EcoStar3 | ESRP-3-5-10-24-6-40-D10-R | Indoor Luminaires | Case Lighting | Vertical Refrigerated Case Luminaires | Standard | FALSE | [9 empty] | 7/31/2012 12:00:00 AM | Not Yet Verified | Not Yet Verified | Not Yet Verified |  |  | 976 | 61 | 16 |  |  | 4000 | 85
P00001BOR | US LED | EcoStar3 | ESRP-3-5-10-24-6-40-D10-L | Indoor Luminaires | Case Lighting | Vertical Refrigerated Case Luminaires | Standard | FALSE | [9 empty] | 7/31/2012 12:00:00 AM | Not Yet Verified | Not Yet Verified | Not Yet Verified |  |  | 976 | 61 | 16 |  |  | 4000 | 85
P00001BOQ | US LED | EcoStar3 | ESRP-3-5-10-24-5-40-D10-R | Indoor Luminaires | Case Lighting | Vertical Refrigerated Case Luminaires | Standard | FALSE | [9 empty] | 7/31/2012 12:00:00 AM | Not Yet Verified | Not Yet Verified | Not Yet Verified |  |  | 816 | 63 | 13 |  |  | 4000 | 85
P00001BOX | US LED | EcoStar3 | ESRP-3-5-10-24-6-50-D10-L | Indoor Luminaires | Case Lighting | Vertical Refrigerated Case Luminaires | Standard | FALSE | [9 empty] | 7/31/2012 12:00:00 AM | Not Yet Verified | Not Yet Verified | Not Yet Verified |  |  | 976 | 61 | 16 |  |  | 5000 | 85
P00001BP4 | US LED | EcoStar3 | ESRP-3-6-10-24-6-50-D10-C | Indoor Luminaires | Case Lighting | Vertical Refrigerated Case Luminaires | Standard | FALSE | [9 empty] | 7/31/2012 12:00:00 AM | Not Yet Verified | Not Yet Verified | Not Yet Verified |  |  | 1435 | 57 | 25 |  |  | 4000 | 85
P00001BP3 | US LED | EcoStar3 | ESRP-3-6-10-24-5-50-D10-C | Indoor Luminaires | Case Lighting | Vertical Refrigerated Case Luminaires | Standard | FALSE | [9 empty] | 7/31/2012 12:00:00 AM | Not Yet Verified | Not Yet Verified | Not Yet Verified |  |  | 1200 | 57 | 21 |  |  | 4000 | 85
P00001BP8 | US LED | EcoStar3 | ESRP-3-6-L-24-4-40-CR-C | Indoor Luminaires | Case Lighting | Display Case Luminaires | Standard | TRUE | 1022 | 80.5 | 12.7 | 6.35 | 0.939 | 3941 | 87.3 | 5 | 80000 | 7/31/2012 12:00:00 AM | Not Yet Verified | Not Yet Verified | Not Yet Verified |  | 1.6 | 1027 | 64 | 16 |  |  | 4000 | 85
P00001BPB | US LED | EcoStar3 | ESRP-3-6-L-24-4-50-CR-C | Indoor Luminaires | Case Lighting | Display Case Luminaires | Standard | TRUE | 1099 | 66.2 | 16.6 | 6.35 | 0.939 | 4951 | 83.8 | 5 | 80000 | 7/31/2012 12:00:00 AM | Not Yet Verified | Not Yet Verified | Not Yet Verified |  | 1.6 | 1027 | 64 | 16 |  |  | 5000 | 85
P00001BRT | US LED | EcoStar4 | ESRP-4-1-4-24-4-40-D10-L | Indoor Luminaires | Case Lighting | Vertical Refrigerated Case Luminaires | Standard | TRUE | 478 | 65.22 | 7.33 | 9.6 | 0.8927 | 3981 | 87 | 5 | 137000 | 6/11/2013 12:00:00 AM | Not Yet Verified | Not Yet Verified | Not Yet Verified |  | 2 | 500 | 67 | 7.48 |  |  | 4000 | 85
P00001BSB | US LED | EcoStar4 | ESRP-4-1-4-24-4-50-D10-R | Indoor Luminaires | Case Lighting | Vertical Refrigerated Case Luminaires | Standard | TRUE | 500 | 68.55 | 7.3 | 9.6 | 0.8927 | 5266 | 87 | 5 | 137000 | 6/11/2013 12:00:00 AM | Not Yet Verified | Not Yet Verified | Not Yet Verified |  | 2 | 520 | 70 | 7.48 |  |  | 5000 | 85
P00001BS5 | US LED | EcoStar4 | ESRP-4-1-4-24-4-40-D10-C | Indoor Luminaires | Case Lighting | Vertical Refrigerated Case Luminaires | Standard | TRUE | 825 | 72.53 | 11.38 | 9.6 | 0.8927 | 4022 | 88 | 5 | 137000 | 6/11/2013 12:00:00 AM | Not Yet Verified | Not Yet Verified | Not Yet Verified |  | 2 | 780 | 70 | 11.2 |  |  | 4000 | 85
P00001BS6 | US LED | EcoStar4 | ESRP-4-1-4-24-5-40-D10-C | Indoor Luminaires | Case Lighting | Vertical Refrigerated Case Luminaires | Standard | FALSE | [9 empty] | 6/11/2013 12:00:00 AM | Not Yet Verified | Not Yet Verified | Not Yet Verified |  |  | 875 | 63 | 14 |  |  | 4000 | 85
P00001BS8 | US LED | EcoStar4 | ESRP-4-1-10-24-4-40-D10-C | Indoor Luminaires | Case Lighting | Vertical Refrigerated Case Luminaires | Standard | FALSE | [9 empty] | 6/11/2013 12:00:00 AM | Not Yet Verified | Not Yet Verified | Not Yet Verified |  |  | 940 | 84 | 11.2 |  |  | 4000 | 85
P00001BS9 | US LED | EcoStar4 | ESRP-4-1-10-24-5-40-D10-C | Indoor Luminaires | Case Lighting | Vertical Refrigerated Case Luminaires | Standard | FALSE | [9 empty] | 6/11/2013 12:00:00 AM | Not Yet Verified | Not Yet Verified | Not Yet Verified |  |  | 1175 | 84 | 14 |  |  | 4000 | 85
P00001BS4 | US LED | EcoStar4 | ESRP-4-1-10-24-6-40-D10-R | Indoor Luminaires | Case Lighting | Vertical Refrigerated Case Luminaires | Standard | FALSE | [9 empty] | 6/11/2013 12:00:00 AM | Not Yet Verified | Not Yet Verified | Not Yet Verified |  |  | 750 | 67 | 11.22 |  |  | 4000 | 85
P00001BRU | US LED | EcoStar4 | ESRP-4-1-4-24-5-40-D10-L | Indoor Luminaires | Case Lighting | Vertical Refrigerated Case Luminaires | Standard | FALSE | [9 empty] | 6/11/2013 12:00:00 AM | Not Yet Verified | Not Yet Verified | Not Yet Verified |  |  | 625 | 67 | 9.35 |  |  | 4000 | 85
P00001BRW | US LED | EcoStar4 | ESRP-4-1-4-24-4-40-D10-R | Indoor Luminaires | Case Lighting | Vertical Refrigerated Case Luminaires | Standard | FALSE | [9 empty] | 6/11/2013 12:00:00 AM | Not Yet Verified | Not Yet Verified | Not Yet Verified |  |  | 500 | 67 | 7.48 |  |  | 4000 | 85
P00001BRZ | US LED | EcoStar4 | ESRP-4-1-10-24-4-40-D10-L | Indoor Luminaires | Case Lighting | Vertical Refrigerated Case Luminaires | Standard | FALSE | [9 empty] | 6/11/2013 12:00:00 AM | Not Yet Verified | Not Yet Verified | Not Yet Verified |  |  | 500 | 67 | 7.48 |  |  | 4000 | 85
P00001BRY | US LED | EcoStar4 | ESRP-4-1-4-24-6-40-D10-R | Indoor Luminaires | Case Lighting | Vertical Refrigerated Case Luminaires | Standard | FALSE | [9 empty] | 6/11/2013 12:00:00 AM | Not Yet Verified | Not Yet Verified | Not Yet Verified |  |  | 750 | 67 | 11.22 |  |  | 4000 | 85
P00001BSA | US LED | EcoStar4 | ESRP-4-1-10-24-6-40-D10-C | Indoor Luminaires | Case Lighting | Vertical Refrigerated Case Luminaires | Standard | FALSE | [9 empty] | 6/11/2013 12:00:00 AM | Not Yet Verified | Not Yet Verified | Not Yet Verified |  |  | 1410 | 84 | 16.8 |  |  | 4000 | 85
P00001BSK | US LED | EcoStar4 | ESRP-4-1-10-24-4-50-D10-R | Indoor Luminaires | Case Lighting | Vertical Refrigerated Case Luminaires | Standard | FALSE | [9 empty] | 6/11/2013 12:00:00 AM | Not Yet Verified | Not Yet Verified | Not Yet Verified |  |  | 540 | 72 | 7.48 |  |  | 5000 | 85
P00001BRX | US LED | EcoStar4 | ESRP-4-1-4-24-5-40-D10-R | Indoor Luminaires | Case Lighting | Vertical Refrigerated Case Luminaires | Standard | FALSE | [9 empty] | 6/11/2013 12:00:00 AM | Not Yet Verified | Not Yet Verified | Not Yet Verified |  |  | 625 | 67 | 9.35 |  |  | 4000 | 85
P00001BS7 | US LED | EcoStar4 | ESRP-4-1-4-24-6-40-D10-C | Indoor Luminaires | Case Lighting | Vertical Refrigerated Case Luminaires | Standard | FALSE | [9 empty] | 6/11/2013 12:00:00 AM | Not Yet Verified | Not Yet Verified | Not Yet Verified |  |  | 1170 | 70 | 16.8 |  |  | 4000 | 85
P00001BSD | US LED | EcoStar4 | ESRP-4-1-4-24-5-50-D10-L | Indoor Luminaires | Case Lighting | Vertical Refrigerated Case Luminaires | Standard | FALSE | [9 empty] | 6/11/2013 12:00:00 AM | Not Yet Verified | Not Yet Verified | Not Yet Verified |  |  | 650 | 70 | 9.35 |  |  | 5000 | 85
P00001BSE | US LED | EcoStar4 | ESRP-4-1-4-24-6-50-D10-L | Indoor Luminaires | Case Lighting | Vertical Refrigerated Case Luminaires | Standard | FALSE | [9 empty] | 6/11/2013 12:00:00 AM | Not Yet Verified | Not Yet Verified | Not Yet Verified |  |  | 780 | 70 | 11.22 |  |  | 5000 | 85
P00001BSG | US LED | EcoStar4 | ESRP-4-1-4-24-6-50-D10-R | Indoor Luminaires | Case Lighting | Vertical Refrigerated Case Luminaires | Standard | FALSE | [9 empty] | 6/11/2013 12:00:00 AM | Not Yet Verified | Not Yet Verified | Not Yet Verified |  |  | 780 | 70 | 11.22 |  |  | 5000 | 85
P00001BSH | US LED | EcoStar4 | ESRP-4-1-10-24-4-50-D10-L | Indoor Luminaires | Case Lighting | Vertical Refrigerated Case Luminaires | Standard | FALSE | [9 empty] | 6/11/2013 12:00:00 AM | Not Yet Verified | Not Yet Verified | Not Yet Verified |  |  | 540 | 72 | 7.48 |  |  | 5000 | 85
P00001BSI | US LED | EcoStar4 | ESRP-4-1-10-24-5-50-D10-L | Indoor Luminaires | Case Lighting | Vertical Refrigerated Case Luminaires | Standard | FALSE | [9 empty] | 6/11/2013 12:00:00 AM | Not Yet Verified | Not Yet Verified | Not Yet Verified |  |  | 675 | 72 | 9.35 |  |  | 5000 | 85
P00001BSJ | US LED | EcoStar4 | ESRP-4-1-10-24-6-50-D10-L | Indoor Luminaires | Case Lighting | Vertical Refrigerated Case Luminaires | Standard | FALSE | [9 empty] | 6/11/2013 12:00:00 AM | Not Yet Verified | Not Yet Verified | Not Yet Verified |  |  | 810 | 72 | 11.22 |  |  | 5000 | 85
P00001BS0 | US LED | EcoStar4 | ESRP-4-1-10-24-5-40-D10-L | Indoor Luminaires | Case Lighting | Vertical Refrigerated Case Luminaires | Standard | FALSE | [9 empty] | 6/11/2013 12:00:00 AM | Not Yet Verified | Not Yet Verified | Not Yet Verified |  |  | 625 | 67 | 9.35 |  |  | 4000 | 85
P00001BS1 | US LED | EcoStar4 | ESRP-4-1-10-24-6-40-D10-L | Indoor Luminaires | Case Lighting | Vertical Refrigerated Case Luminaires | Standard | FALSE | [9 empty] | 6/11/2013 12:00:00 AM | Not Yet Verified | Not Yet Verified | Not Yet Verified |  |  | 750 | 67 | 11.22 |  |  | 4000 | 85
P00001BS2 | US LED | EcoStar4 | ESRP-4-1-10-24-4-40-D10-R | Indoor Luminaires | Case Lighting | Vertical Refrigerated Case Luminaires | Standard | FALSE | [9 empty] | 6/11/2013 12:00:00 AM | Not Yet Verified | Not Yet Verified | Not Yet Verified |  |  | 500 | 67 | 7.48 |  |  | 4000 | 85
P00001BS3 | US LED | EcoStar4 | ESRP-4-1-10-24-5-40-D10-R | Indoor Luminaires | Case Lighting | Vertical Refrigerated Case Luminaires | Standard | FALSE | [9 empty] | 6/11/2013 12:00:00 AM | Not Yet Verified | Not Yet Verified | Not Yet Verified |  |  | 625 | 67 | 9.35 |  |  | 4000 | 85
P00001BSN | US LED | EcoStar4 | ESRP-4-1-4-24-4-50-D10-C | Indoor Luminaires | Case Lighting | Vertical Refrigerated Case Luminaires | Standard | FALSE | [9 empty] | 6/11/2013 12:00:00 AM | Not Yet Verified | Not Yet Verified | Not Yet Verified |  |  | 860 | 77 | 11.2 |  |  | 5000 | 85
P00001BSP | US LED | EcoStar4 | ESRP-4-1-4-24-6-50-D10-C | Indoor Luminaires | Case Lighting | Vertical Refrigerated Case Luminaires | Standard | FALSE | [9 empty] | 6/11/2013 12:00:00 AM | Not Yet Verified | Not Yet Verified | Not Yet Verified |  |  | 1290 | 77 | 16.8 |  |  | 5000 | 85
P00001BSR | US LED | EcoStar4 | ESRP-4-1-10-24-5-50-D10-C | Indoor Luminaires | Case Lighting | Vertical Refrigerated Case Luminaires | Standard | FALSE | [9 empty] | 6/11/2013 12:00:00 AM | Not Yet Verified | Not Yet Verified | Not Yet Verified |  |  | 1250 | 89 | 14 |  |  | 5000 | 85
P00001BRV | US LED | EcoStar4 | ESRP-4-1-4-24-6-40-D10-L | Indoor Luminaires | Case Lighting | Vertical Refrigerated Case Luminaires | Standard | FALSE | [9 empty] | 6/11/2013 12:00:00 AM | Not Yet Verified | Not Yet Verified | Not Yet Verified |  |  | 750 | 67 | 11.22 |  |  | 4000 | 85
P00001BSO | US LED | EcoStar4 | ESRP-4-1-4-24-5-50-D10-C | Indoor Luminaires | Case Lighting | Vertical Refrigerated Case Luminaires | Standard | FALSE | [9 empty] | 6/11/2013 12:00:00 AM | Not Yet Verified | Not Yet Verified | Not Yet Verified |  |  | 1075 | 77 | 14 |  |  | 5000 | 85
P00001BSS | US LED | EcoStar4 | ESRP-4-1-10-24-6-50-D10-C | Indoor Luminaires | Case Lighting | Vertical Refrigerated Case Luminaires | Standard | FALSE | [9 empty] | 6/11/2013 12:00:00 AM | Not Yet Verified | Not Yet Verified | Not Yet Verified |  |  | 1500 | 89 | 16.8 |  |  | 5000 | 85
P00001BSF | US LED | EcoStar4 | ESRP-4-1-4-24-5-50-D10-R | Indoor Luminaires | Case Lighting | Vertical Refrigerated Case Luminaires | Standard | FALSE | [9 empty] | 6/11/2013 12:00:00 AM | Not Yet Verified | Not Yet Verified | Not Yet Verified |  |  | 650 | 70 | 9.35 |  |  | 5000 | 85
P00001BSC | US LED | EcoStar4 | ESRP-4-1-4-24-4-50-D10-L | Indoor Luminaires | Case Lighting | Vertical Refrigerated Case Luminaires | Standard | FALSE | [9 empty] | 6/11/2013 12:00:00 AM | Not Yet Verified | Not Yet Verified | Not Yet Verified |  |  | 520 | 70 | 7.48 |  |  | 5000 | 85
P00001BSL | US LED | EcoStar4 | ESRP-4-1-10-24-5-50-D10-R | Indoor Luminaires | Case Lighting | Vertical Refrigerated Case Luminaires | Standard | FALSE | [9 empty] | 6/11/2013 12:00:00 AM | Not Yet Verified | Not Yet Verified | Not Yet Verified |  |  | 675 | 72 | 9.35 |  |  | 5000 | 85
P00001BSM | US LED | EcoStar4 | ESRP-4-1-10-24-6-50-D10-R | Indoor Luminaires | Case Lighting | Vertical Refrigerated Case Luminaires | Standard | FALSE | [9 empty] | 6/11/2013 12:00:00 AM | Not Yet Verified | Not Yet Verified | Not Yet Verified |  |  | 810 | 72 | 11.22 |  |  | 5000 | 85
P00001BSQ | US LED | EcoStar4 | ESRP-4-1-10-24-4-50-D10-C | Indoor Luminaires | Case Lighting | Vertical Refrigerated Case Luminaires | Standard | FALSE | [9 empty] | 6/11/2013 12:00:00 AM | Not Yet Verified | Not Yet Verified | Not Yet Verified |  |  | 1000 | 89 | 11.2 |  |  | 5000 | 85
P00001GZ8 | VESS LLC | VESS LDX SERIES for Vertical Refrigerated Case Luminaires | 48 LDX 51K-11[120V ONLY] | Indoor Luminaires | Case Lighting | Vertical Refrigerated Case Luminaires | Standard | TRUE | 794.88 | 66.54 | 11.95 | 12.8 | 0.9435 | 4900 | 85.5 | 5 | 50000 | 11/12/2013 12:00:00 AM | Not Yet Verified | Not Yet Verified | Not Yet Verified |  | 2.1 | 794.88 | 99.54 | 11.95 |  | 0.9435 | 4900 | 85.5
P00001GZ9 | VESS LLC | VESS LDX SERIES for Vertical Refrigerated Case Luminaires | 58 LDX 51K-12[120V ONLY] | Indoor Luminaires | Case Lighting | Vertical Refrigerated Case Luminaires | Standard | FALSE | [9 empty] | 11/12/2013 12:00:00 AM | Not Yet Verified | Not Yet Verified | Not Yet Verified |  |  | 896.08 | 69.9 | 12.82 |  | 0.951 | 5194 | 85.7
P00001GZA | VESS LLC | VESS LDX SERIES for Vertical Refrigerated Case Luminaires | 68 LDX 51K-13[120V ONLY] | Indoor Luminaires | Case Lighting | Vertical Refrigerated Case Luminaires | Standard | FALSE | [9 empty] | 11/12/2013 12:00:00 AM | Not Yet Verified | Not Yet Verified | Not Yet Verified |  |  | 1003.11 | 74.41 | 13.48 |  | 0.956 | 5182 | 85.6
PMHRYNJR | Vital Construction and Electric LLC | VCE LED | VCE-T8-1200EF(L30K288CD180) | Indoor Luminaires | Case Lighting | Vertical Refrigerated Case Luminaires | Standard | TRUE | 1136.6 | 65.4 | 17.38 | 10.02 | 0.9216 | 2995 | 84.2 | 5 |  | 7/21/2016 12:00:00 AM | Not Dimmable | Not Dimmable | Not Yet Verified |  | 2.1 | [5 empty] | 3000
PQDG5PJF | Vital Construction and Electric LLC | VCE LED | VCE-T8-1200EF(L50K288CD180) | Indoor Luminaires | Case Lighting | Vertical Refrigerated Case Luminaires | Standard | FALSE | [9 empty] | 7/21/2016 12:00:00 AM | Not Dimmable | Not Dimmable | Not Yet Verified |  |  | 1482 | 84.11 | 17.62 | 9.94 | 0.9204 | 5000 | 85.8
PQTVY5QJ | Vital Construction and Electric LLC | VCE LED | VCE-T8-1200EF(L45K288CD180) | Indoor Luminaires | Case Lighting | Vertical Refrigerated Case Luminaires | Standard | FALSE | [9 empty] | 7/21/2016 12:00:00 AM | Not Dimmable | Not Dimmable | Not Yet Verified |  |  | 1136.6 | 65.36 | 17.39 |  | 0.9216 | 4500 | 84.2
P55KF92U | Vital Construction and Electric LLC | VCE LED | VCE-T8-1200EF(L35K288CD180) | Indoor Luminaires | Case Lighting | Vertical Refrigerated Case Luminaires | Standard | FALSE | [9 empty] | 7/21/2016 12:00:00 AM | Not Dimmable | Not Dimmable | Not Yet Verified |  |  | 1136.6 | 65.36 | 17.39 | 10.02 | 0.9216 | 3500 | 84.2
PT116RXK | Vital Construction and Electric LLC | VCE LED | VCE-T8-1200EF(L40K288CD180) | Indoor Luminaires | Case Lighting | Vertical Refrigerated Case Luminaires | Standard | FALSE | [9 empty] | 7/21/2016 12:00:00 AM | Not Dimmable | Not Dimmable | Not Yet Verified |  |  | 1136.6 | 65.36 | 17.39 | 10.02 | 0.9216 | 4000 | 84.2
PKDATF4A | Vital Construction and Electric LLC | VCE LED | VCE-T8-1500EF(L30K288ND240) | Indoor Luminaires | Case Lighting | Vertical Refrigerated Case Luminaires | Standard | TRUE | 1636.7 | 75.01 | 21.82 | 13.9 | 0.9392 | 2898 | 83.6 | 5 | 50000 | 7/21/2016 12:00:00 AM | Not Dimmable | Not Dimmable | Not Yet Verified |  | 2.1 | 1600 | 75 | 22 |  | 0.9 | 3000 | 80
P1EFZRAJ | Vital Construction and Electric LLC | VCE LED | VCE-T8-1500EF(L45K288ND240) | Indoor Luminaires | Case Lighting | Vertical Refrigerated Case Luminaires | Standard | FALSE | [9 empty] | 7/21/2016 12:00:00 AM | Not Dimmable | Not Dimmable | Not Yet Verified |  |  | 1600 | 75 | 22 |  | 0.9 | 4500 | 80
PG1D4TMU | Vital Construction and Electric LLC | VCE LED | VCE-T8-1500EF(L40K288ND240) | Indoor Luminaires | Case Lighting | Vertical Refrigerated Case Luminaires | Standard | FALSE | [9 empty] | 7/21/2016 12:00:00 AM | Not Dimmable | Not Dimmable | Not Yet Verified |  |  | 1600 | 75 | 22 |  | 0.9 | 4000 | 80
PTP579KR | Vital Construction and Electric LLC | VCE LED | VCE-T8-1800EF(L35K288ND240) | Indoor Luminaires | Case Lighting | Vertical Refrigerated Case Luminaires | Standard | FALSE | [9 empty] | 7/21/2016 12:00:00 AM | Not Dimmable | Not Dimmable | Not Yet Verified |  |  | 3200 | 120 | 26 |  | 0.9 | 3500 | 80
PBEGKFJ6 | Vital Construction and Electric LLC | VCE LED | VCE-T8-1800EF(L30K288ND240) | Indoor Luminaires | Case Lighting | Vertical Refrigerated Case Luminaires | Standard | FALSE | [9 empty] | 7/21/2016 12:00:00 AM | Not Dimmable | Not Dimmable | Not Yet Verified |  |  | 3200 | 120 | 26 |  | 0.9 | 3000 | 80
PH7ZPSXC | Vital Construction and Electric LLC | VCE LED | VCE-T8-1500EF(L35K288ND240) | Indoor Luminaires | Case Lighting | Vertical Refrigerated Case Luminaires | Standard | FALSE | [9 empty] | 7/21/2016 12:00:00 AM | Not Dimmable | Not Dimmable | Not Yet Verified |  |  | 1600 | 75 | 22 |  | 0.9 | 3500 | 80
PMXWBB7E | Vital Construction and Electric LLC | VCE LED | VCE-T8-1800EF(L50K288ND240) | Indoor Luminaires | Case Lighting | Vertical Refrigerated Case Luminaires | Standard | FALSE | [9 empty] | 7/21/2016 12:00:00 AM | Not Dimmable | Not Dimmable | Not Yet Verified |  |  | 3200 | 120 | 26 |  | 0.9 | 5000 | 80
PTQCJQWP | Vital Construction and Electric LLC | VCE LED | VCE-T8-1500EF(L50K288ND240) | Indoor Luminaires | Case Lighting | Vertical Refrigerated Case Luminaires | Standard | FALSE | [9 empty] | 7/21/2016 12:00:00 AM | Not Dimmable | Not Dimmable | Not Yet Verified |  |  | 1600 | 75 | 22 |  | 0.9 | 5000 | 80
PSM4486J | Vital Construction and Electric LLC | VCE LED | VCE-T8-1800EF(L40K288ND240) | Indoor Luminaires | Case Lighting | Vertical Refrigerated Case Luminaires | Standard | FALSE | [9 empty] | 7/21/2016 12:00:00 AM | Not Dimmable | Not Dimmable | Not Yet Verified |  |  | 3200 | 120 | 26 |  | 0.9 | 4000 | 80
PZEST2JD | Vital Construction and Electric LLC | VCE LED | VCE-T8-1800EF(L45K288ND240) | Indoor Luminaires | Case Lighting | Vertical Refrigerated Case Luminaires | Standard | FALSE | [9 empty] | 7/21/2016 12:00:00 AM | Not Dimmable | Not Dimmable | Not Yet Verified |  |  | 3200 | 120 | 26 |  | 0.9 | 4500 | 80
PPFQFVJM | Wen Lighting | WEN | WEN-T8V5FT32T(3000K) | Indoor Luminaires | Case Lighting | Vertical Refrigerated Case Luminaires | Standard | TRUE | 3315.7 | 98.28 | 33.74 | 12.1 | 0.9064 | 3109 | 83.1 | 5 | 50000 | 7/27/2016 12:00:00 AM | Not Dimmable | Not Dimmable | No | Center and End-Mounted | 3 | 3315.7 | 98.28 | 33.74 | 12.1 | 0.9064 | 3000 | 83.1
PF4UY917 | Wen Lighting | WEN | WEN-T8V5FT32T(5000K) | Indoor Luminaires | Case Lighting | Vertical Refrigerated Case Luminaires | Standard | FALSE | [9 empty] | 7/27/2016 12:00:00 AM | Not Dimmable | Not Dimmable | No | Center and End-Mounted |  | 4196 | 125.47 | 33.44 | 14.6 | 0.9102 | 5000 | 84.4
PEDK7QKQ | Wen Lighting | WEN | WEN-T8V6FT40T(3000K) | Indoor Luminaires | Case Lighting | Vertical Refrigerated Case Luminaires | Standard | TRUE | 3315.7 | 98.28 | 33.74 | 12.1 | 0.9064 | 3109 | 83.1 | 5 | 50000 | 7/27/2016 12:00:00 AM | Not Dimmable | Not Dimmable | No | Center and End-mounted | 3 | 4506 | 113.01 | 39.87 | 15.1 | 0.9012 | 3000 | 83.3
P4GAKJHC | Wen Lighting | WEN | WEN-T8V6FT40T(5000K) | Indoor Luminaires | Case Lighting | Vertical Refrigerated Case Luminaires | Standard | FALSE | [9 empty] | 7/27/2016 12:00:00 AM | Not Dimmable | Not Dimmable | No | Center and End-mounted |  | 4783 | 123.66 | 38.68 | 15 | 0.9033 | 5000 | 84.4
P00001DY8 | XtraLight Manufacturing, Ltd. | XTRALIGHT | VTELED402067S5XUINXXRLXXXX | Indoor Luminaires | Case Lighting | Horizontal Refrigerated Case Luminaires | Standard | TRUE | 5203.7 | 78.95 | 65.91 | 10 | 0.9377 | 4904 | 81.3 | 5 | 100000 | 4/1/2013 12:00:00 AM | Not Yet Verified | Not Yet Verified | Not Yet Verified |  | 1.7 | 5203.7 | 78.95 | 67 |  | 0.9 | 5200 | 80
PVRAPY2K | Zero Zone, Inc. | ChillBrite | FRIO2-C4830K [120V ONLY] | Indoor Luminaires | Case Lighting | Vertical Refrigerated Case Luminaires | Standard | TRUE | 1022.1 | 61.99 | 16.49 | 9.12 | 0.957 | 3083 | 83 | 5 | 50000 | 10/16/2014 12:00:00 AM | Dimmable | Continuous Below 10 | Not Yet Verified |  | 2.1 | 1022.1 | 61.99 | 16.49 | 10 | 0.963 | 3083 | 83
PZ4DECBS | Zero Zone, Inc. | ChillBrite | FRIO2-C4840K [120V ONLY] | Indoor Luminaires | Case Lighting | Vertical Refrigerated Case Luminaires | Standard | FALSE | [9 empty] | 10/16/2014 12:00:00 AM | Dimmable | Continuous Below 10 | Not Yet Verified |  |  | 1050 | 62.6 | 16.49 | 10 | 0.963 | 4000 | 85
PZH1SATF | Zero Zone, Inc. | ChillBrite | FRIO2-C4835K [120V ONLY] | Indoor Luminaires | Case Lighting | Vertical Refrigerated Case Luminaires | Standard | FALSE | [9 empty] | 10/16/2014 12:00:00 AM | Dimmable | Continuous Below 10 | Not Yet Verified |  |  | 1044 | 62.3 | 16.49 | 10 | 0.963 | 3500 | 84
PEW6R6VF | Zero Zone, Inc. | ChillBrite | FRIO2-C4850K [120V ONLY] | Indoor Luminaires | Case Lighting | Vertical Refrigerated Case Luminaires | Standard | FALSE | [9 empty] | 10/16/2014 12:00:00 AM | Dimmable | Continuous Below 10 | Not Yet Verified |  |  | 1067.8 | 63.72 | 16.76 | 10 | 0.963 | 5186 | 88
PQSJRNN6 | Zero Zone, Inc. | ChillBrite | FRIO2-C5930K [120V ONLY] | Indoor Luminaires | Case Lighting | Vertical Refrigerated Case Luminaires | Standard | TRUE | 1142.8 | 60.63 | 18.85 | 8.9 | 0.969 | 3088 | 83.1 | 5 | 50000 | 10/16/2014 12:00:00 AM | Dimmable | Continuous Below 10 | Not Yet Verified |  | 2.1 | 1158 | 61.64 | 18.79 | 10 | 0.969 | 3088 | 83
PSUWMSY7 | Zero Zone, Inc. | ChillBrite | FRIO2-C5935K [120V ONLY] | Indoor Luminaires | Case Lighting | Vertical Refrigerated Case Luminaires | Standard | FALSE | [9 empty] | 10/16/2014 12:00:00 AM | Dimmable | Continuous Below 10 | Not Yet Verified |  |  | 1180 | 62.3 | 18.79 | 10 | 0.969 | 3500 | 84
PAAJNSGZ | Zero Zone, Inc. | ChillBrite | FRIO2-C5940K [120V ONLY] | Indoor Luminaires | Case Lighting | Vertical Refrigerated Case Luminaires | Standard | FALSE | [9 empty] | 10/16/2014 12:00:00 AM | Dimmable | Continuous Below 10 | Not Yet Verified |  |  | 1190 | 62.6 | 18.79 | 10 | 0.969 | 4000 | 85
PTSZE8QR | Zero Zone, Inc. | ChillBrite | FRIO2-C5950K [120V ONLY] | Indoor Luminaires | Case Lighting | Vertical Refrigerated Case Luminaires | Standard | FALSE | [9 empty] | 10/16/2014 12:00:00 AM | Dimmable | Continuous Below 10 | Not Yet Verified |  |  | 1211 | 63.6 | 19.03 | 10 | 0.97 | 5198 | 88
P5D72GEK | Zero Zone, Inc. | ChillBrite | FRIO2-C6930K [120V ONLY] | Indoor Luminaires | Case Lighting | Vertical Refrigerated Case Luminaires | Standard | TRUE | 1381.3 | 63.3 | 21.82 | 8.13 | 0.976 | 3091 | 83.1 | 5 | 50000 | 10/16/2014 12:00:00 AM | Dimmable | Continuous Below 10 | Not Yet Verified |  | 2.1 | 1405 | 63 | 22 | 10 | 0.969 | 3088 | 83
P1SBXFKG | Zero Zone, Inc. | ChillBrite | FRIO2-C6935K [120V ONLY] | Indoor Luminaires | Case Lighting | Vertical Refrigerated Case Luminaires | Standard | FALSE | [9 empty] | 10/16/2014 12:00:00 AM | Dimmable | Continuous Below 10 | Not Yet Verified |  |  | 1425 | 63 | 22 | 10 | 0.969 | 3500 | 84
PKS3WPVD | Zero Zone, Inc. | ChillBrite | FRIO2-C6940K [120V ONLY] | Indoor Luminaires | Case Lighting | Vertical Refrigerated Case Luminaires | Standard | FALSE | [9 empty] | 10/16/2014 12:00:00 AM | Dimmable | Continuous Below 10 | Not Yet Verified |  |  | 1440 | 63 | 22 | 10 | 0.969 | 4000 | 85
PWXCPNR7 | Zero Zone, Inc. | ChillBrite | FRIO2-C6950K [120V ONLY] | Indoor Luminaires | Case Lighting | Vertical Refrigerated Case Luminaires | Standard | FALSE | [9 empty] | 10/16/2014 12:00:00 AM | Dimmable | Continuous Below 10 | Not Yet Verified |  |  | 1453 | 63 | 22.23 | 10 | 0.97 | 5172 | 88
PAVKQ7QX | Zero Zone, Inc. | ChillBrite | FRIO2-R4830K [120V ONLY] | Indoor Luminaires | Case Lighting | Vertical Refrigerated Case Luminaires | Standard | TRUE | 538.7 | 54.71 | 9.85 | 12.03 | 0.905 | 3089 | 83.1 | 5 | 50000 | 10/16/2014 12:00:00 AM | Dimmable | Continuous Below 10 | Not Yet Verified |  | 2.1 | 539 | 54.71 | 9.85 | 10 | 0.91 | 3089 | 83
P3HM573C | Zero Zone, Inc. | ChillBrite | FRIO2-R4840K [120V ONLY] | Indoor Luminaires | Case Lighting | Vertical Refrigerated Case Luminaires | Standard | FALSE | [9 empty] | 10/16/2014 12:00:00 AM | Dimmable | Continuous Below 10 | Not Yet Verified |  |  | 542 | 54.71 | 9.85 | 10 | 0.91 | 4000 | 85
PTG1M7SG | Zero Zone, Inc. | ChillBrite | FRIO2-L4835K [120V ONLY] | Indoor Luminaires | Case Lighting | Vertical Refrigerated Case Luminaires | Standard | FALSE | [9 empty] | 10/16/2014 12:00:00 AM | Dimmable | Continuous Below 10 | Not Yet Verified |  |  | 541 | 54.71 | 9.85 | 10 | 0.91 | 3500 | 84
P96UU5NH | Zero Zone, Inc. | ChillBrite | FRIO2-L4840K [120V ONLY] | Indoor Luminaires | Case Lighting | Vertical Refrigerated Case Luminaires | Standard | FALSE | [9 empty] | 10/16/2014 12:00:00 AM | Dimmable | Continuous Below 10 | Not Yet Verified |  |  | 542 | 54.71 | 9.85 | 10 | 0.91 | 4000 | 85
PS4N4YNZ | Zero Zone, Inc. | ChillBrite | FRIO2-L4850K [120V ONLY] | Indoor Luminaires | Case Lighting | Vertical Refrigerated Case Luminaires | Standard | FALSE | [9 empty] | 10/16/2014 12:00:00 AM | Dimmable | Continuous Below 10 | Not Yet Verified |  |  | 550 | 54.93 | 10.02 | 10 | 0.912 | 5152 | 88
PRNCR9ZB | Zero Zone, Inc. | ChillBrite | FRIO2-R4850K [120V ONLY] | Indoor Luminaires | Case Lighting | Vertical Refrigerated Case Luminaires | Standard | FALSE | [9 empty] | 10/16/2014 12:00:00 AM | Dimmable | Continuous Below 10 | Not Yet Verified |  |  | 550 | 54.93 | 10.02 | 10 | 0.912 | 5152 | 88
P62GH5V6 | Zero Zone, Inc. | ChillBrite | FRIO2-R4835K [120V ONLY] | Indoor Luminaires | Case Lighting | Vertical Refrigerated Case Luminaires | Standard | FALSE | [9 empty] | 10/16/2014 12:00:00 AM | Dimmable | Continuous Below 10 | Not Yet Verified |  |  | 541 | 54.71 | 9.85 | 10 | 0.91 | 3500 | 84
PQZUKTXK | Zero Zone, Inc. | ChillBrite | FRIO2-L4830K [120V ONLY] | Indoor Luminaires | Case Lighting | Vertical Refrigerated Case Luminaires | Standard | FALSE | [9 empty] | 10/16/2014 12:00:00 AM | Dimmable | Continuous Below 10 | Not Yet Verified |  |  | 539 | 54.71 | 9.85 | 10 | 0.91 | 3089 | 83
PY25CCQ8 | Zero Zone, Inc. | ChillBrite | FRIO2-R5930K [120V ONLY] | Indoor Luminaires | Case Lighting | Vertical Refrigerated Case Luminaires | Standard | TRUE | 603.1 | 52.27 | 11.54 | 11.63 | 0.929 | 3083 | 83.4 | 5 | 50000 | 10/16/2014 12:00:00 AM | Dimmable | Continuous Below 10 | Not Yet Verified |  | 2.1 | 603 | 52.27 | 11.54 | 10 | 0.929 | 3083 | 83
PSKPZYYG | Zero Zone, Inc. | ChillBrite | FRIO2-L5950K [120V ONLY] | Indoor Luminaires | Case Lighting | Vertical Refrigerated Case Luminaires | Standard | FALSE | [9 empty] | 10/16/2014 12:00:00 AM | Dimmable | Continuous Below 10 | Not Yet Verified |  |  | 633 | 54.21 | 11.68 | 10 | 0.93 | 5152 | 88
PRTDB6MG | Zero Zone, Inc. | ChillBrite | FRIO2-L5935K [120V ONLY] | Indoor Luminaires | Case Lighting | Vertical Refrigerated Case Luminaires | Standard | FALSE | [9 empty] | 10/16/2014 12:00:00 AM | Dimmable | Continuous Below 10 | Not Yet Verified |  |  | 610 | 52.27 | 11.54 | 10 | 0.929 | 3500 | 84
P9NF2F77 | Zero Zone, Inc. | ChillBrite | FRIO2-R5935K [120V ONLY] | Indoor Luminaires | Case Lighting | Vertical Refrigerated Case Luminaires | Standard | FALSE | [9 empty] | 10/16/2014 12:00:00 AM | Dimmable | Continuous Below 10 | Not Yet Verified |  |  | 610 | 52.27 | 11.54 | 10 | 0.929 | 3500 | 84
PB5AYHR9 | Zero Zone, Inc. | ChillBrite | FRIO2-R5940K [120V ONLY] | Indoor Luminaires | Case Lighting | Vertical Refrigerated Case Luminaires | Standard | FALSE | [9 empty] | 10/16/2014 12:00:00 AM | Dimmable | Continuous Below 10 | Not Yet Verified |  |  | 620 | 53.27 | 11.54 | 10 | 0.929 | 4000 | 85
P49QCN5B | Zero Zone, Inc. | ChillBrite | FRIO2-R5950K [120V ONLY] | Indoor Luminaires | Case Lighting | Vertical Refrigerated Case Luminaires | Standard | FALSE | [9 empty] | 10/16/2014 12:00:00 AM | Dimmable | Continuous Below 10 | Not Yet Verified |  |  | 633 | 54.21 | 11.68 | 10 | 0.93 | 5152 | 88
P5GR5JVX | Zero Zone, Inc. | ChillBrite | FRIO2-L5930K [120V ONLY] | Indoor Luminaires | Case Lighting | Vertical Refrigerated Case Luminaires | Standard | FALSE | [9 empty] | 10/16/2014 12:00:00 AM | Dimmable | Continuous Below 10 | Not Yet Verified |  |  | 603 | 52.27 | 11.54 | 10 | 0.929 | 3083 | 83
PXHZ7UEA | Zero Zone, Inc. | ChillBrite | FRIO2-L5940K [120V ONLY] | Indoor Luminaires | Case Lighting | Vertical Refrigerated Case Luminaires | Standard | FALSE | [9 empty] | 10/16/2014 12:00:00 AM | Dimmable | Continuous Below 10 | Not Yet Verified |  |  | 620 | 53.27 | 11.54 | 10 | 0.929 | 4000 | 85
PTFEUJ7P | Zero Zone, Inc. | ChillBrite | FRIO2-R6930K [120V ONLY] | Indoor Luminaires | Case Lighting | Vertical Refrigerated Case Luminaires | Standard | TRUE | 712.1 | 56.5 | 12.61 | 11.25 | 0.938 | 3079 | 83.3 | 5 | 50000 | 10/16/2014 12:00:00 AM | Dimmable | Continuous Below 10 | Not Yet Verified |  | 2.1 | 712 | 56.5 | 12.61 | 10 | 0.938 | 3079 | 83
PNYJKYAX | Zero Zone, Inc. | ChillBrite | FRIO2-L6940K [120V ONLY] | Indoor Luminaires | Case Lighting | Vertical Refrigerated Case Luminaires | Standard | FALSE | [9 empty] | 10/16/2014 12:00:00 AM | Dimmable | Continuous Below 10 | Not Yet Verified |  |  | 725 | 56.5 | 12.61 | 10 | 0.938 | 4000 | 85
PM9XK4FR | Zero Zone, Inc. | ChillBrite | FRIO2-L6950K [120V ONLY] | Indoor Luminaires | Case Lighting | Vertical Refrigerated Case Luminaires | Standard | FALSE | [9 empty] | 10/16/2014 12:00:00 AM | Dimmable | Continuous Below 10 | Not Yet Verified |  |  | 746 | 57.43 | 12.98 | 10 | 0.942 | 5168 | 88
PFAH6AUF | Zero Zone, Inc. | ChillBrite | FRIO2-R6935K [120V ONLY] | Indoor Luminaires | Case Lighting | Vertical Refrigerated Case Luminaires | Standard | FALSE | [9 empty] | 10/16/2014 12:00:00 AM | Dimmable | Continuous Below 10 | Not Yet Verified |  |  | 720 | 56.5 | 12.61 | 10 | 0.938 | 3500 | 84
PBEM9VRF | Zero Zone, Inc. | ChillBrite | FRIO2-R6950K [120V ONLY] | Indoor Luminaires | Case Lighting | Vertical Refrigerated Case Luminaires | Standard | FALSE | [9 empty] | 10/16/2014 12:00:00 AM | Dimmable | Continuous Below 10 | Not Yet Verified |  |  | 746 | 57.43 | 12.98 | 10 | 0.942 | 5168 | 88
PF7J1PJW | Zero Zone, Inc. | ChillBrite | FRIO2-L6935K [120V ONLY] | Indoor Luminaires | Case Lighting | Vertical Refrigerated Case Luminaires | Standard | FALSE | [9 empty] | 10/16/2014 12:00:00 AM | Dimmable | Continuous Below 10 | Not Yet Verified |  |  | 720 | 56.5 | 12.61 | 10 | 0.938 | 3500 | 84
P6CFW6QR | Zero Zone, Inc. | ChillBrite | FRIO2-L6930K [120V ONLY] | Indoor Luminaires | Case Lighting | Vertical Refrigerated Case Luminaires | Standard | FALSE | [9 empty] | 10/16/2014 12:00:00 AM | Dimmable | Continuous Below 10 | Not Yet Verified |  |  | 712 | 56.5 | 12.61 | 10 | 0.938 | 3079 | 83
P25CMBUY | Zero Zone, Inc. | ChillBrite | FRIO2-R6940K [120V ONLY] | Indoor Luminaires | Case Lighting | Vertical Refrigerated Case Luminaires | Standard | FALSE | [9 empty] | 10/16/2014 12:00:00 AM | Dimmable | Continuous Below 10 | Not Yet Verified |  |  | 725 | 56.5 | 12.61 | 10 | 0.938 | 4000 | 85
PS6HW61U | Zero Zone, Inc. | ChillBrite | FRIO2-C4830K-1 [120V ONLY] | Indoor Luminaires | Case Lighting | Vertical Refrigerated Case Luminaires | Standard | TRUE | 1933.7 | 65.04 | 29.73 | 6.23 | 0.985 | 3110 | 84.1 | 5 | 50000 | 10/16/2014 12:00:00 AM | Dimmable | Continuous Below 10 | Not Yet Verified |  | 2.1 | 2142 |  | 26 |  |  | 3000 | 85
P4KMJ1KY | Zero Zone, Inc. | ChillBrite | FRIO2-C5930K-1 [120V ONLY] | Indoor Luminaires | Case Lighting | Vertical Refrigerated Case Luminaires | Standard | TRUE | 2320.4 | 66.87 | 34.7 | 5.49 | 0.99 | 3081 | 83.5 | 5 | 50000 | 10/16/2014 12:00:00 AM | Dimmable | Continuous Below 10 | Not Yet Verified |  | 2.1 | 2560 |  | 32 |  |  | 3000 | 85
PZJ9Q2JJ | Zero Zone, Inc. | ChillBrite | FRIO2-C6930K-1 [120V ONLY] | Indoor Luminaires | Case Lighting | Vertical Refrigerated Case Luminaires | Standard | TRUE | 2710.1 | 66.92 | 40.5 | 4.98 | 0.992 | 3096 | 83.5 | 5 | 50000 | 10/16/2014 12:00:00 AM | Dimmable | Continuous Below 10 | Not Yet Verified |  | 2.1 | 3003 |  | 36 |  |  | 3000 | 85
P32P11AQ | Zero Zone, Inc. | ChillBrite | FRIO2-R4830K-1 [120V ONLY] | Indoor Luminaires | Case Lighting | Vertical Refrigerated Case Luminaires | Standard | TRUE | 1026.9 | 63.09 | 16.28 | 9.58 | 0.956 | 3079 | 83.6 | 5 | 50000 | 10/16/2014 12:00:00 AM | Dimmable | Continuous Below 10 | Not Yet Verified |  | 2.1 | 1128 |  | 13 |  |  | 3000 | 85
PSSTC5EH | Zero Zone, Inc. | ChillBrite | FRIO2-R6930K-1 [120V ONLY] | Indoor Luminaires | Case Lighting | Vertical Refrigerated Case Luminaires | Standard | TRUE | 1393.5 | 65.3 | 21.34 | 7.88 | 0.975 | 3077 | 83.5 | 5 | 50000 | 10/16/2014 12:00:00 AM | Dimmable | Continuous Below 10 | Not Yet Verified |  | 2.1 | 1532 |  | 18 |  |  | 3000 | 85
PR28ES9S | Zero Zone, Inc. | ChillBrite | FRIO2-R5930K-1 [120V ONLY] | Indoor Luminaires | Case Lighting | Vertical Refrigerated Case Luminaires | Standard | TRUE | 1120.9 | 60.79 | 18.44 | 8.44 | 0.968 | 3075 | 83.7 | 5 | 50000 | 10/16/2014 12:00:00 AM | Dimmable | Continuous Below 10 | Not Yet Verified |  | 2.1 | 1232 |  | 16 |  |  | 3000 | 85
P00001KBT | ZHONGSHAN LIANG JIE LIGHTING CO., LTD | ZHONGSHAN LIANG JIE LIGHTING | LJ-VCL6'-36W | Indoor Luminaires | Case Lighting | Vertical Refrigerated Case Luminaires | Standard | TRUE | 3295.55 | 90.07 | 36.59 | 16.7 | 0.92 | 5071 | 81.1 | 5 | 50000 | 6/23/2014 12:00:00 AM | Not Yet Verified | Not Yet Verified | Not Yet Verified |  | 2.1 | 3296 | 90 | 37 | 16.7 | 0.92 | 5000 | 81
PGVR1FPR | Zlight Technology | Zlight | ZL-FrL-5FT-30K-22W-D | Indoor Luminaires | Case Lighting | Vertical Refrigerated Case Luminaires | Standard | TRUE | 1636.7 | 75.01 | 21.82 | 13.9 | 0.9392 | 2898 | 83.6 | 5 | 50000 | 1/12/2016 12:00:00 AM | Not Dimmable | Not Dimmable | Not Yet Verified |  | 2.1 | 1600 | 75 | 22 |  | 0.9 | 3000 | 80
PP5F4S8F | Zlight Technology | Zlight | ZL-FrL-6FT-50K-26W-D | Indoor Luminaires | Case Lighting | Vertical Refrigerated Case Luminaires | Standard | FALSE | [9 empty] | 1/12/2016 12:00:00 AM | Not Dimmable | Not Dimmable | Not Yet Verified |  |  | 3200 | 120 | 26 |  | 0.9 | 5000 | 80
PDJQ7XUC | Zlight Technology | Zlight | ZL-FrL-5FT-50K-22W-D | Indoor Luminaires | Case Lighting | Vertical Refrigerated Case Luminaires | Standard | FALSE | [9 empty] | 1/12/2016 12:00:00 AM | Not Dimmable | Not Dimmable | Not Yet Verified |  |  | 2400 | 100 | 22 |  | 0.9 | 5000 | 80
P23MDJEU | Zlight Technology | Zlight | ZL-FrL-6FT-30K-26W-D | Indoor Luminaires | Case Lighting | Vertical Refrigerated Case Luminaires | Standard | FALSE | [9 empty] | 1/12/2016 12:00:00 AM | Not Dimmable | Not Dimmable | Not Yet Verified |  |  | 3200 | 120 | 26 |  | 0.9 | 3000 | 80
PTXSAC4U | Zlight Technology | Zlight | ZL-FrL-4FT-30K-18W-D | Indoor Luminaires | Case Lighting | Vertical Refrigerated Case Luminaires | Standard | TRUE | 1973.1 | 112.62 | 17.52 | 10.12 | 0.992 | 3006 | 84 | 5 |  | 1/12/2016 12:00:00 AM | Not Dimmable | Not Dimmable | Not Yet Verified |  | 2.1 | [5 empty] | 3000
PFBJU5JP | Zlight Technology | Zlight | ZL-FrL-4FT-50K-18W-D | Indoor Luminaires | Case Lighting | Vertical Refrigerated Case Luminaires | Standard | FALSE | [9 empty] | 1/12/2016 12:00:00 AM | Not Dimmable | Not Dimmable | Not Yet Verified |  |  | 2566 | 126.41 | 17.91 | 9.89 | 0.9187 | 5000 | 85.4