## LED Downlights
ENERGY STAR Qualified Light Fixtures Product List
Last Updated October 18, 2016
Below are currently qualified ENERGY STAR models available for sale in the U.S. and Canada.
ENERGY STAR Partner | Brand Name | Model Name | Model Number | Additional Model Information | Indoor/Outdoor | Technology | Fixture Type | Light Output (lm) | Total Input Power (Watts) | Energy Efficiency - Measured Outside the Fixture (lm/W) | Power Factor | Appearance/Correlated Color Temperature (K) | Color Quality (CRI) | Light Source Life (hrs) | Special Features | Notes | Date Qualified
ADISION LIGHTING (HK) CO., LTD | ADISION | Downlight Surface Mount | CSC3017-LED-27K-BK |  | Indoor | LED | Downlight Surface Mount | 700 | 12 | 63.2 |  | 2700K | 92 | 50000 | Continuously Dimmable |  | 2016-08-19
ADISION LIGHTING (HK) CO., LTD | ADISION | Downlight Surface Mount | CSC3017-LED-27K-BN |  | Indoor | LED | Downlight Surface Mount | 700 | 12 | 63.2 |  | 2700K | 92 | 50000 | Continuously Dimmable |  | 2016-08-19
ADISION LIGHTING (HK) CO., LTD | ADISION | Downlight Surface Mount | CSC3017-LED-27K-WH |  | Indoor | LED | Downlight Surface Mount | 700 | 12 | 63.2 |  | 2700K | 92 | 50000 | Continuously Dimmable |  | 2016-08-19
ADISION LIGHTING (HK) CO., LTD | ADISION | Downlight Surface Mount | CSC3017-LED-30K-BK |  | Indoor | LED | Downlight Surface Mount | 700 | 12 | 63.2 |  | 3000K | 92 | 50000 | Continuously Dimmable |  | 2016-08-19
ADISION LIGHTING (HK) CO., LTD | ADISION | Downlight Surface Mount | CSC3017-LED-30K-BN |  | Indoor | LED | Downlight Surface Mount | 700 | 12 | 63.2 |  | 3000K | 92 | 50000 | Continuously Dimmable |  | 2016-08-19
ADISION LIGHTING (HK) CO., LTD | ADISION | Downlight Surface Mount | CSC3017-LED-30K-WH |  | Indoor | LED | Downlight Surface Mount | 700 | 12 | 63.2 |  | 3000K | 92 | 50000 | Continuously Dimmable |  | 2016-08-19
ADISION LIGHTING (HK) CO., LTD | ADISION | Downlight Surface Mount | CSC3017-LED-40K-BK |  | Indoor | LED | Downlight Surface Mount | 700 | 12 | 63.2 |  | 4000/4100K | 92 | 50000 | Continuously Dimmable |  | 2016-08-19
ADISION LIGHTING (HK) CO., LTD | ADISION | Downlight Surface Mount | CSC3017-LED-40K-BN |  | Indoor | LED | Downlight Surface Mount | 700 | 12 | 63.2 |  | 4000/4100K | 92 | 50000 | Continuously Dimmable |  | 2016-08-19
ADISION LIGHTING (HK) CO., LTD | ADISION | Downlight Surface Mount | CSC3017-LED-40K-WH |  | Indoor | LED | Downlight Surface Mount | 700 | 12 | 63.2 |  | 4000/4100K | 92 | 50000 | Continuously Dimmable |  | 2016-08-19
ADISION LIGHTING (HK) CO., LTD | ADISION | Downlight Surface Mount | CSC3030-LED-27K-BK |  | Indoor | LED | Downlight Surface Mount | 530 | 8 | 68.9 |  | 2700K | 91 | 50000 | Continuously Dimmable |  | 2016-08-19
ADISION LIGHTING (HK) CO., LTD | ADISION | Downlight Surface Mount | CSC3030-LED-27K-BN |  | Indoor | LED | Downlight Surface Mount | 530 | 8 | 68.9 |  | 2700K | 91 | 50000 | Continuously Dimmable |  | 2016-08-19
ADISION LIGHTING (HK) CO., LTD | ADISION | Downlight Surface Mount | CSC3030-LED-27K-WH |  | Indoor | LED | Downlight Surface Mount | 530 | 8 | 68.9 |  | 2700K | 91 | 50000 | Continuously Dimmable |  | 2016-08-19
ADISION LIGHTING (HK) CO., LTD | ADISION | Downlight Surface Mount | CSC3030-LED-30K-BK |  | Indoor | LED | Downlight Surface Mount | 530 | 8 | 68.9 |  | 3000K | 91 | 50000 | Continuously Dimmable |  | 2016-08-19
ADISION LIGHTING (HK) CO., LTD | ADISION | Downlight Surface Mount | CSC3030-LED-30K-BN |  | Indoor | LED | Downlight Surface Mount | 530 | 8 | 68.9 |  | 3000K | 91 | 50000 | Continuously Dimmable |  | 2016-08-19
ADISION LIGHTING (HK) CO., LTD | ADISION | Downlight Surface Mount | CSC3030-LED-30K-WH |  | Indoor | LED | Downlight Surface Mount | 530 | 8 | 68.9 |  | 3000K | 91 | 50000 | Continuously Dimmable |  | 2016-08-19
ADISION LIGHTING (HK) CO., LTD | ADISION | Downlight Surface Mount | CSC3030-LED-40K-BK |  | Indoor | LED | Downlight Surface Mount | 530 | 8 | 68.9 |  | 4000/4100K | 91 | 50000 | Continuously Dimmable |  | 2016-08-19
ADISION LIGHTING (HK) CO., LTD | ADISION | Downlight Surface Mount | CSC3030-LED-40K-BN |  | Indoor | LED | Downlight Surface Mount | 530 | 8 | 68.9 |  | 4000/4100K | 91 | 50000 | Continuously Dimmable |  | 2016-08-19
ADISION LIGHTING (HK) CO., LTD | ADISION | Downlight Surface Mount | CSC3030-LED-40K-WH |  | Indoor | LED | Downlight Surface Mount | 530 | 8 | 68.9 |  | 4000/4100K | 91 | 50000 | Continuously Dimmable |  | 2016-08-19
ADISION LIGHTING (HK) CO., LTD | ADISION | LED Downlight | LED-6-S12W-3K** | ,,** denotes different color finish and may be WH for White, BN or SN for Brushed Nickel, BL or BK for Black, ORB for Coffee. | Indoor | LED | Downlight Recessed | 720 | 12 | 79.7 |  | 3000K | 82 | 50000 | Continuously Dimmable | ** denotes different color finish and may be WH for White, BN or SN for Brushed Nickel, BL or BK for Black, ORB for Coffee. | 2016-08-04
ADISION LIGHTING (HK) CO., LTD | ADISION | LED Downlight | LED-6-S12W-3K**-SQ | ,,(**denote different color finish, maybe WH,BN, SN,BK,BL,ORB; WH for white, BNor SN for Brushed Nickel, BL or BK for black, ORB for Coffee) | Indoor | LED | Downlight Recessed | 720 | 12 | 84.8 |  | 3000K | 81 | 50000 | Continuously Dimmable | (**denote different color finish, maybe WH,BN, SN,BK,BL,ORB; WH for white, BNor SN for Brushed Nickel, BL or BK for black, ORB for Coffee) | 2016-08-05
ADISION LIGHTING (HK) CO., LTD | ADISION | LED Downlight | LED-6-S12W-4K** | ,,** denotes different color finish and may be WH for White, BN or SN for Brushed Nickel, BL or BK for Black, ORB for Coffee. | Indoor | LED | Downlight Recessed | 720 | 12 | 79.7 |  | 4000/4100K | 82 | 50000 | Continuously Dimmable | ** denotes different color finish and may be WH for White, BN or SN for Brushed Nickel, BL or BK for Black, ORB for Coffee. | 2016-08-04
ADISION LIGHTING (HK) CO., LTD | ADISION | LED Downlight | LED-6-S12W-4K**-SQ | ,,(**denote different color finish, maybe WH,BN, SN,BK,BL,ORB; WH for white, BNor SN for Brushed Nickel, BL or BK for black, ORB for Coffee) | Indoor | LED | Downlight Recessed | 720 | 12 | 84.8 |  | 4000/4100K | 81 | 50000 | Continuously Dimmable | (**denote different color finish, maybe WH,BN, SN,BK,BL,ORB; WH for white, BNor SN for Brushed Nickel, BL or BK for black, ORB for Coffee) | 2016-08-05
ADISION LIGHTING (HK) CO., LTD | ADISION | LED Downlight | LED-6-S12W-5K** | ,,** denotes different color finish and may be WH for White, BN or SN for Brushed Nickel, BL or BK for Black, ORB for Coffee. | Indoor | LED | Downlight Recessed | 720 | 12 | 79.7 |  | 5000K | 82 | 50000 | Continuously Dimmable | ** denotes different color finish and may be WH for White, BN or SN for Brushed Nickel, BL or BK for Black, ORB for Coffee. | 2016-08-04
ADISION LIGHTING (HK) CO., LTD | ADISION | LED Downlight | LED-6-S12W-5K**-SQ | ,,(**denote different color finish, maybe WH,BN, SN,BK,BL,ORB; WH for white, BNor SN for Brushed Nickel, BL or BK for black, ORB for Coffee) | Indoor | LED | Downlight Recessed | 720 | 12 | 84.8 |  | 5000K | 81 | 50000 | Continuously Dimmable | (**denote different color finish, maybe WH,BN, SN,BK,BL,ORB; WH for white, BNor SN for Brushed Nickel, BL or BK for black, ORB for Coffee) | 2016-08-05
ADISION LIGHTING (HK) CO., LTD | ADISION | LED Downlight | LED-6-S15W-3K** | ,,** denotes different color finish and may be WH for White, BN or SN for Brushed Nickel, BL or BK for Black, ORB for Coffee. | Indoor | LED | Downlight Recessed | 900 | 15 | 66.7 |  | 3000K | 81 | 50000 | Continuously Dimmable | (**denote different color finish, maybe WH,BN, SN,BK,BL,ORB; WH for white, BNor SN for Brushed Nickel, BL or BK for black, ORB for Coffee) | 2016-08-08
ADISION LIGHTING (HK) CO., LTD | ADISION | LED Downlight | LED-6-S15W-4K** | ,,** denotes different color finish and may be WH for White, BN or SN for Brushed Nickel, BL or BK for Black, ORB for Coffee. | Indoor | LED | Downlight Recessed | 900 | 15 | 66.7 |  | 4000/4100K | 81 | 50000 | Continuously Dimmable | (**denote different color finish, maybe WH,BN, SN,BK,BL,ORB; WH for white, BNor SN for Brushed Nickel, BL or BK for black, ORB for Coffee) | 2016-08-08
ADISION LIGHTING (HK) CO., LTD | ADISION | LED Downlight | LED-6-S15W-5K** | ,,** denotes different color finish and may be WH for White, BN or SN for Brushed Nickel, BL or BK for Black, ORB for Coffee. | Indoor | LED | Downlight Recessed | 900 | 15 | 66.7 |  | 5000K | 81 | 50000 | Continuously Dimmable | (**denote different color finish, maybe WH,BN, SN,BK,BL,ORB; WH for white, BNor SN for Brushed Nickel, BL or BK for black, ORB for Coffee) | 2016-08-08
ADISION LIGHTING (HK) CO., LTD | ADISION | LED Downlight | LED-S12W-3K** | ,,** denotes different color finish and may be WH for White, BN or SN or Brushed Nickel, BL or BK for Black, ORB for Coffee. | Indoor | LED | Downlight Recessed | 720 | 12 | 63.8 |  | 3000K | 81 | 50000 | Continuously Dimmable | ** (**denote different color finish, maybe WH,BN, SN,BK,BL,ORB; WH for white, BNor SN for Brushed Nickel, BL or BK for black, ORB for Coffee) | 2016-08-05
ADISION LIGHTING (HK) CO., LTD | ADISION | LED Downlight | LED-S12W-4K** | ,,** denotes different color finish and may be WH for White, BN or SN or Brushed Nickel, BL or BK for Black, ORB for Coffee. | Indoor | LED | Downlight Recessed | 720 | 12 | 63.8 |  | 4000/4100K | 81 | 50000 | Continuously Dimmable | ** (**denote different color finish, maybe WH,BN, SN,BK,BL,ORB; WH for white, BNor SN for Brushed Nickel, BL or BK for black, ORB for Coffee) | 2016-08-05
ADISION LIGHTING (HK) CO., LTD | ADISION | LED Downlight | LED-S12W-5K** | ,,** denotes different color finish and may be WH for White, BN or SN or Brushed Nickel, BL or BK for Black, ORB for Coffee. | Indoor | LED | Downlight Recessed | 720 | 12 | 63.8 |  | 5000K | 81 | 50000 | Continuously Dimmable | ** (**denote different color finish, maybe WH,BN, SN,BK,BL,ORB; WH for white, BNor SN for Brushed Nickel, BL or BK for black, ORB for Coffee) | 2016-08-05
ADISION LIGHTING (HK) CO., LTD | ADISION | Downlight Surface Mount | RL677-850L-DIMTR-120-40K-90-W-WH |  | Indoor | LED | Downlight Surface Mount | 700 | 12 | 63.2 |  | 4000/4100K | 92 | 50000 | Continuously Dimmable |  | 2016-08-19
ADISION LIGHTING (HK) CO., LTD | ADISION | Downlight Surface Mount | RL677-850L-DIMTR-120-27K-90-W-WH |  | Indoor | LED | Downlight Surface Mount | 700 | 12 | 63.2 |  | 2700K | 92 | 50000 | Continuously Dimmable |  | 2016-08-19
ADISION LIGHTING (HK) CO., LTD | ADISION | Downlight Surface Mount | RL677-850L-DIMTR-120-30K-90-W-BK |  | Indoor | LED | Downlight Surface Mount | 700 | 12 | 63.2 |  | 3000K | 92 | 50000 | Continuously Dimmable |  | 2016-08-19
ADISION LIGHTING (HK) CO., LTD | ADISION | Downlight Surface Mount | RL677-850L-DIMTR-120-30K-90-W-BN |  | Indoor | LED | Downlight Surface Mount | 700 | 12 | 63.2 |  | 3000K | 92 | 50000 | Continuously Dimmable |  | 2016-08-19
ADISION LIGHTING (HK) CO., LTD | ADISION | Downlight Surface Mount | RL677-850L-DIMTR-120-30K-90-W-WH |  | Indoor | LED | Downlight Surface Mount | 700 | 12 | 63.2 |  | 3000K | 92 | 50000 | Continuously Dimmable |  | 2016-08-19
ADISION LIGHTING (HK) CO., LTD | ADISION | Downlight Surface Mount | RL677-850L-DIMTR-120-40K-90-W-BK |  | Indoor | LED | Downlight Surface Mount | 700 | 12 | 63.2 |  | 4000/4100K | 92 | 50000 | Continuously Dimmable |  | 2016-08-19
ADISION LIGHTING (HK) CO., LTD | ADISION | Downlight Surface Mount | RL677-850L-DIMTR-120-40K-90-W-BN |  | Indoor | LED | Downlight Surface Mount | 700 | 12 | 63.2 |  | 4000/4100K | 92 | 50000 | Continuously Dimmable |  | 2016-08-19
ADISION LIGHTING (HK) CO., LTD | ADISION | LED Downlight | SSUS12W3K** | ,,** denotes different color finish and may be WH for White, BN or SN or Brushed Nickel, BL or BK for Black, ORB for Coffee. | Indoor | LED | Downlight Recessed | 720 | 12 | 63.8 |  | 3000K | 81 | 50000 | Continuously Dimmable | ** (**denote different color finish, maybe WH,BN, SN,BK,BL,ORB; WH for white, BNor SN for Brushed Nickel, BL or BK for black, ORB for Coffee) | 2016-08-05
ADISION LIGHTING (HK) CO., LTD | ADISION | LED Downlight | SSUS12W4K** | ,,** denotes different color finish and may be WH for White, BN or SN or Brushed Nickel, BL or BK for Black, ORB for Coffee. | Indoor | LED | Downlight Recessed | 720 | 12 | 63.8 |  | 4000/4100K | 81 | 50000 | Continuously Dimmable | ** (**denote different color finish, maybe WH,BN, SN,BK,BL,ORB; WH for white, BNor SN for Brushed Nickel, BL or BK for black, ORB for Coffee) | 2016-08-05
ADISION LIGHTING (HK) CO., LTD | ADISION | LED Downlight | SSUS15W3K** | ,,** denotes different color finish and may be WH for White, BN or SN for Brushed Nickel, BL or BK for Black, ORB for Coffee. | Indoor | LED | Downlight Recessed | 900 | 15 | 66.7 |  | 3000K | 81 | 50000 | Continuously Dimmable | (**denote different color finish, maybe WH,BN, SN,BK,BL,ORB; WH for white, BNor SN for Brushed Nickel, BL or BK for black, ORB for Coffee) | 2016-08-08
ADISION LIGHTING (HK) CO., LTD | ADISION | LED Downlight | SSUS15W4K** |  | Indoor | LED | Downlight Recessed | 900 | 15 | 66.7 |  | 4000/4100K | 81 | 50000 | Continuously Dimmable | (**denote different color finish, maybe WH,BN, SN,BK,BL,ORB; WH for white, BNor SN for Brushed Nickel, BL or BK for black, ORB for Coffee) | 2016-08-08
ADISION LIGHTING (HK) CO., LTD | ADISION | LED Downlight | SSUS9W3K** | ,,** denotes different color finish and may be WH for White, BN or SN for Brushed Nickel, BL or BK for Black, ORB for Coffee. | Indoor | LED | Downlight Recessed | 550 | 9 | 77.6 |  | 3000K | 81 | 50000 | Continuously Dimmable | ; ** denotes different color finish and may be WH for White, BN or SN for Brushed Nickel, BL or BK for Black, ORB for Coffee. | 2016-08-04
ADISION LIGHTING (HK) CO., LTD | ADISION | LED Downlight | SSUS9W4K** | ,,** denotes different color finish and may be WH for White, BN or SN for Brushed Nickel, BL or BK for Black, ORB for Coffee. | Indoor | LED | Downlight Recessed | 550 | 9 | 77.6 |  | 4000/4100K | 81 | 50000 | Continuously Dimmable | ** denotes different color finish and may be WH for White, BN or SN for Brushed Nickel, BL or BK for Black, ORB for Coffee. | 2016-08-04
ADISION LIGHTING (HK) CO., LTD | ADISION | LED Downlight | LED-S9W-3K** | ,,** denotes different color finish and may be WH for White, BN or SN for Brushed Nickel, BL or BK for Black, ORB for Coffee. | Indoor | LED | Downlight Recessed | 550 | 9 | 77.6 |  | 3000K | 81 | 50000 | Continuously Dimmable | ; ** denotes different color finish and may be WH for White, BN or SN for Brushed Nickel, BL or BK for Black, ORB for Coffee. | 2016-08-04
ADISION LIGHTING (HK) CO., LTD | ADISION | LED Downlight | LED-S9W-3K**-SQ | ,,** denotes different color finish and may be WH for White, BN or SN for Brushed Nickel, BL or BK for Black, ORB for Coffee. | Indoor | LED | Downlight Recessed | 550 | 9 | 75.8 |  | 3000K | 82 | 50000 | Continuously Dimmable | ** denotes different color finish and may be WH for White, BN or SN for Brushed Nickel, BL or BK for Black, ORB for Coffee. | 2016-08-04
ADISION LIGHTING (HK) CO., LTD | ADISION | LED Downlight | LED-S9W-4K** | ,,** denotes different color finish and may be WH for White, BN or SN for Brushed Nickel, BL or BK for Black, ORB for Coffee. | Indoor | LED | Downlight Recessed | 550 | 9 | 77.6 |  | 4000/4100K | 81 | 50000 | Continuously Dimmable | ; ** denotes different color finish and may be WH for White, BN or SN for Brushed Nickel, BL or BK for Black, ORB for Coffee. | 2016-08-04
ADISION LIGHTING (HK) CO., LTD | ADISION | LED Downlight | LED-S9W-4K**-SQ | ,,** denotes different color finish and may be WH for White, BN or SN for Brushed Nickel, BL or BK for Black, ORB for Coffee. | Indoor | LED | Downlight Recessed | 550 | 9 | 75.8 |  | 4000/4100K | 82 | 50000 | Continuously Dimmable | ** denotes different color finish and may be WH for White, BN or SN for Brushed Nickel, BL or BK for Black, ORB for Coffee. | 2016-08-04
ADISION LIGHTING (HK) CO., LTD | ADISION | LED Downlight | LED-S9W-5K** | ,,** denotes different color finish and may be WH for White, BN or SN for Brushed Nickel, BL or BK for Black, ORB for Coffee. | Indoor | LED | Downlight Recessed | 550 | 9 | 77.6 |  | 5000K | 81 | 50000 | Continuously Dimmable | ; ** denotes different color finish and may be WH for White, BN or SN for Brushed Nickel, BL or BK for Black, ORB for Coffee. | 2016-08-04
ADISION LIGHTING (HK) CO., LTD | ADISION | LED Downlight | LED-S9W-5K**-SQ | ,,** denotes different color finish and may be WH for White, BN or SN for Brushed Nickel, BL or BK for Black, ORB for Coffee. | Indoor | LED | Downlight Recessed | 550 | 9 | 75.8 |  | 5000K | 82 | 50000 | Continuously Dimmable | ** denotes different color finish and may be WH for White, BN or SN for Brushed Nickel, BL or BK for Black, ORB for Coffee. | 2016-08-04
ADISION LIGHTING (HK) CO., LTD | ADISION | Downlight Surface Mount | RL477-600L-DIMTR-120-27K-90-W-BK |  | Indoor | LED | Downlight Surface Mount | 530 | 8 | 68.9 |  | 2700K | 91 | 50000 | Continuously Dimmable |  | 2016-08-19
ADISION LIGHTING (HK) CO., LTD | ADISION | Downlight Surface Mount | RL477-600L-DIMTR-120-27K-90-W-BN |  | Indoor | LED | Downlight Surface Mount | 530 | 8 | 68.9 |  | 2700K | 91 | 50000 | Continuously Dimmable |  | 2016-08-19
ADISION LIGHTING (HK) CO., LTD | ADISION | Downlight Surface Mount | RL477-600L-DIMTR-120-27K-90-W-WH |  | Indoor | LED | Downlight Surface Mount | 530 | 8 | 68.9 |  | 2700K | 91 | 50000 | Continuously Dimmable |  | 2016-08-19
ADISION LIGHTING (HK) CO., LTD | ADISION | Downlight Surface Mount | RL477-600L-DIMTR-120-30K-90-W-BK |  | Indoor | LED | Downlight Surface Mount | 530 | 8 | 68.9 |  | 3000K | 91 | 50000 | Continuously Dimmable |  | 2016-08-19
ADISION LIGHTING (HK) CO., LTD | ADISION | Downlight Surface Mount | RL477-600L-DIMTR-120-30K-90-W-BN |  | Indoor | LED | Downlight Surface Mount | 530 | 8 | 68.9 |  | 3000K | 91 | 50000 | Continuously Dimmable |  | 2016-08-19
ADISION LIGHTING (HK) CO., LTD | ADISION | Downlight Surface Mount | RL477-600L-DIMTR-120-30K-90-W-WH |  | Indoor | LED | Downlight Surface Mount | 530 | 8 | 68.9 |  | 3000K | 91 | 50000 | Continuously Dimmable |  | 2016-08-19
ADISION LIGHTING (HK) CO., LTD | ADISION | Downlight Surface Mount | RL477-600L-DIMTR-120-40K-90-W-BK |  | Indoor | LED | Downlight Surface Mount | 530 | 8 | 68.9 |  | 4000/4100K | 91 | 50000 | Continuously Dimmable |  | 2016-08-19
ADISION LIGHTING (HK) CO., LTD | ADISION | Downlight Surface Mount | RL477-600L-DIMTR-120-40K-90-W-BN |  | Indoor | LED | Downlight Surface Mount | 530 | 8 | 68.9 |  | 4000/4100K | 91 | 50000 | Continuously Dimmable |  | 2016-08-19
ADISION LIGHTING (HK) CO., LTD | ADISION | Downlight Surface Mount | RL477-600L-DIMTR-120-40K-90-W-WH |  | Indoor | LED | Downlight Surface Mount | 530 | 8 | 68.9 |  | 4000/4100K | 91 | 50000 | Continuously Dimmable |  | 2016-08-19
ADISION LIGHTING (HK) CO., LTD | ADISION | Downlight Surface Mount | RL677-850L-DIMTR-120-27K-90-W-BK |  | Indoor | LED | Downlight Surface Mount | 700 | 12 | 63.2 |  | 2700K | 92 | 50000 | Continuously Dimmable |  | 2016-08-19
ADISION LIGHTING (HK) CO., LTD | ADISION | Downlight Surface Mount | RL677-850L-DIMTR-120-27K-90-W-BN |  | Indoor | LED | Downlight Surface Mount | 700 | 12 | 63.2 |  | 2700K | 92 | 50000 | Continuously Dimmable |  | 2016-08-19
Advanced Energy Solutions, Inc. | AES | LED Recessed Downlight | AES6-10W-27H |  | Indoor/Outdoor | LED | Downlight Solid State Retrofit | 877 | 10 | 88.6 |  | 2700K | 81 | 35000 | Continuously Dimmable |  | 2016-07-28
Advanced Energy Solutions, Inc. | AES | LED Recessed Downlight | AES6-10W-30H |  | Indoor/Outdoor | LED | Downlight Solid State Retrofit | 846 | 10 | 88.2 |  | 3000K | 81 | 35000 | Continuously Dimmable |  | 2016-07-28
Advanced Energy Solutions, Inc. | AES | LED Recessed Downlight | AES6-10W-40H |  | Indoor/Outdoor | LED | Downlight Solid State Retrofit | 878 | 10 | 89.6 |  | 4000/4100K | 83 | 35000 | Continuously Dimmable |  | 2016-07-28
Advanced Energy Solutions, Inc. | AES | LED Recessed Downlight | AES6-10W-50H |  | Indoor/Outdoor | LED | Downlight Solid State Retrofit | 895 | 10 | 90.2 |  | 5000K | 84 | 35000 | Continuously Dimmable |  | 2016-07-28
AH Lighting | AH | LED Retrofit Kit | A4 2700K | ,A4 3000K,CCT: 3000K; ,A4 4000K,CCT: 4000K; ,A4 5000K,CCT: 5000K | Indoor | LED | Downlight Solid State Retrofit | 520 | 8 | 66.8 |  | 2700K | 97 | 50000 | Continuously Dimmable,Damp Location Rated |  | 2016-08-05
AH Lighting | AH | LED Retrofit Kit | A7 2700K | ,A7 3000K,CCT: 3000K; ,A7 4000K,CCT: 4000K; ,A7 5000K,CCT: 5000K | Indoor | LED | Downlight Solid State Retrofit | 920 | 12 | 77.5 |  | 2700K | 96 | 50000 | Continuously Dimmable,Damp Location Rated |  | 2016-08-05
AH Lighting | AH LIGHTING | A4/LED/30K | A4/LED/30K |  | Indoor | LED | Downlight Solid State Retrofit | 644 | 12.5 | 55 |  | 3000K | 90 | 36000 | Continuously Dimmable |  | 2016-02-02
AH Lighting | AH LIGHTING | A4/LED/40K | A4/LED/40K |  | Indoor | LED | Downlight Solid State Retrofit | 644 | 12.5 | 55 |  | 4000/4100K | 93 | 36000 | Continuously Dimmable |  | 2016-02-02
AH Lighting | AH LIGHTING | A7/LED/30K | A7/LED/30K |  | Indoor | LED | Downlight Solid State Retrofit | 901 | 12.5 | 70 |  | 3000K | 91 | 36000 | Continuously Dimmable |  | 2016-02-02
AH Lighting | AH LIGHTING | A7/LED/40K | A7/LED/40K |  | Indoor | LED | Downlight Solid State Retrofit | 901 | 12.5 | 70 |  | 4000/4100K | 95 | 36000 | Continuously Dimmable |  | 2016-02-02
ALDI Inc. | Lightway | LED Retrofit Downlight | M-13DL-927-90-D |  | Indoor/Outdoor | LED | Downlight Solid State Retrofit | 780 | 13 | 66.5 |  | 2700K | 91 | 50000 | Continuously Dimmable,Wet Location Rated |  | 2016-07-13
A-Lite Company | A-Lite | AFR4-9W-3000K | AFR4-9W-3000K | AFR4-9W-3000K,,3000K; AFR4-9W-4000K,,4000K; AFR4-9W-5000K,,5000K | Indoor/Outdoor | LED | Downlight Recessed | 569 | 9 | 66.2 |  | 3000K | 82 | 36000 | Continuously Dimmable |  | 2016-03-21
A-Lite Company | A-Lite | AFR6-12W-3000K | AFR6-12W-3000K | AFR6-12W-3000K,,3000K; AFR6-12W-4000K,,4000K; AFR6-12W-5000K,,5000K | Indoor/Outdoor | LED | Downlight Recessed | 850 | 12 | 79.3 |  | 3000K | 82 | 36000 | Continuously Dimmable |  | 2016-03-21
Allsmartlite lnc | ASL | ASL-DL4-050-WH-27K | ASL-DL4-050-WH-27K |  | Indoor | LED | Downlight Solid State Retrofit | 670 | 11 | 69.2 |  | 2700K | 92 | 50000 | Continuously Dimmable |  | 2016-08-05
Allsmartlite lnc | ASL | ASL-DL4-050-WH-30K | ASL-DL4-050-WH-30K |  | Indoor | LED | Downlight Solid State Retrofit | 670 | 11 | 69.2 |  | 3000K | 92 | 50000 | Continuously Dimmable |  | 2016-08-05
Allsmartlite lnc | ASL | ASL-DL4-050-WH-35K | ASL-DL4-050-WH-35K |  | Indoor | LED | Downlight Solid State Retrofit | 670 | 11 | 69.2 |  | 3500K | 92 | 50000 | Continuously Dimmable |  | 2016-08-05
Allsmartlite lnc | ASL | ASL-DL4-050-WH-40K | ASL-DL4-050-WH-40K |  | Indoor | LED | Downlight Solid State Retrofit | 670 | 11 | 69.2 |  | 4000/4100K | 92 | 50000 | Continuously Dimmable |  | 2016-08-05
Allsmartlite lnc | ASL | ASL-DL4-050-WH-50K | ASL-DL4-050-WH-50K |  | Indoor | LED | Downlight Solid State Retrofit | 670 | 11 | 69.2 |  | 5000K | 92 | 50000 | Continuously Dimmable |  | 2016-08-05
Allsmartlite lnc | ASL | ASL-DL6-044-WH-27K | ASL-DL6-044-WH-27K |  | Indoor | LED | Downlight Solid State Retrofit | 1000 | 15 | 72.1 |  | 2700K | 92 | 50000 | Continuously Dimmable |  | 2016-08-05
Allsmartlite lnc | ASL | ASL-DL6-044-WH-30K | ASL-DL6-044-WH-30K |  | Indoor | LED | Downlight Solid State Retrofit | 1000 | 15 | 72.1 |  | 3000K | 92 | 50000 | Continuously Dimmable |  | 2016-08-05
Allsmartlite lnc | ASL | ASL-DL6-044-WH-35K | ASL-DL6-044-WH-35K |  | Indoor | LED | Downlight Solid State Retrofit | 1000 | 15 | 72.1 |  | 3500K | 92 | 50000 | Continuously Dimmable |  | 2016-08-05
Allsmartlite lnc | ASL | ASL-DL6-044-WH-40K | ASL-DL6-044-WH-40K |  | Indoor | LED | Downlight Solid State Retrofit | 1000 | 15 | 72.1 |  | 4000/4100K | 92 | 50000 | Continuously Dimmable |  | 2016-08-05
Allsmartlite lnc | ASL | ASL-DL6-044-WH-50K | ASL-DL6-044-WH-50K |  | Indoor | LED | Downlight Solid State Retrofit | 1000 | 15 | 72.1 |  | 5000K | 92 | 50000 | Continuously Dimmable |  | 2016-08-05
Allsmartlite lnc | ASL | ASL-DL6-046-WH-27K | ASL-DL6-046-WH-27K |  | Indoor | LED | Downlight Solid State Retrofit | 700 | 11 | 68.2 |  | 2700K | 92 | 50000 | Continuously Dimmable |  | 2016-08-05
Allsmartlite lnc | ASL | ASL-DL6-046-WH-30K | ASL-DL6-046-WH-30K |  | Indoor | LED | Downlight Solid State Retrofit | 700 | 11 | 68.2 |  | 3000K | 92 | 50000 | Continuously Dimmable |  | 2016-08-05
Allsmartlite lnc | ASL | ASL-DL6-046-WH-35K | ASL-DL6-046-WH-35K |  | Indoor | LED | Downlight Solid State Retrofit | 700 | 11 | 68.2 |  | 3500K | 92 | 50000 | Continuously Dimmable |  | 2016-08-05
Allsmartlite lnc | ASL | ASL-DL6-046-WH-40K | ASL-DL6-046-WH-40K |  | Indoor | LED | Downlight Solid State Retrofit | 700 | 11 | 68.2 |  | 4000/4100K | 92 | 50000 | Continuously Dimmable |  | 2016-08-05
Allsmartlite lnc | ASL | ASL-DL6-046-WH-50K | ASL-DL6-046-WH-50K |  | Indoor | LED | Downlight Solid State Retrofit | 700 | 11 | 68.2 |  | 5000K | 92 | 50000 | Continuously Dimmable |  | 2016-08-05
Allstar Lighting Supplies, Inc. DBA Luxrite | luxrite | SSL Downlight Retrofits Kits | LR23003 | SSL Downlight Retrofits Kits,LR23005,; SSL Downlight Retrofits Kits,LR23008,; SSL Downlight Retrofits Kits,LR23010, | Indoor | LED | Downlight Solid State Retrofit | 684 | 9 | 85.2 |  | 2700K,4000/4100K,3000K,5000K | 82 | 35000 | Continuously Dimmable,Damp Location Rated |  | 2016-07-11
Allstar Lighting Supplies, Inc. DBA Luxrite | luxrite | SSL Downlight Retrofits Kits | LR23004 | SSL Downlight Retrofits Kits,LR23001,; SSL Downlight Retrofits Kits,LR23007,; SSL Downlight Retrofits Kits,LR23009, | Indoor | LED | Downlight Solid State Retrofit | 610 | 10 | 64.1 |  | 2700K,4000/4100K,3000K,5000K | 82 | 50000 | Continuously Dimmable,Damp Location Rated |  | 2016-07-11
Allstar Lighting Supplies, Inc. DBA Luxrite | luxrite | SSL Downlight Retrofits Kits | LR23012 | SSL Downlight Retrofits Kits,LR23015,; SSL Downlight Retrofits Kits,LR23017,; SSL Downlight Retrofits Kits,LR23020, | Indoor | LED | Downlight Solid State Retrofit | 1030 | 15 | 73.5 |  | 2700K,4000/4100K,3000K,5000K | 82 | 35000 | Continuously Dimmable,Damp Location Rated |  | 2016-07-11
Allstar Lighting Supplies, Inc. DBA Luxrite | luxrite | LED Recessed Retrofit | LR23037 | LED Recessed Retrofit,LR23037,CCT: 3000K; LED Recessed Retrofit,LR23039,CCT: 5000K | Indoor | LED | Downlight Solid State Retrofit | 1100 | 15 | 75.6 |  | 3000K | 92 | 50000 | Continuously Dimmable,Wet Location Rated |  | 2016-06-01
Allstar Lighting Supplies, Inc. DBA Luxrite | luxrite | SSL Downlight Retrofit Kits | LR23040 LED/DL5-6/EB/2700K/FL |  | Indoor | LED | Downlight Solid State Retrofit | 1000 | 15 | 66.8 |  | 2700K | 90 | 50000 | Continuously Dimmable |  | 2016-02-03
Allstar Lighting Supplies, Inc. DBA Luxrite | luxrite | SSL Downlight Retrofit Kits | LR23040 LED/DL5-6/EB/3000K/FL |  | Indoor | LED | Downlight Solid State Retrofit | 1010 | 15 | 66.8 |  | 3000K | 90 | 50000 | Continuously Dimmable |  | 2016-02-03
Allstar Lighting Supplies, Inc. DBA Luxrite | luxrite | SSL Downlight Retrofit Kits | LR23040 LED/DL5-6/EB/4000K/FL |  | Indoor | LED | Downlight Solid State Retrofit | 1010 | 15 | 66.8 |  | 4000/4100K | 90 | 50000 | Continuously Dimmable |  | 2016-02-03
Allstar Lighting Supplies, Inc. DBA Luxrite | luxrite | SSL Downlight Retrofit Kits | LR23045 LED/DL5-6/EB/5000K/FL |  | Indoor | LED | Downlight Solid State Retrofit | 1040 | 15 | 66.8 |  | 5000K | 90 | 50000 | Continuously Dimmable |  | 2016-02-03
Allstar Lighting Supplies, Inc. DBA Luxrite | luxrite | SSL Downlight Retrofit Kits | LR23229 |  | Indoor | LED | Downlight Solid State Retrofit | 700 | 10 | 77.1 |  | 2700K | 91 | 50000 | Continuously Dimmable |  | 2016-09-14
Allstar Lighting Supplies, Inc. DBA Luxrite | luxrite | SSL Downlight Retrofit Kits | LR23230 |  | Indoor | LED | Downlight Solid State Retrofit | 700 | 10 | 77.1 |  | 3000K | 91 | 50000 | Continuously Dimmable |  | 2016-09-14
Allstar Lighting Supplies, Inc. DBA Luxrite | luxrite | SSL Downlight Retrofit Kits | LR23234 |  | Indoor | LED | Downlight Solid State Retrofit | 700 | 10 | 77.1 |  | 4000/4100K | 91 | 50000 | Continuously Dimmable |  | 2016-09-14
Allstar Lighting Supplies, Inc. DBA Luxrite | luxrite | SSL Downlight Retrofit Kits | LR23235 |  | Indoor | LED | Downlight Solid State Retrofit | 700 | 10 | 77.1 |  | 5000K | 91 | 50000 | Continuously Dimmable |  | 2016-09-14
Allstar Lighting Supplies, Inc. DBA Luxrite | luxrite | SSL Downlight Retrofit Kits | LR24802 |  | Indoor | LED | Downlight Solid State Retrofit | 650 | 10 | 79.6 |  | 2700K | 83 | 50000 | Continuously Dimmable |  | 2016-07-28
Allstar Lighting Supplies, Inc. DBA Luxrite | luxrite | SSL Downlight Retrofit Kits | LR24805 |  | Indoor | LED | Downlight Solid State Retrofit | 700 | 10 | 79.6 |  | 3000K | 83 | 50000 | Continuously Dimmable |  | 2016-07-28
Allstar Lighting Supplies, Inc. DBA Luxrite | luxrite | SSL Downlight Retrofit Kits | LR24807 |  | Indoor | LED | Downlight Solid State Retrofit | 750 | 10 | 79.6 |  | 4000/4100K | 83 | 50000 | Continuously Dimmable |  | 2016-07-28
Allstar Lighting Supplies, Inc. DBA Luxrite | luxrite | SSL Downlight Retrofit Kits | LR24825 |  | Indoor | LED | Downlight Solid State Retrofit | 610 | 10 | 64.1 |  | 2700K | 82 | 50000 | Continuously Dimmable |  | 2016-09-27
Allstar Lighting Supplies, Inc. DBA Luxrite | luxrite | SSL Downlight Retrofit Kits | LR24810 |  | Indoor | LED | Downlight Solid State Retrofit | 800 | 10 | 79.6 |  | 5000K | 83 | 50000 | Continuously Dimmable |  | 2016-07-28
Allstar Lighting Supplies, Inc. DBA Luxrite | luxrite | SSL Downlight Retrofit Kits | LR24812 |  | Indoor | LED | Downlight Solid State Retrofit | 1000 | 14.8 | 79.9 |  | 2700K | 83 | 50000 | Continuously Dimmable |  | 2016-07-28
Allstar Lighting Supplies, Inc. DBA Luxrite | luxrite | SSL Downlight Retrofit Kits | LR24815 |  | Indoor | LED | Downlight Solid State Retrofit | 1100 | 14.8 | 79.9 |  | 3000K | 83 | 50000 | Continuously Dimmable |  | 2016-07-28
Allstar Lighting Supplies, Inc. DBA Luxrite | luxrite | SSL Downlight Retrofit Kits | LR24817 |  | Indoor | LED | Downlight Solid State Retrofit | 1200 | 14.8 | 79.9 |  | 4000/4100K | 83 | 50000 | Continuously Dimmable |  | 2016-07-28
Allstar Lighting Supplies, Inc. DBA Luxrite | luxrite | SSL Downlight Retrofit Kits | LR24820 |  | Indoor | LED | Downlight Solid State Retrofit | 1300 | 14.8 | 79.9 |  | 5000K | 83 | 50000 | Continuously Dimmable |  | 2016-07-28
Allstar Lighting Supplies, Inc. DBA Luxrite | luxrite | SSL Downlight Retrofit Kits | LR24826 |  | Indoor | LED | Downlight Solid State Retrofit | 610 | 10 | 64.1 |  | 3000K | 82 | 50000 | Continuously Dimmable |  | 2016-09-27
Allstar Lighting Supplies, Inc. DBA Luxrite | luxrite | SSL Downlight Retrofit Kits | LR24828 |  | Indoor | LED | Downlight Solid State Retrofit | 610 | 10 | 64.1 |  | 4000/4100K | 82 | 50000 | Continuously Dimmable |  | 2016-09-27
Allstar Lighting Supplies, Inc. DBA Luxrite | luxrite | SSL Downlight Retrofit Kits | LR24829 |  | Indoor | LED | Downlight Solid State Retrofit | 610 | 10 | 64.1 |  | 5000K | 82 | 50000 | Continuously Dimmable |  | 2016-09-27
Allstar Lighting Supplies, Inc. DBA Luxrite | luxrite | SSL Recessed Downlights | LR24840 |  | Indoor | LED | Downlight Recessed | 700 | 10 | 81.6 |  | 2700K | 93 | 50000 | Continuously Dimmable |  | 2016-09-14
Allstar Lighting Supplies, Inc. DBA Luxrite | luxrite | SSL Recessed Downlights | LR24841 |  | Indoor | LED | Downlight Recessed | 700 | 10 | 81.6 |  | 3000K | 93 | 50000 | Continuously Dimmable |  | 2016-09-14
Allstar Lighting Supplies, Inc. DBA Luxrite | luxrite | SSL Recessed Downlights | LR24842 |  | Indoor | LED | Downlight Recessed | 700 | 10 | 81.6 |  | 4000/4100K | 93 | 50000 | Continuously Dimmable |  | 2016-09-14
Allstar Lighting Supplies, Inc. DBA Luxrite | luxrite | SSL Recessed Downlights | LR24843 |  | Indoor | LED | Downlight Recessed | 700 | 10 | 81.6 |  | 5000K | 93 | 50000 | Continuously Dimmable |  | 2016-09-14
Allstar Lighting Supplies, Inc. DBA Luxrite | luxrite | SSL Recessed Downlights | LR24845 |  | Indoor | LED | Downlight Recessed | 1000 | 15 | 82 |  | 2700K | 93 | 50000 | Continuously Dimmable |  | 2016-09-14
Allstar Lighting Supplies, Inc. DBA Luxrite | luxrite | SSL Recessed Downlights | LR24846 |  | Indoor | LED | Downlight Recessed | 1000 | 15 | 82 |  | 3000K | 93 | 50000 | Continuously Dimmable |  | 2016-09-14
Allstar Lighting Supplies, Inc. DBA Luxrite | luxrite | SSL Recessed Downlights | LR24847 |  | Indoor | LED | Downlight Recessed | 1000 | 15 | 82 |  | 4000/4100K | 93 | 50000 | Continuously Dimmable |  | 2016-09-14
Allstar Lighting Supplies, Inc. DBA Luxrite | luxrite | SSL Recessed Downlights | LR24848 |  | Indoor | LED | Downlight Recessed | 1000 | 15 | 82 |  | 5000K | 93 | 50000 | Continuously Dimmable |  | 2016-09-14
Allstar Lighting Supplies, Inc. DBA Luxrite | luxrite | SSL Recessed Downlights | LR24850 |  | Indoor | LED | Downlight Recessed | 1950 | 25 | 81.7 |  | 2700K | 83 | 50000 | Continuously Dimmable |  | 2016-09-14
Allstar Lighting Supplies, Inc. DBA Luxrite | luxrite | SSL Recessed Downlights | LR24851 |  | Indoor | LED | Downlight Recessed | 1950 | 25 | 81.7 |  | 3000K | 83 | 50000 | Continuously Dimmable |  | 2016-09-14
Allstar Lighting Supplies, Inc. DBA Luxrite | luxrite | SSL Recessed Downlights | LR24852 |  | Indoor | LED | Downlight Recessed | 1950 | 25 | 81.7 |  | 4000/4100K | 83 | 50000 | Continuously Dimmable |  | 2016-09-14
Allstar Lighting Supplies, Inc. DBA Luxrite | luxrite | SSL Recessed Downlights | LR24853 |  | Indoor | LED | Downlight Recessed | 1950 | 25 | 81.7 |  | 5000K | 83 | 50000 | Continuously Dimmable |  | 2016-09-14
Altair Lighting | Altair Lighting | AL-7844 | AL-7844 |  | Indoor | LED | Downlight Surface Mount | 768 | 13 | 61.4 |  | 3000K | 92 | 60000 | Continuously Dimmable |  | 2016-09-26
Amax Lighting, Inc. | Amax | Downlight Surface Mount | LED-SM4DL-XX | ,,(XX may be WT, BN, or BZ and stands for finish color) | Indoor/Outdoor | LED | Downlight Surface Mount | 660 | 10 | 68 |  | 3000K | 81 | 50000 | Continuously Dimmable | ("XX" optional Alphabet for color- BZ, WT, BN | 2016-08-12
Amax Lighting, Inc. | Amax | Downlight Surface Mount | LED-SM4D/XX | ,,(XX may be WHT; WT; NKL; BN; BRZ or BZ) | Indoor | LED | Downlight Surface Mount | 900 | 12 | 81.7 |  | 3000K | 82 | 33000 | Continuously Dimmable |  | 2016-08-10
Amax Lighting, Inc. | Amax | LED Flush Fixture | LED-SM55DL-XX | ,,(XX may be ORB, WT, BN or other designation for finish color) | Indoor/Outdoor | LED | Downlight Surface Mount | 660 | 12 | 57 |  | 3000K | 96 | 35000 | Continuously Dimmable | (â€œXXâ€ optionla Alphabet for color-ORB, WT, BN or other designation) | 2016-08-19
Amax Lighting, Inc. | Amax | LED Flush Mount Fixture | LED-SM63DL-XX | ,,("XXâ€ optional Alphabet for color-ORB, WT, BN or other designation) | Indoor/Outdoor | LED | Downlight Surface Mount | 720 | 13 | 61.6 |  | 3000K | 93 | 35000 | Continuously Dimmable | "XXâ€ optional Alphabet for color-ORB, WT, BN or other designation | 2016-08-18
Amax Lighting, Inc. | Amax | Downlight Surface Mount | LED-SM6DL-XX | ,,(XX may be WHT, WT, NKL, BN, BRZ, or BZ and stands for finish color) | Indoor | LED | Downlight Surface Mount | 1000 | 15 | 73.8 |  | 3000K | 82 | 50000 | Continuously Dimmable | ( XX may be WHT; WT; NKL; BN; BRZ or BZ, stands for finish color) | 2016-08-12
Amax Lighting, Inc. | Amax | Downlight Surface Mount | LED-SM6D/XX | ,,(XX may be WHT; WT; NKL; BN; BRZ or BZ) | Indoor/Outdoor | LED | Downlight Surface Mount | 1000 | 15 | 74.4 |  | 3000K | 81 | 50000 | Continuously Dimmable |  | 2016-08-10
Amax Lighting, Inc. | Amax | LED Flush Fixture | LED-SM7DL-XX | ,,(XX may be ORB, WT, BN or other designation for finish color) | Indoor/Outdoor | LED | Downlight Surface Mount | 850 | 15 | 59.8 |  | 3000K | 96 | 35000 | Continuously Dimmable | "XXâ€ optionla Alphabet for color-ORB, WT, BN or other designation | 2016-08-19
Amax Lighting, Inc. | Amax | LED Flush Fixture | LED-SM8DL-XX | ,,("XXâ€ optional Alphabet for color-ORB, WT, BN or other designation) | Indoor/Outdoor | LED | Downlight Surface Mount | 1000 | 18 | 61.2 |  | 3000K | 94 | 35000 | Continuously Dimmable | ("XXâ€ optional Alphabet for color-ORB, WT, BN or other designation) | 2016-08-18
Amax Lighting, Inc. | Amax | Downlight Surface Mount | LED-SM9D/XX | ,,(XX may be WHT; WT; NKL; BN; BRZ or BZ) | Indoor/Outdoor | LED | Downlight Surface Mount | 2020 | 30 | 67.6 |  | 3000K | 83 | 50000 | Continuously Dimmable |  | 2016-08-10
American Lighting Inc. | American Lighting | LED Downlight retrofits | ST4-30-NK |  | Indoor | LED | Downlight Solid State Retrofit | 600 | 8.1 | 74 |  | 3000K | 90 | 35000 | Continuously Dimmable |  | 2016-07-21
American Lighting Inc. | American Lighting | LED Downlight retrofits | ST4-30-WH |  | Indoor | LED | Downlight Solid State Retrofit | 729 | 8.1 | 90 |  | 3000K | 90 | 35000 | Continuously Dimmable |  | 2016-07-21
American Lighting Inc. | American Lighting | LED Downlight retrofits | ST56-30-DB |  | Indoor | LED | Downlight Solid State Retrofit | 692 | 9.6 | 72 |  | 3000K | 90 | 35000 | Continuously Dimmable |  | 2016-07-21
American Lighting Inc. | American Lighting | LED Downlight retrofits | ST56-30-NK |  | Indoor | LED | Downlight Solid State Retrofit | 720 | 9.6 | 75 |  | 3000K | 90 | 35000 | Continuously Dimmable |  | 2016-07-21
American Lighting Inc. | American Lighting | LED Downlight retrofits | ST56-30-WH |  | Indoor | LED | Downlight Solid State Retrofit | 864 | 9.6 | 90 |  | 3000K | 90 | 35000 | Continuously Dimmable |  | 2016-07-21
American Lighting Inc. | American Lighting | LED Downlight retrofits | E3-30-DB |  | Indoor | LED | Downlight Solid State Retrofit | 495 | 7.5 | 66 |  | 3000K | 90 | 35000 | Continuously Dimmable |  | 2016-07-21
American Lighting Inc. | American Lighting | LED Downlight retrofits | E3-30-NK |  | Indoor | LED | Downlight Solid State Retrofit | 560 | 7 | 80 |  | 3000K | 90 | 35000 | Continuously Dimmable |  | 2016-07-21
American Lighting Inc. | American Lighting | LED Downlight retrofits | E3-30-WH |  | Indoor | LED | Downlight Solid State Retrofit | 828 | 9 | 92 |  | 3000K | 90 | 35000 | Continuously Dimmable |  | 2016-07-21
American Lighting Inc. | American Lighting | LED Downlight | E3-RE-30-DB |  | Indoor | LED | Downlight Recessed | 460 | 8 | 67.1 |  | 3000K | 90 | 35000 | Continuously Dimmable |  | 2016-07-11
American Lighting Inc. | American Lighting | LED Downlight | E3-RE-30-NK |  | Indoor | LED | Downlight Recessed | 460 | 8 | 67.8 |  | 3000K | 90 | 35000 | Continuously Dimmable |  | 2016-07-11
American Lighting Inc. | American Lighting | LED Downlight | E3-RE-30-WH |  | Indoor | LED | Downlight Recessed | 460 | 8 | 72 |  | 3000K | 90 | 35000 | Continuously Dimmable |  | 2016-07-11
American Lighting Inc. | American Lighting | LED Downlight | E3S-RE-30-DB |  | Indoor | LED | Downlight Recessed | 460 | 8 | 59 |  | 3000K | 91 | 35000 | Continuously Dimmable |  | 2016-07-11
American Lighting Inc. | American Lighting | LED Downlight | E3S-RE-30-NK |  | Indoor | LED | Downlight Recessed | 460 | 8 | 64.8 |  | 3000K | 91 | 35000 | Continuously Dimmable |  | 2016-07-11
American Lighting Inc. | American Lighting | LED Downlight | E3S-RE-30-WH |  | Indoor | LED | Downlight Recessed | 460 | 8 | 78 |  | 3000K | 90 | 35000 | Continuously Dimmable |  | 2016-07-11
American Lighting Inc. | American Lighting | LED Downlight retrofits | E4-27-DB |  | Indoor | LED | Downlight Solid State Retrofit | 630 | 9 | 70 |  | 2700K | 90 | 35000 | Continuously Dimmable |  | 2016-07-21
American Lighting Inc. | American Lighting | LED Downlight retrofits | E4-27-WH |  | Indoor | LED | Downlight Solid State Retrofit | 765 | 9 | 85 |  | 2700K | 90 | 35000 | Continuously Dimmable |  | 2016-07-21
American Lighting Inc. | American Lighting | LED Downlight retrofits | E4-30-DB |  | Indoor | LED | Downlight Solid State Retrofit | 648 | 9 | 72 |  | 3000K | 90 | 35000 | Continuously Dimmable |  | 2016-07-21
American Lighting Inc. | American Lighting | LED Downlight retrofits | E4-30-WH |  | Indoor | LED | Downlight Solid State Retrofit | 828 | 9 | 92 |  | 3000K | 90 | 35000 | Continuously Dimmable |  | 2016-07-21
American Lighting Inc. | American Lighting | LED Downlight retrofits | E4-B27-DB |  | Indoor | LED | Downlight Solid State Retrofit | 630 | 9 | 70 |  | 2700K | 90 | 35000 | Continuously Dimmable |  | 2016-07-21
American Lighting Inc. | American Lighting | LED Downlight retrofits | E4-B27-WH |  | Indoor | LED | Downlight Solid State Retrofit | 817 | 9.5 | 86 |  | 2700K | 90 | 35000 | Continuously Dimmable |  | 2016-07-21
American Lighting Inc. | American Lighting | LED Downlight retrofits | E4-B30-DB |  | Indoor | LED | Downlight Solid State Retrofit | 648 | 9 | 72 |  | 3000K | 90 | 35000 | Continuously Dimmable |  | 2016-07-21
American Lighting Inc. | American Lighting | LED Downlight retrofits | E4-B30-WH |  | Indoor | LED | Downlight Solid State Retrofit | 855 | 9.5 | 90 |  | 3000K | 90 | 35000 | Continuously Dimmable |  | 2016-07-21
American Lighting Inc. | American Lighting | LED Downlight retrofits | E4-B40-WH |  | Indoor | LED | Downlight Solid State Retrofit | 884 | 9.5 | 93 |  | 4000/4100K | 90 | 35000 | Continuously Dimmable |  | 2016-07-21
American Lighting Inc. | American Lighting | LED Downlight retrofits | E56-27-WH |  | Indoor | LED | Downlight Solid State Retrofit | 1105 | 13 | 85 |  | 2700K | 90 | 35000 | Continuously Dimmable |  | 2016-07-21
American Lighting Inc. | American Lighting | LED Downlight retrofits | E56-30-DB |  | Indoor | LED | Downlight Solid State Retrofit | 944 | 13.5 | 70 |  | 3000K | 90 | 35000 | Continuously Dimmable |  | 2016-07-21
American Lighting Inc. | American Lighting | LED Downlight retrofits | E56-30-WH |  | Indoor | LED | Downlight Solid State Retrofit | 1248 | 13 | 96 |  | 3000K | 90 | 35000 | Continuously Dimmable |  | 2016-07-21
American Lighting Inc. | American Lighting | LED Downlight retrofits | E56-40-DB |  | Indoor | LED | Downlight Solid State Retrofit | 1068 | 13.5 | 79 |  | 4000/4100K | 90 | 35000 | Continuously Dimmable |  | 2016-07-21
American Lighting Inc. | American Lighting | LED Downlight retrofits | E56-40-WH |  | Indoor | LED | Downlight Solid State Retrofit | 1274 | 13 | 98 |  | 4000/4100K | 90 | 35000 | Continuously Dimmable |  | 2016-07-21
American Lighting Inc. | American Lighting | LED Downlight retrofits | E56-B27-DB |  | Indoor | LED | Downlight Solid State Retrofit | 945 | 13.5 | 70 |  | 2700K | 90 | 35000 | Continuously Dimmable |  | 2016-07-21
American Lighting Inc. | American Lighting | LED Downlight retrofits | E56-B27-WH |  | Indoor | LED | Downlight Solid State Retrofit | 1202 | 13.5 | 89 |  | 2700K | 90 | 35000 | Continuously Dimmable |  | 2016-07-21
American Lighting Inc. | American Lighting | LED Downlight retrofits | E56-B30-DB |  | Indoor | LED | Downlight Solid State Retrofit | 972 | 13.5 | 72 |  | 3000K | 90 | 35000 | Continuously Dimmable |  | 2016-07-21
American Lighting Inc. | American Lighting | LED Downlight retrofits | E56-B30-WH |  | Indoor | LED | Downlight Solid State Retrofit | 1215 | 13.5 | 90 |  | 3000K | 90 | 35000 | Continuously Dimmable |  | 2016-07-21
American Lighting Inc. | American Lighting | LED Downlight retrofits | E56-B40-DB |  | Indoor | LED | Downlight Solid State Retrofit | 1000 | 13.5 | 74 |  | 4000/4100K | 90 | 35000 | Continuously Dimmable |  | 2016-07-21
American Lighting Inc. | American Lighting | LED Downlight retrofits | E56-B40-WH |  | Indoor | LED | Downlight Solid State Retrofit | 1232 | 14 | 88 |  | 4000/4100K | 90 | 35000 | Continuously Dimmable |  | 2016-07-21
American Lighting Inc. | American Lighting | LED Downlight retrofits | E56H-30-WH-277 |  | Indoor | LED | Downlight Solid State Retrofit | 1575 | 17.5 | 90 |  | 3000K | 90 | 35000 | Continuously Dimmable |  | 2016-07-21
American Lighting Inc. | American Lighting | LED Downlight retrofits | E56H-B30-WH |  | Indoor | LED | Downlight Solid State Retrofit | 1613 | 18 | 90 |  | 3000K | 90 | 35000 | Continuously Dimmable |  | 2016-07-21
American Lighting Inc. | American Lighting | LED Downlight retrofits | E56H-B40-WH |  | Indoor | LED | Downlight Solid State Retrofit | 1650 | 18.2 | 90 |  | 4000/4100K | 90 | 35000 | Continuously Dimmable |  | 2016-07-21
American Lighting Inc. | American Lighting | LED Downlight | MAG8-30-WH |  | Indoor | LED | Downlight Recessed | 2180 | 22.5 | 96.9 |  | 3000K | 82 | 50000 | Non-Dimmable |  | 2015-07-22
American Lighting Inc. | American Lighting | LED Downlight | MAG8-40-WH |  | Indoor | LED | Downlight Recessed | 2440 | 22.5 | 108.4 |  | 4000/4100K | 82 | 50000 | Non-Dimmable |  | 2015-07-22
American Lighting Inc. | American Lighting | LED Downlight retrofits | ST4-30-DB |  | Indoor | LED | Downlight Solid State Retrofit | 582 | 8.1 | 71 |  | 3000K | 90 | 35000 | Continuously Dimmable |  | 2016-07-21
AMP Plus Inc. DBA Elco Lighting | ELCO LIGHTING | LED 4 in Downlight | EL 4Z27Y | ,,(Z is represent the style of trim with 1-10 letters,number or spaces; Y represent color of the finish fixture with 1-10 letters,number,or spaces.) | Indoor | LED | Downlight Solid State Retrofit | 690 | 10 | 73.3 |  | 2700K | 92 | 50000 | Continuously Dimmable |  | 2016-08-10
AMP Plus Inc. DBA Elco Lighting | ELCO LIGHTING | LED 4 in Downlight | EL 4Z30Y |  | Indoor | LED | Downlight Solid State Retrofit | 690 | 10 | 73.3 |  | 3000K | 92 | 50000 | Continuously Dimmable |  | 2016-08-10
AMP Plus Inc. DBA Elco Lighting | ELCO LIGHTING | LED 4 in Downlight | EL 4Z35Y |  | Indoor | LED | Downlight Solid State Retrofit | 690 | 10 | 73.3 |  | 3500K | 92 | 50000 | Continuously Dimmable |  | 2016-08-10
AMP Plus Inc. DBA Elco Lighting | ELCO LIGHTING | LED 4 in Downlight | EL 4Z40Y |  | Indoor | LED | Downlight Solid State Retrofit | 690 | 10 | 73.3 |  | 4000/4100K | 92 | 50000 | Continuously Dimmable |  | 2016-08-10
AMP Plus Inc. DBA Elco Lighting | ELCO LIGHTING | LED 4 in Downlight | EL 4Z50Y |  | Indoor | LED | Downlight Solid State Retrofit | 690 | 10 | 73.3 |  | 5000K | 92 | 50000 | Continuously Dimmable |  | 2016-08-10
AMP Plus Inc. DBA Elco Lighting | ELCO LIGHTING | LED 5&6 in Downlight | EL 6Z27Y | ,,(Z is represent the style of trim with 1-10 letters,number or spaces, Y represent color of the finish fixture with 1-10 letters,number,or spaces.) | Indoor | LED | Downlight Solid State Retrofit | 730 | 10 | 73.8 |  | 2700K | 92 | 50000 | Continuously Dimmable |  | 2016-08-10
AMP Plus Inc. DBA Elco Lighting | ELCO LIGHTING | LED 5&6 in Downlight | EL 6Z30Y | ,,(Z is represent the style of trim with 1-10 letters,number or spaces, Y represent color of the finish fixture with 1-10 letters,number,or spaces.) | Indoor | LED | Downlight Solid State Retrofit | 730 | 10 | 73.8 |  | 3000K | 92 | 50000 | Continuously Dimmable |  | 2016-08-10
AMP Plus Inc. DBA Elco Lighting | ELCO LIGHTING | LED 5&6 in Downlight | EL 6Z35Y | ,,(Z is represent the style of trim with 1-10 letters,number or spaces, Y represent color of the finish fixture with 1-10 letters,number,or spaces.) | Indoor | LED | Downlight Solid State Retrofit | 730 | 10 | 73.8 |  | 3500K | 92 | 50000 | Continuously Dimmable |  | 2016-08-10
AMP Plus Inc. DBA Elco Lighting | ELCO LIGHTING | LED 5&6 in Downlight | EL 6Z40Y | ,,(Z is represent the style of trim with 1-10 letters,number or spaces, Y represent color of the finish fixture with 1-10 letters,number,or spaces.) | Indoor | LED | Downlight Solid State Retrofit | 730 | 10 | 73.8 |  | 4000/4100K | 92 | 50000 | Continuously Dimmable |  | 2016-08-10
AMP Plus Inc. DBA Elco Lighting | ELCO LIGHTING | LED 5&6 in Downlight | EL 6Z50Y | ,,(Z is represent the style of trim with 1-10 letters,number or spaces, Y represent color of the finish fixture with 1-10 letters,number,or spaces.) | Indoor | LED | Downlight Solid State Retrofit | 730 | 10 | 73.8 |  | 5000K | 92 | 50000 | Continuously Dimmable |  | 2016-08-10
APP-LIGHTING Optoelectronics Technology Co., Ltd. | APP-LIGHTING | LED Down Light | APP-DL-10W-1X |  | Indoor | LED | Downlight Solid State Retrofit | 650 | 10 | 69.2 |  | 2700K | 92 | 50000 | Continuously Dimmable | "X" could be 2, 3, 4 or 5 denotes CCT 2700K, 3000K, 4000K or 5000K. | 2016-07-26
APP-LIGHTING Optoelectronics Technology Co., Ltd. | APP-LIGHTING | LED Down Light | APP-DL-12W-2X |  | Indoor | LED | Downlight Solid State Retrofit | 850 | 12 | 73.4 |  | 2700K | 92 | 50000 | Continuously Dimmable | "X" could be 2, 3, 4 or 5 denotes CCT 2700K, 3000K, 4000K or 5000K. | 2016-08-02
APP-LIGHTING Optoelectronics Technology Co., Ltd. | APP-LIGHTING | LED Down Light | APP-DL-14W-1X |  | Indoor | LED | Downlight Solid State Retrofit | 1000 | 14 | 74.5 |  | 2700K | 92 | 50000 | Continuously Dimmable | "X" could be 2, 3, 4 or 5 denotes CCT 2700K, 3000K, 4000K or 5000K. | 2016-08-04
Arlee Lighting | Arlee Lighting | RF9W50K4-B | RF9W50K4-B |  | Indoor/Outdoor | LED | Downlight Solid State Retrofit | 830 | 9 | 93.6 |  | 5000K | 81 | 35000 | Continuously Dimmable |  | 2016-09-28
Arlee Lighting | Arlee Lighting | RF13W5/630K-S | 50218 | ,,50218 | Indoor | LED | Downlight Recessed | 1300 | 13 | 101.8 |  | 3000K | 83 | 35000 | Continuously Dimmable |  | 2016-05-06
Arlee Lighting | Arlee Lighting | RF13W5/640K-S | 50219 | ,,50219 | Indoor | LED | Downlight Recessed | 1274 | 13 | 98.6 |  | 4000/4100K | 81 | 35000 | Continuously Dimmable |  | 2016-05-06
Arlee Lighting | Arlee Lighting | RF13W5/650K-S | 50220 | ,,50220 | Indoor | LED | Downlight Recessed | 1274 | 13 | 98.6 |  | 5000K | 81 | 35000 | Continuously Dimmable |  | 2016-05-06
Arlee Lighting | Arlee Lighting | RF13W30K5/6-B | RF13W30K5/6-B |  | Indoor/Outdoor | LED | Downlight Solid State Retrofit | 960 | 13 | 72.9 |  | 3000K | 84 | 35000 | Continuously Dimmable |  | 2016-09-28
Arlee Lighting | Arlee Lighting | RF13W40K5/6-B | RF13W40K5/6-B |  | Indoor/Outdoor | LED | Downlight Solid State Retrofit | 1100 | 13 | 87.2 |  | 4000/4100K | 84 | 35000 | Continuously Dimmable |  | 2016-09-28
Arlee Lighting | Arlee Lighting | RF13W50K5/6-B | RF13W50K5/6-B |  | Indoor/Outdoor | LED | Downlight Solid State Retrofit | 1140 | 13 | 91.6 |  | 5000K | 83 | 35000 | Continuously Dimmable |  | 2016-09-28
Arlee Lighting | Arlee Lighting | RF9W30K4-B | RF9W30K4-B |  | Indoor/Outdoor | LED | Downlight Solid State Retrofit | 715 | 9 | 80.5 |  | 3000K | 83 | 35000 | Continuously Dimmable |  | 2016-09-28
Arlee Lighting | Arlee Lighting | RF9W40K4-B | RF9W40K4-B |  | Indoor/Outdoor | LED | Downlight Solid State Retrofit | 780 | 9 | 87.9 |  | 4000/4100K | 82 | 35000 | Continuously Dimmable |  | 2016-09-28
Ascent Battery Supply | Duracell | 5-6'' RECESSED DOWNLIGHT | LED11442C |  | Indoor | LED | Downlight Solid State Retrofit | 750 | 12 | 77.1 |  | 2700K | 82 | 35000 | Continuously Dimmable,Damp Location Rated |  | 2016-07-28
Ascent Battery Supply | Duracell | 5-6'' RECESSED DOWNLIGHT | LED11443C |  | Indoor | LED | Downlight Solid State Retrofit | 1200 | 18 | 80.4 |  | 2700K | 82 | 35000 | Continuously Dimmable,Damp Location Rated |  | 2016-07-27
Ascent Battery Supply | Duracell | 4'' RECESSED DOWNLIGHT | LED11989C |  | Indoor | LED | Downlight Solid State Retrofit | 650 | 11 | 71.8 |  | 2700K | 82 | 35000 | Continuously Dimmable,Damp Location Rated |  | 2016-07-28
Atlantic Lighting | Atlantic Lighting | LED10-DLM11-27K-X | LED10-DLM11-27K-X | ,LED10-DLM11-35K-X,; ,LED10-DLM11-3K-X,; ,LED10-DLM11-4K-X,; ,LED10-R-DLM11-27K-X,; ,LED10-R-DLM11-35K-X,; ,LED10-R-DLM11-3K-X,; ,LED10-R-DLM11-4K-X,; ,LED10AT-R-DLM11-27K-X,; ,LED10AT-R-DLM11-35K-X,; ,LED10AT-R-DLM11-3K-X,; ,LED10AT-R-DLM11-4K-X, | Indoor | LED | Downlight Recessed | 1667 | 17 | 118.5 |  | 2700K | 83 | 39000 | Continuously Dimmable |  | 2016-08-08
Atlantic Lighting | Atlantic Lighting | LED10-DLM15-27K-X | LED10-DLM15-27K-X | ,LED10-DLM15-35K-X,; ,LED10-DLM15-3K-X,; ,LED10-DLM15-4K-X,; ,LED10-DLM20-27K-X,; ,LED10-DLM20-35K-X,; ,LED10-DLM20-3K-X,; ,LED10-DLM20-4K-X,; ,LED10-R-DLM15-27K-X,; ,LED10-R-DLM15-35K-X,; ,LED10-R-DLM15-3K-X,; ,LED10-R-DLM15-4K-X,; ,LED10-R-DLM20-27K-X,; ,LED10-R-DLM20-35K-X,; ,LED10-R-DLM20-3K-X,; ,LED10-R-DLM20-4K-X,; ,LED10AT-R-DLM15-27K-X,; ,LED10AT-R-DLM15-35K-X,; ,LED10AT-R-DLM15-3K-X,; ,LED10AT-R-DLM15-4K-X,; ,LED10AT-R-DLM20-27K-X,; ,LED10AT-R-DLM20-35K-X,; ,LED10AT-R-DLM20-3K-X,; ,LED10AT-R-DLM20-4K-X, | Indoor | LED | Downlight Recessed | 1400 | 20 | 73.9 |  | 2700K | 83 | 39000 | Continuously Dimmable |  | 2016-08-08
Atlantic Lighting | Atlantic Lighting | LED10-DLM30-27K-X | LED10-DLM30-27K-X | ,LED10-DLM30-35K-X,; ,LED10-DLM30-3K-X,; ,LED10-DLM30-4K-X,; ,LED10-R-DLM30-27K-X,; ,LED10-R-DLM30-35K-X,; ,LED10-R-DLM30-3K-X,; ,LED10-R-DLM30-4K-X,; ,LED10-RETRO-DLM30-4K-X,; ,LED10AT-R-DLM30-27K-X,; ,LED10AT-R-DLM30-35K-X,; ,LED10AT-R-DLM30-3K-X,; ,LED10AT-R-DLM30-4K-X, | Indoor | LED | Downlight Recessed | 2700 | 40 | 69.2 |  | 2700K | 83 | 39000 | Continuously Dimmable |  | 2016-08-08
Atlantic Lighting | Atlantic Lighting | LED10-SYL11-27K-X | LED10-SYL11-27K-X | ,LED10-SYL11-35K-X,; ,LED10-SYL11-3K-X,; ,LED10-SYL11-4K-X,; ,LED10-SYL15-27K-X,; ,LED10-SYL15-35K-X,; ,LED10-SYL15-3K-X,; ,LED10-SYL15-4K-X,; ,LED10-SYL20-27K-X,; ,LED10-SYL20-35K-X,; ,LED10-SYL20-3K-X,; ,LED10-SYL20-4K-X,; ,XLED1018-SYL11-27K-XX-XX,; ,XLED1018-SYL11-35K-XX-XX,; ,XLED1018-SYL11-3K-XX-XX,; ,XLED1018-SYL11-4K-XX-XX,; ,XLED1018-SYL15-27K-XX-XX,; ,XLED1018-SYL15-35K-XX-XX,; ,XLED1018-SYL15-3K-XX-XX,; ,XLED1018-SYL15-4K-XX-XX,; ,XLED1018-SYL20-27K-XX-XX,; ,XLED1018-SYL20-35K-XX-XX,; ,XLED1018-SYL20-3K-XX-XX,; ,XLED1018-SYL20-4K-XX-XX, | Indoor | LED | Downlight Recessed | 857 | 13.9 | 61.5 |  | 2700K | 82 | 60000 | Continuously Dimmable | All fixtures may use specular, semi-specular, haze, white, or black reflectors with frosted, prismatic or drop opal lens, white or black baffle with a widedistribution. Alternate housings available including Remodeler and Retrofit. | 2016-07-07
Atlantic Lighting | Atlantic Lighting | LED10-SYL30-27K-X | LED10-SYL30-27K-X | ,LED10-SYL30-35K-X,; ,LED10-SYL30-3K-X,; ,LED10-SYL30-4K-X,; ,XLED1018-SYL30-27K-XX-XX,; ,XLED1018-SYL30-35K-XX-XX,; ,XLED1018-SYL30-3K-XX-XX,; ,XLED1018-SYL30-4K-XX-XX, | Indoor | LED | Downlight Recessed | 2130 | 37.7 | 56.5 |  | 2700K | 82 | 60000 | Continuously Dimmable | All fixtures may use specular, semi-specular, haze, white, or black reflectors with frosted, prismatic or drop opal lens, white or black baffle with a widedistribution. Alternate housings available including Remodeler and Retrofit. | 2016-07-07
Atlantic Lighting | Atlantic Lighting | LED4-DLM11-27K-X | LED4-DLM11-27K-X | ,LED4-DLM11-35K-X,; ,LED4-DLM11-3K-X,; ,LED4-DLM11-4K-X, | Indoor | LED | Downlight Recessed | 1667 | 17 | 118.5 |  | 2700K | 83 | 39000 | Continuously Dimmable |  | 2016-08-08
Atlantic Lighting | Atlantic Lighting | LED4-DLM15-27K-X | LED4-DLM15-27K-X | ,LED4-DLM15-35K-X,; ,LED4-DLM15-3K-X,; ,LED4-DLM15-4K-X,; LED4-DLM20-27K-X,LED4-DLM20-27K-X,; LED4-DLM20-35K-X,LED4-DLM20-35K-X,; LED4-DLM20-3K-X,LED4-DLM20-3K-X,; LED4-DLM20-4K-X,LED4-DLM20-4K-X, | Indoor | LED | Downlight Recessed | 1400 | 20 | 73.9 |  | 2700K | 83 | 39000 | Continuously Dimmable |  | 2016-08-08
Atlantic Lighting | Atlantic Lighting | LED4-DLM30-27K-X | LED4-DLM30-27K-X | ,LED4-DLM30-35K-X,; ,LED4-DLM30-3K-X,; ,LED4-DLM30-4K-X, | Indoor | LED | Downlight Recessed | 2700 | 40 | 69.2 |  | 2700K | 83 | 39000 | Continuously Dimmable |  | 2016-08-08
Atlantic Lighting | Atlantic Lighting | LED4IC-DLM11-27K-X | LED4IC-DLM11-27K-X | ,LED4IC-DLM11-35K-X,; ,LED4IC-DLM11-3K-X,; ,LED4IC-DLM11-4K-X, | Indoor | LED | Downlight Recessed | 1667 | 17 | 118.5 |  | 2700K | 83 | 39000 | Continuously Dimmable |  | 2016-08-08
Atlantic Lighting | Atlantic Lighting | LED4IC-DLM15-27K-X | LED4IC-DLM15-27K-X | ,LED4IC-DLM15-35K-X,; ,LED4IC-DLM15-3K-X,; ,LED4IC-DLM15-4K-X,; ,LED4IC-DLM20-27K-X,; ,LED4IC-DLM20-35K-X,; ,LED4IC-DLM20-3K-X,; ,LED4IC-DLM20-4K-X, | Indoor | LED | Downlight Recessed | 1400 | 20 | 73.9 |  | 2700K | 83 | 39000 | Continuously Dimmable |  | 2016-08-08
Atlantic Lighting | Atlantic Lighting | LED4IC-DLM30-27K-X | LED4IC-DLM30-27K-X | ,LED4IC-DLM30-35K-X,; ,LED4IC-DLM30-3K-X,; ,LED4IC-DLM30-4K-X, | Indoor | LED | Downlight Recessed | 2700 | 40 | 69.2 |  | 2700K | 83 | 39000 | Continuously Dimmable |  | 2016-08-08
Atlantic Lighting | Atlantic Lighting | LED8-DLM30-27K-X | LED8-DLM30-27K-X | ,LED8-DLM30-35K-X,; ,LED8-DLM30-3K-X,; ,LED8-DLM30-4K-X,; ,LED8-R-DLM30-27K-X,; ,LED8-R-DLM30-35K-X,; ,LED8-R-DLM30-3K-X,; ,LED8-R-DLM30-4K-X,; ,LED8-TR-DLM30-27K-X,; ,LED8-TR-DLM30-35K-X,; ,LED8-TR-DLM30-3K-X,; ,LED8-TR-DLM30-4K-X,; ,LED8AT-R-DLM30-27K-X,; ,LED8AT-R-DLM30-35K-X,; ,LED8AT-R-DLM30-3K-X,; ,LED8AT-R-DLM30-4K-X,; ,LED8WD-DLM30-27K-X,; ,LED8WD-DLM30-35K-X,; ,LED8WD-DLM30-3K-X,; ,LED8WD-DLM30-4K-X, | Indoor | LED | Downlight Recessed | 2700 | 40 | 69.2 |  | 2700K | 83 | 39000 | Continuously Dimmable |  | 2016-08-08
Atlantic Lighting | Atlantic Lighting | LED8IC-DLM11-27K-X | LED8IC-DLM11-27K-X | ,LED8IC-DLM11-35K-X,; ,LED8IC-DLM11-3K-X,; ,LED8IC-DLM11-4K-X, | Indoor | LED | Downlight Recessed | 1667 | 17 | 118.5 |  | 2700K | 83 | 39000 | Continuously Dimmable |  | 2016-08-08
Atlantic Lighting | Atlantic Lighting | LED8IC-DLM15-27K-X | LED8IC-DLM15-27K-X | ,LED8IC-DLM15-35K-X,; ,LED8IC-DLM15-3K-X,; ,LED8IC-DLM15-4K-X,; ,LED8IC-DLM20-27K-X,; ,LED8IC-DLM20-35K-X,; ,LED8IC-DLM20-3K-X,; ,LED8IC-DLM20-4K-X, | Indoor | LED | Downlight Recessed | 1400 | 20 | 73.9 |  | 2700K | 83 | 39000 | Continuously Dimmable |  | 2016-08-08
Atlantic Lighting | Atlantic Lighting | LED8IC-DLM30-27K-X | LED8IC-DLM30-27K-X | ,LED8IC-DLM30-35K-X,; ,LED8IC-DLM30-3K-X,; ,LED8IC-DLM30-4K-X, | Indoor | LED | Downlight Recessed | 2700 | 40 | 69.2 |  | 2700K | 83 | 39000 | Continuously Dimmable |  | 2016-08-08
Atlantic Lighting | Atlantic Lighting | LED8IC-SYL11-27K-X | LED8IC-SYL11-27K-X | ,LED8IC-SYL11-35K-X,; ,LED8IC-SYL11-3K-X,; ,LED8IC-SYL11-4K-X,; ,LED8IC-SYL15-35K-X,; ,LED8IC-SYL15-3K-X,; ,LED8IC-SYL15-4K-X,; ,LED8IC-SYL20-35K-X,; ,LED8IC-SYL20-3K-X,; ,LED8IC-SYL20-4K-X,; LED8IC-SYL15-27K-X,LED8IC-SYL15-27K-X,; LED8IC-SYL20-27K-X,LED8IC-SYL20-27K-X, | Indoor | LED | Downlight Recessed | 857 | 13.9 | 61.5 |  | 2700K | 82 | 60000 | Continuously Dimmable | All fixtures may use specular, semi-specular, haze, white, or black reflectors with frosted, prismatic or drop opal lens, white or black baffle with a widedistribution. Alternate housings available including Remodeler and Retrofit. | 2016-07-07
Atlantic Lighting | Atlantic Lighting | LED8IC-SYL30-27K-X | LED8IC-SYL30-27K-X | ,LED8IC-SYL30-35K-X,; ,LED8IC-SYL30-3K-X,; ,LED8IC-SYL30-4K-X, | Indoor | LED | Downlight Recessed | 2130 | 37.7 | 56.5 |  | 2700K | 82 | 60000 | Continuously Dimmable | All fixtures may use specular, semi-specular, haze, white, or black reflectors with frosted, prismatic or drop opal lens, white or black baffle with a widedistribution. Alternate housings available including Remodeler and Retrofit. | 2016-07-07
Atlantic Lighting | Atlantic Lighting | LED8-SYL11-27K-X | LED8-SYL11-27K-X | ,LED8-SYL11-35K-X,; ,LED8-SYL11-3K-X,; ,LED8-SYL11-4K-X,; ,LED8-SYL15-27K-X,; ,LED8-SYL15-35K-X,; ,LED8-SYL15-3K-X,; ,LED8-SYL15-4K-X,; ,LED8-SYL20-27K-X,; ,LED8-SYL20-35K-X,; ,LED8-SYL20-3K-X,; ,LED8-SYL20-4K-X,; ,LED8-TR-SYL11-27K-X,; ,LED8-TR-SYL11-35K-X,; ,LED8-TR-SYL11-3K-X,; ,LED8-TR-SYL11-4K-X,; ,LED8-TR-SYL15-27K-X,; ,LED8-TR-SYL15-35K-X,; ,LED8-TR-SYL15-3K-X,; ,LED8-TR-SYL15-4K-X,; ,LED8-TR-SYL20-27K-X,; ,LED8-TR-SYL20-35K-X,; ,LED8-TR-SYL20-3K-X,; ,LED8-TR-SYL20-4K-X,; ,LED8WD-SYL11-27K-X,; ,LED8WD-SYL11-35K-X,; ,LED8WD-SYL11-3K-X,; ,LED8WD-SYL11-4K-X,; ,LED8WD-SYL15-27K-X,; ,LED8WD-SYL15-35K-X,; ,LED8WD-SYL15-3K-X,; ,LED8WD-SYL15-4K-X,; ,LED8WD-SYL20-27K-X,; ,LED8WD-SYL20-35K-X,; ,LED8WD-SYL20-3K-X,; ,LED8WD-SYL20-4K-X,; ,XLED815-SYL11-27K-XX-XX,; ,XLED815-SYL11-35K-XX-XX,; ,XLED815-SYL11-3K-XX-XX,; ,XLED815-SYL11-4K-XX-XX,; ,XLED815-SYL15-27K-XX-XX,; ,XLED815-SYL15-35K-XX-XX,; ,XLED815-SYL15-3K-XX-XX,; ,XLED815-SYL15-4K-XX-XX,; ,XLED815-SYL20-27K-XX-XX,; ,XLED815-SYL20-35K-XX-XX,; ,XLED815-SYL20-3K-XX-XX,; ,XLED815-SYL20-4K-XX-XX, | Indoor | LED | Downlight Recessed | 857 | 13.9 | 61.5 |  | 2700K | 82 | 60000 | Continuously Dimmable | All fixtures may use specular, semi-specular, haze, white, or black reflectors with frosted, prismatic or drop opal lens, white or black baffle with a widedistribution. Alternate housings available including Remodeler and Retrofit. | 2016-07-07
Atlantic Lighting | Atlantic Lighting | LED8-SYL30-27K-X | LED8-SYL30-27K-X | ,LED8-SYL30-35K-X,; ,LED8-SYL30-3K-X,; ,LED8-SYL30-4K-X,; ,LED8-TR-SYL30-27K-X,; ,LED8-TR-SYL30-35K-X,; ,LED8-TR-SYL30-3K-X,; ,LED8-TR-SYL30-4K-X,; ,LED8WD-SYL30-27K-X,; ,LED8WD-SYL30-35K-X,; ,LED8WD-SYL30-3K-X,; ,LED8WD-SYL30-4K-X, | Indoor | LED | Downlight Recessed | 2130 | 37.7 | 56.5 |  | 2700K | 82 | 60000 | Continuously Dimmable | All fixtures may use specular, semi-specular, haze, white, or black reflectors with frosted, prismatic or drop opal lens, white or black baffle with a widedistribution. Alternate housings available including Remodeler and Retrofit. | 2016-07-07
Atlantic Lighting | Atlantic Lighting | LED-RETRO-DLM11-27K-X | LED-RETRO-DLM11-27K-X | ,LED-RETRO-DLM11-35K-X,; ,LED-RETRO-DLM11-3K-X,; ,LED-RETRO-DLM11-4K-X,; ,LEDAT-RETRO-DLM11-27K-X,; ,LEDAT-RETRO-DLM11-35K-X,; ,LEDAT-RETRO-DLM11-3K-X,; ,LEDAT-RETRO-DLM11-4K-X, | Indoor | LED | Downlight Recessed | 1667 | 17 | 118.5 |  | 2700K | 83 | 39000 | Continuously Dimmable |  | 2016-08-08
Atlantic Lighting | Atlantic Lighting | LED-RETRO-DLM15-27K-X | LED-RETRO-DLM15-27K-X | ,LED-RETRO-DLM15-35K-X,; ,LED-RETRO-DLM15-3K-X,; ,LED-RETRO-DLM15-4K-X,; ,LED-RETRO-DLM20-27K-X,; ,LED-RETRO-DLM20-35K-X,; ,LED-RETRO-DLM20-3K-X,; ,LED-RETRO-DLM20-4K-X,; ,LEDAT-RETRO-DLM15-27K-X,; ,LEDAT-RETRO-DLM15-35K-X,; ,LEDAT-RETRO-DLM15-3K-X,; ,LEDAT-RETRO-DLM15-4K-X,; ,LEDAT-RETRO-DLM20-27K-X,; ,LEDAT-RETRO-DLM20-35K-X,; ,LEDAT-RETRO-DLM20-3K-X,; ,LEDAT-RETRO-DLM20-4K-X, | Indoor | LED | Downlight Recessed | 1400 | 20 | 73.9 |  | 2700K | 83 | 39000 | Continuously Dimmable |  | 2016-08-08
Atlantic Lighting | Atlantic Lighting | LED-RETRO-DLM30-27K-X | LED-RETRO-DLM30-27K-X | ,LED-RETRO-DLM30-35K-X,; ,LED-RETRO-DLM30-3K-X,; ,LED-RETRO-DLM30-4K-X,; ,LEDAT-RETRO-DLM30-27K-X,; ,LEDAT-RETRO-DLM30-35K-X,; ,LEDAT-RETRO-DLM30-3K-X, | Indoor | LED | Downlight Recessed | 2700 | 40 | 69.2 |  | 2700K | 83 | 39000 | Continuously Dimmable |  | 2016-08-08
Atlantic Lighting | Atlantic Lighting | XLED610-BXX-VR15-27K-2WR | XLED610-BXX-VR15-27K-2WR | ,XLED610-BXX-VR15-35K-2WR,; ,XLED610-BXX-VR15-3K-2WR,; ,XLED610-BXX-VR15-4K-2WR,; ,XLED610-BXX-VR15-5K-2WR, | Indoor | LED | Downlight Recessed | 1050 | 12 | 97.2 |  | 2700K | 83 | 50000 | Continuously Dimmable,0-10V Dimming | Distribution beam options B20, B25, B30, B35, B40, B60 | 2016-08-03
Atlantic Lighting | Atlantic Lighting | XLED610-BXX-VR20-27K-2WR | XLED610-BXX-VR20-27K-2WR | ,XLED610-BXX-VR20-35K-2WR,; ,XLED610-BXX-VR20-3K-2WR,; ,XLED610-BXX-VR20-4K-2WR,; ,XLED610-BXX-VR20-5K-2WR, | Indoor | LED | Downlight Recessed | 2200 | 27 | 85.9 |  | 2700K | 82 | 50000 | Continuously Dimmable,0-10V Dimming | Distribution beam options B20, B25, B30, B35, B40, B60 | 2016-08-03
Atlantic Lighting | Atlantic Lighting | XLED610-BXX-VR25-27K-2WR | XLED610-BXX-VR25-27K-2WR | ,XLED610-BXX-VR25-35K-2WR,; ,XLED610-BXX-VR25-3K-2WR,; ,XLED610-BXX-VR25-4K-2WR,; ,XLED610-BXX-VR25-5K-2WR, | Indoor | LED | Downlight Recessed | 2200 | 27 | 85.9 |  | 2700K | 82 | 50000 | Continuously Dimmable,0-10V Dimming | Distribution beam options B20, B25, B30, B35, B40, B60 | 2016-08-03
Atlantic Lighting | Atlantic Lighting | LED4IC-SYL11-27K-X | LED4IC-SYL11-27K-X | ,LED4IC-SYL11-35K-X,; ,LED4IC-SYL11-3K-X,; ,LED4IC-SYL11-4K-X,; ,LED4IC-SYL15-27K-X,; ,LED4IC-SYL15-35K-X,; ,LED4IC-SYL15-3K-X,; ,LED4IC-SYL15-4K-X,; ,LED4IC-SYL20-27K-X,; ,LED4IC-SYL20-35K-X,; ,LED4IC-SYL20-3K-X,; ,LED4IC-SYL20-4K-X, | Indoor | LED | Downlight Recessed | 857 | 13.9 | 61.5 |  | 2700K | 82 | 60000 | Continuously Dimmable | All fixtures may use specular, semi-specular, haze, white, or black reflectors with frosted, prismatic or drop opal lens, white or black baffle with a widedistribution. Alternate housings available including Remodeler and Retrofit. | 2016-07-07
Atlantic Lighting | Atlantic Lighting | LED4IC-SYL30-27K-X | LED4IC-SYL30-27K-X | ,LED4IC-SYL30-35K-X,; ,LED4IC-SYL30-3K-X,; ,LED4IC-SYL30-4K-X, | Indoor | LED | Downlight Recessed | 2130 | 37.7 | 56.5 |  | 2700K | 82 | 60000 | Continuously Dimmable | All fixtures may use specular, semi-specular, haze, white, or black reflectors with frosted, prismatic or drop opal lens, white or black baffle with a widedistribution. Alternate housings available including Remodeler and Retrofit. | 2016-07-07
Atlantic Lighting | Atlantic Lighting | LED4-SYL11-27K-X | LED4-SYL11-27K-X | ,LED4-SYL11-35K-X,; ,LED4-SYL11-3K-X,; ,LED4-SYL11-4K-X,; ,LED4-SYL15-27K-X,; ,LED4-SYL15-35K-X,; ,LED4-SYL15-3K-X,; ,LED4-SYL15-4K-X,; ,LED4-SYL20-27K-X,; ,LED4-SYL20-35K-X,; ,LED4-SYL20-3K-X,; ,LED4-SYL20-4K-X,; ,LED4E-SYL11-27K-X,; ,LED4E-SYL11-35K-X,; ,LED4E-SYL11-3K-X,; ,LED4E-SYL11-4K-X,; ,LED4E-SYL15-35K-X,; ,LED4E-SYL15-3K-X,; ,LED4E-SYL15-4K-X,; ,LED4E-SYL20-27K-X,; ,LED4E-SYL20-35K-X,; ,LED4E-SYL20-3K-X,; ,LED4E-SYL20-4K-X,; LED4E-SYL15-27K-X,LED4E-SYL15-27K-X, | Indoor | LED | Downlight Recessed | 857 | 13.9 | 61.5 |  | 2700K | 82 | 60000 | Continuously Dimmable | All fixtures may use specular, semi-specular, haze, white, or black reflectors with frosted, prismatic or drop opal lens, white or black baffle with a widedistribution. Alternate housings available including Remodeler and Retrofit. | 2016-07-07
Atlantic Lighting | Atlantic Lighting | LED4-SYL30-27K-X | LED4-SYL30-27K-X | ,LED4-SYL30-35K-X,; ,LED4-SYL30-3K-X,; ,LED4-SYL30-4K-X,; ,LED4E-SYL30-27K-X,; ,LED4E-SYL30-35K-X,; ,LED4E-SYL30-3K-X,; ,LED4E-SYL30-4K-X, | Indoor | LED | Downlight Recessed | 2130 | 37.7 | 56.5 |  | 2700K | 82 | 60000 | Continuously Dimmable | All fixtures may use specular, semi-specular, haze, white, or black reflectors with frosted, prismatic or drop opal lens, white or black baffle with a widedistribution. Alternate housings available including Remodeler and Retrofit. | 2016-07-07
Atlantic Lighting | Atlantic Lighting | LED4x4-VR100-27K-X | LED4x4-VR100-27K-X | ,LED10M-VR100-27K-X,; ,LED10M-VR100-35K-X,; ,LED10M-VR100-3K-X,; ,LED10M-VR100-4K-X,; ,LED10M-VR100-5K-X,; ,LED10M-VR85-27K-X,; ,LED10M-VR85-35K-X,; ,LED10M-VR85-3K-X,; ,LED10M-VR85-4K-X,; ,LED10M-VR85-5K-X,; ,LED10N-VR100-27K-X,; ,LED10N-VR100-35K-X,; ,LED10N-VR100-3K-X,; ,LED10N-VR100-4K-X,; ,LED10N-VR100-5K-X,; ,LED10N-VR85-27K-X,; ,LED10N-VR85-35K-X,; ,LED10N-VR85-3K-X,; ,LED10N-VR85-4K-X,; ,LED10N-VR85-5K-X,; ,LED10W-VR100-27K-X,; ,LED10W-VR100-35K-X,; ,LED10W-VR100-3K-X,; ,LED10W-VR100-4K-X,; ,LED10W-VR100-5K-X,; ,LED10W-VR85-27K-X,; ,LED10W-VR85-35K-X,; ,LED10W-VR85-3K-X,; ,LED10W-VR85-4K-X,; ,LED10W-VR85-5K-X,; ,LED12M-VR100-27K-X,; ,LED12M-VR100-35K-X,; ,LED12M-VR100-3K-X,; ,LED12M-VR100-4K-X,; ,LED12M-VR100-5K-X,; ,LED12M-VR85-27K-X,; ,LED12M-VR85-35K-X,; ,LED12M-VR85-3K-X,; ,LED12M-VR85-4K-X,; ,LED12M-VR85-5K-X,; ,LED12N-VR100-27K-X,; ,LED12N-VR100-35K-X,; ,LED12N-VR100-3K-X,; ,LED12N-VR100-4K-X,; ,LED12N-VR100-5K-X,; ,LED12N-VR85-27K-X,; ,LED12N-VR85-35K-X,; ,LED12N-VR85-3K-X,; ,LED12N-VR85-4K-X,; ,LED12N-VR85-5K-X,; ,LED12W-VR100-27K-X,; ,LED12W-VR100-35K-X,; ,LED12W-VR100-3K-X,; ,LED12W-VR100-4K-X,; ,LED12W-VR100-5K-X,; ,LED12W-VR85-27K-X,; ,LED12W-VR85-35K-X,; ,LED12W-VR85-3K-X,; ,LED12W-VR85-4K-X,; ,LED12W-VR85-5K-X,; ,LED4x4-VR100-35K-X,; ,LED4x4-VR100-3K-X,; ,LED4x4-VR100-4K-X,; ,LED4x4-VR100-5K-X,; ,LED4x4-VR85-27K-X,; ,LED4x4-VR85-35K-X,; ,LED4x4-VR85-3K-X,; ,LED4x4-VR85-4K-X,; ,LED4x4-VR85-5K-X,; ,LED6M-VR100-27K-X,; ,LED6M-VR100-35K-X,; ,LED6M-VR100-3K-X,; ,LED6M-VR100-4K-X,; ,LED6M-VR100-5K-X,; ,LED6M-VR85-27K-X,; ,LED6M-VR85-35K-X,; ,LED6M-VR85-3K-X,; ,LED6M-VR85-4K-X,; ,LED6M-VR85-5K-X,; ,LED6W-VR100-27K-X,; ,LED6W-VR100-35K-X,; ,LED6W-VR100-3K-X,; ,LED6W-VR100-4K-X,; ,LED6W-VR100-5K-X,; ,LED6W-VR85-27K-X,; ,LED6W-VR85-35K-X,; ,LED6W-VR85-3K-X,; ,LED6W-VR85-4K-X,; ,LED6W-VR85-5K-X,; ,LED6x6-VR100-27K-X,; ,LED6x6-VR100-35K-X,; ,LED6x6-VR100-3K-X,; ,LED6x6-VR100-4K-X,; ,LED6x6-VR100-5K-X,; ,LED6x6-VR85-27K-X,; ,LED6x6-VR85-35K-X,; ,LED6x6-VR85-3K-X,; ,LED6x6-VR85-4K-X,; ,LED6x6-VR85-5K-X,; ,LED7ADJ-VR100-27K-X,; ,LED7ADJ-VR100-35K-X,; ,LED7ADJ-VR100-3K-X,; ,LED7ADJ-VR100-4K-X,; ,LED7ADJ-VR100-5K-X,; ,LED7ADJ-VR85-27K-X,; ,LED7ADJ-VR85-35K-X,; ,LED7ADJ-VR85-3K-X,; ,LED7ADJ-VR85-4K-X,; ,LED7ADJ-VR85-5K-X,; ,LED8M-VR100-27K-X,; ,LED8M-VR100-35K-X,; ,LED8M-VR100-3K-X,; ,LED8M-VR100-4K-X,; ,LED8M-VR100-5K-X,; ,LED8M-VR85-27K-X,; ,LED8M-VR85-35K-X,; ,LED8M-VR85-3K-X,; ,LED8M-VR85-4K-X,; ,LED8M-VR85-5K-X,; ,LED8N-VR100-27K-X,; ,LED8N-VR100-35K-X,; ,LED8N-VR100-3K-X,; ,LED8N-VR100-4K-X,; ,LED8N-VR100-5K-X,; ,LED8N-VR85-27K-X,; ,LED8N-VR85-35K-X,; ,LED8N-VR85-3K-X,; ,LED8N-VR85-4K-X,; ,LED8N-VR85-5K-X,; ,LED8W-VR100-27K-X,; ,LED8W-VR100-35K-X,; ,LED8W-VR100-3K-X,; ,LED8W-VR100-4K-X,; ,LED8W-VR100-5K-X,; ,LED8W-VR85-27K-X,; ,LED8W-VR85-35K-X,; ,LED8W-VR85-3K-X,; ,LED8W-VR85-4K-X,; ,LED8W-VR85-5K-X,; ,XLED1220-M-85W-27K-XX-XX,; ,XLED1220-M-85W-35K-XX-XX,; ,XLED1220-M-85W-3K-XX-XX,; ,XLED1220-M-85W-4K-XX-XX,; ,XLED1220-M-85W-5K-XX-XX,; ,XLED1220-N-85W-27K-XX-XX,; ,XLED1220-N-85W-35K-XX-XX,; ,XLED1220-N-85W-3K-XX-XX,; ,XLED1220-N-85W-4K-XX-XX,; ,XLED1220-N-85W-5K-XX-XX,; ,XLED1220-W-85W-27K-XX-XX,; ,XLED1220-W-85W-35K-XX-XX,; ,XLED1220-W-85W-3K-XX-XX,; ,XLED1220-W-85W-4K-XX-XX,; ,XLED1220-W-85W-5K-XX-XX, | Indoor | LED | Downlight Recessed | 9000 | 108.2 | 56.6 |  | 2700K | 80 | 50000 | 0-10V Dimming,Wet Location Rated | The following are allowable, Housing(-R (remodeler construction) -RETRO (Retrofit construction)), Reflectors (xVRyPR,xVRySL,VSQ where x = 4,6, 8, 10, or 12" and y = "N"arrow "M"edium or "W"ide), Finishes (CL:Specular Clear, SS:Semi-specular Clear, HZ:Haze Clear, WH:Matte White), Other (PF:Polished Flange, GS:Gasket under flange) | 2015-12-08
Atlantic Lighting | Atlantic Lighting | LED4x4-VR40-27K-X | LED4x4-VR40-27K-X | ,LED10M-VR40-27K-X,; ,LED10M-VR40-35K-X,; ,LED10M-VR40-3K-X,; ,LED10M-VR40-4K-X,; ,LED10M-VR40-5K-X,; ,LED10M-VR55-27K-X,; ,LED10M-VR55-35K-X,; ,LED10M-VR55-3K-X,; ,LED10M-VR55-4K-X,; ,LED10M-VR55-5K-X,; ,LED10M-VR70-27K-X,; ,LED10M-VR70-35K-X,; ,LED10M-VR70-3K-X,; ,LED10M-VR70-4K-X,; ,LED10M-VR70-5K-X,; ,LED10N-VR40-27K-X,; ,LED10N-VR40-35K-X,; ,LED10N-VR40-3K-X,; ,LED10N-VR40-4K-X,; ,LED10N-VR40-5K-X,; ,LED10N-VR55-27K-X,; ,LED10N-VR55-35K-X,; ,LED10N-VR55-3K-X,; ,LED10N-VR55-4K-X,; ,LED10N-VR55-5K-X,; ,LED10N-VR70-27K-X,; ,LED10N-VR70-35K-X,; ,LED10N-VR70-3K-X,; ,LED10N-VR70-4K-X,; ,LED10N-VR70-5K-X,; ,LED10W-VR40-27K-X,; ,LED10W-VR40-35K-X,; ,LED10W-VR40-3K-X,; ,LED10W-VR40-4K-X,; ,LED10W-VR40-5K-X,; ,LED10W-VR55-27K-X,; ,LED10W-VR55-35K-X,; ,LED10W-VR55-3K-X,; ,LED10W-VR55-4K-X,; ,LED10W-VR55-5K-X,; ,LED10W-VR70-27K-X,; ,LED10W-VR70-35K-X,; ,LED10W-VR70-3K-X,; ,LED10W-VR70-4K-X,; ,LED10W-VR70-5K-X,; ,LED12M-VR40-27K-X,; ,LED12M-VR40-35K-X,; ,LED12M-VR40-3K-X,; ,LED12M-VR40-4K-X,; ,LED12M-VR40-5K-X,; ,LED12M-VR55-27K-X,; ,LED12M-VR55-35K-X,; ,LED12M-VR55-3K-X,; ,LED12M-VR55-4K-X,; ,LED12M-VR55-5K-X,; ,LED12M-VR70-27K-X,; ,LED12M-VR70-35K-X,; ,LED12M-VR70-3K-X,; ,LED12M-VR70-4K-X,; ,LED12M-VR70-5K-X,; ,LED12N-VR40-27K-X,; ,LED12N-VR40-35K-X,; ,LED12N-VR40-3K-X,; ,LED12N-VR40-4K-X,; ,LED12N-VR40-5K-X,; ,LED12N-VR55-27K-X,; ,LED12N-VR55-35K-X,; ,LED12N-VR55-3K-X,; ,LED12N-VR55-4K-X,; ,LED12N-VR55-5K-X,; ,LED12N-VR70-27K-X,; ,LED12N-VR70-35K-X,; ,LED12N-VR70-3K-X,; ,LED12N-VR70-4K-X,; ,LED12N-VR70-5K-X,; ,LED12W-VR40-27K-X,; ,LED12W-VR40-35K-X,; ,LED12W-VR40-3K-X,; ,LED12W-VR40-4K-X,; ,LED12W-VR40-5K-X,; ,LED12W-VR55-27K-X,; ,LED12W-VR55-35K-X,; ,LED12W-VR55-3K-X,; ,LED12W-VR55-4K-X,; ,LED12W-VR55-5K-X,; ,LED12W-VR70-27K-X,; ,LED12W-VR70-35K-X,; ,LED12W-VR70-3K-X,; ,LED12W-VR70-4K-X,; ,LED12W-VR70-5K-X,; ,LED4x4-VR40-35K-X,; ,LED4x4-VR40-3K-X,; ,LED4x4-VR40-4K-X,; ,LED4x4-VR40-5K-X,; ,LED4x4-VR55-27K-X,; ,LED4x4-VR55-35K-X,; ,LED4x4-VR55-3K-X,; ,LED4x4-VR55-4K-X,; ,LED4x4-VR55-5K-X,; ,LED4x4-VR70-27K-X,; ,LED4x4-VR70-35K-X,; ,LED4x4-VR70-3K-X,; ,LED4x4-VR70-4K-X,; ,LED4x4-VR70-5K-X,; ,LED6M-VR40-27K-X,; ,LED6M-VR40-35K-X,; ,LED6M-VR40-3K-X,; ,LED6M-VR40-4K-X,; ,LED6M-VR40-5K-X,; ,LED6M-VR55-27K-X,; ,LED6M-VR55-35K-X,; ,LED6M-VR55-3K-X,; ,LED6M-VR55-4K-X,; ,LED6M-VR55-5K-X,; ,LED6M-VR70-27K-X,; ,LED6M-VR70-35K-X,; ,LED6M-VR70-3K-X,; ,LED6M-VR70-4K-X,; ,LED6M-VR70-5K-X,; ,LED6W-VR40-27K-X,; ,LED6W-VR40-35K-X,; ,LED6W-VR40-3K-X,; ,LED6W-VR40-4K-X,; ,LED6W-VR40-5K-X,; ,LED6W-VR55-27K-X,; ,LED6W-VR55-35K-X,; ,LED6W-VR55-3K-X,; ,LED6W-VR55-4K-X,; ,LED6W-VR55-5K-X,; ,LED6W-VR70-27K-X,; ,LED6W-VR70-35K-X,; ,LED6W-VR70-3K-X,; ,LED6W-VR70-4K-X,; ,LED6W-VR70-5K-X,; ,LED6x6-VR40-27K-X,; ,LED6x6-VR40-35K-X,; ,LED6x6-VR40-3K-X,; ,LED6x6-VR40-4K-X,; ,LED6x6-VR40-5K-X,; ,LED6x6-VR55-27K-X,; ,LED6x6-VR55-35K-X,; ,LED6x6-VR55-3K-X,; ,LED6x6-VR55-4K-X,; ,LED6x6-VR55-5K-X,; ,LED6x6-VR70-27K-X,; ,LED6x6-VR70-35K-X,; ,LED6x6-VR70-3K-X,; ,LED6x6-VR70-4K-X,; ,LED6x6-VR70-5K-X,; ,LED7ADJ-VR40-27K-X,; ,LED7ADJ-VR40-35K-X,; ,LED7ADJ-VR40-3K-X,; ,LED7ADJ-VR40-4K-X,; ,LED7ADJ-VR40-5K-X,; ,LED7ADJ-VR55-27K-X,; ,LED7ADJ-VR55-35K-X,; ,LED7ADJ-VR55-3K-X,; ,LED7ADJ-VR55-4K-X,; ,LED7ADJ-VR55-5K-X,; ,LED7ADJ-VR70-27K-X,; ,LED7ADJ-VR70-35K-X,; ,LED7ADJ-VR70-3K-X,; ,LED7ADJ-VR70-4K-X,; ,LED7ADJ-VR70-5K-X,; ,LED8M-VR40-27K-X,; ,LED8M-VR40-35K-X,; ,LED8M-VR40-3K-X,; ,LED8M-VR40-4K-X,; ,LED8M-VR40-5K-X,; ,LED8M-VR55-27K-X,; ,LED8M-VR55-35K-X,; ,LED8M-VR55-3K-X,; ,LED8M-VR55-4K-X,; ,LED8M-VR55-5K-X,; ,LED8M-VR70-27K-X,; ,LED8M-VR70-35K-X,; ,LED8M-VR70-3K-X,; ,LED8M-VR70-4K-X,; ,LED8M-VR70-5K-X,; ,LED8N-VR40-27K-X,; ,LED8N-VR40-35K-X,; ,LED8N-VR40-3K-X,; ,LED8N-VR40-4K-X,; ,LED8N-VR40-5K-X,; ,LED8N-VR55-27K-X,; ,LED8N-VR55-35K-X,; ,LED8N-VR55-3K-X,; ,LED8N-VR55-4K-X,; ,LED8N-VR55-5K-X,; ,LED8N-VR70-27K-X,; ,LED8N-VR70-35K-X,; ,LED8N-VR70-3K-X,; ,LED8N-VR70-4K-X,; ,LED8N-VR70-5K-X,; ,LED8W-VR40-27K-X,; ,LED8W-VR40-35K-X,; ,LED8W-VR40-3K-X,; ,LED8W-VR40-4K-X,; ,LED8W-VR40-5K-X,; ,LED8W-VR55-27K-X,; ,LED8W-VR55-35K-X,; ,LED8W-VR55-3K-X,; ,LED8W-VR55-4K-X,; ,LED8W-VR55-5K-X,; ,LED8W-VR70-27K-X,; ,LED8W-VR70-35K-X,; ,LED8W-VR70-3K-X,; ,LED8W-VR70-4K-X,; ,LED8W-VR70-5K-X,; ,XLED1220-M-40W-27K-XX-XX,; ,XLED1220-M-40W-35K-XX-XX,; ,XLED1220-M-40W-3K-XX-XX,; ,XLED1220-M-40W-4K-XX-XX,; ,XLED1220-M-40W-5K-XX-XX,; ,XLED1220-M-55W-27K-XX-XX,; ,XLED1220-M-55W-35K-XX-XX,; ,XLED1220-M-55W-3K-XX-XX,; ,XLED1220-M-55W-4K-XX-XX,; ,XLED1220-M-55W-5K-XX-XX,; ,XLED1220-M-70W-27K-XX-XX,; ,XLED1220-M-70W-35K-XX-XX,; ,XLED1220-M-70W-3K-XX-XX,; ,XLED1220-M-70W-4K-XX-XX,; ,XLED1220-M-70W-5K-XX-XX,; ,XLED1220-N-40W-27K-XX-XX,; ,XLED1220-N-40W-35K-XX-XX,; ,XLED1220-N-40W-3K-XX-XX,; ,XLED1220-N-40W-4K-XX-XX,; ,XLED1220-N-40W-5K-XX-XX,; ,XLED1220-N-55W-27K-XX-XX,; ,XLED1220-N-55W-35K-XX-XX,; ,XLED1220-N-55W-3K-XX-XX,; ,XLED1220-N-55W-4K-XX-XX,; ,XLED1220-N-55W-5K-XX-XX,; ,XLED1220-N-70W-27K-XX-XX,; ,XLED1220-N-70W-35K-XX-XX,; ,XLED1220-N-70W-3K-XX-XX,; ,XLED1220-N-70W-4K-XX-XX,; ,XLED1220-N-70W-5K-XX-XX,; ,XLED1220-W-40W-27K-XX-XX,; ,XLED1220-W-40W-35K-XX-XX,; ,XLED1220-W-40W-3K-XX-XX,; ,XLED1220-W-40W-4K-XX-XX,; ,XLED1220-W-40W-5K-XX-XX,; ,XLED1220-W-55W-27K-XX-XX,; ,XLED1220-W-55W-35K-XX-XX,; ,XLED1220-W-55W-3K-XX-XX,; ,XLED1220-W-55W-4K-XX-XX,; ,XLED1220-W-55W-5K-XX-XX,; ,XLED1220-W-70W-27K-XX-XX,; ,XLED1220-W-70W-35K-XX-XX,; ,XLED1220-W-70W-3K-XX-XX,; ,XLED1220-W-70W-4K-XX-XX,; ,XLED1220-W-70W-5K-XX-XX, | Indoor | LED | Downlight Recessed | 4500 | 42.7 | 59.3 |  | 3000K | 90 | 50000 | 0-10V Dimming,Wet Location Rated | The following are allowable, Housing(-R (remodeler construction) -RETRO (Retrofit construction)), Reflectors (xVRyPR,xVRySL,VSQ where x = 4,6, 8, 10, or 12" and y = "N"arrow "M"edium or "W"ide), Finishes (CL:Specular Clear, SS:Semi-specular Clear, HZ:Haze Clear, WH:Matte White), Other (PF:Polished Flange, GS:Gasket under flange) | 2015-12-08
Atlantic Lighting | Atlantic Lighting | LED6-DLM11-27K-X | LED6-DLM11-27K-X | ,LED6-DLM11-35K-X,; ,LED6-DLM11-3K-X,; ,LED6-DLM11-4K-X,; ,LED6-R-DLM11-27K-X,; ,LED6-R-DLM11-35K-X,; ,LED6-R-DLM11-3K-X,; ,LED6-R-DLM11-4K-X,; ,LED6AT-R-DLM11-27K-X,; ,LED6AT-R-DLM11-35K-X,; ,LED6AT-R-DLM11-3K-X,; ,LED6AT-R-DLM11-4K-X,; ,LED6WD-DLM11-27K-X,; ,LED6WD-DLM11-35K-X,; ,LED6WD-DLM11-3K-X,; ,LED6WD-DLM11-4K-X, | Indoor | LED | Downlight Recessed | 1667 | 17 | 118.5 |  | 2700K | 83 | 39000 | Continuously Dimmable |  | 2016-08-08
Atlantic Lighting | Atlantic Lighting | LED6-DLM15-27K-X | LED6-DLM15-27K-X | ,LED6-DLM15-35K-X,; ,LED6-DLM15-3K-X,; ,LED6-DLM15-4K-X,; ,LED6-DLM20-27K-X,; ,LED6-DLM20-35K-X,; ,LED6-DLM20-3K-X,; ,LED6-DLM20-4K-X,; ,LED6-R-DLM15-27K-X,; ,LED6-R-DLM15-35K-X,; ,LED6-R-DLM15-3K-X,; ,LED6-R-DLM15-4K-X,; ,LED6-R-DLM20-27K-X,; ,LED6-R-DLM20-35K-X,; ,LED6-R-DLM20-3K-X,; ,LED6-R-DLM20-4K-X,; ,LED6AT-R-DLM15-27K-X,; ,LED6AT-R-DLM15-35K-X,; ,LED6AT-R-DLM15-3K-X,; ,LED6AT-R-DLM15-4K-X,; ,LED6AT-R-DLM20-27K-X,; ,LED6AT-R-DLM20-35K-X,; ,LED6AT-R-DLM20-3K-X,; ,LED6AT-R-DLM20-4K-X,; ,LED6WD-DLM15-27K-X,; ,LED6WD-DLM15-35K-X,; ,LED6WD-DLM15-3K-X,; ,LED6WD-DLM15-4K-X,; ,LED6WD-DLM20-27K-X,; ,LED6WD-DLM20-35K-X,; ,LED6WD-DLM20-3K-X,; ,LED6WD-DLM20-4K-X, | Indoor | LED | Downlight Recessed | 1400 | 20 | 73.9 |  | 2700K | 83 | 39000 | Continuously Dimmable |  | 2016-08-08
Atlantic Lighting | Atlantic Lighting | LED6-DLM30-27K-X | LED6-DLM30-27K-X | ,LED6-DLM30-35K-X,; ,LED6-DLM30-3K-X,; ,LED6-DLM30-4K-X,; ,LED6-R-DLM30-27K-X,; ,LED6-R-DLM30-35K-X,; ,LED6-R-DLM30-3K-X,; ,LED6-R-DLM30-4K-X,; ,LED6AT-R-DLM30-27K-X,; ,LED6AT-R-DLM30-35K-X,; ,LED6AT-R-DLM30-3K-X,; ,LED6AT-R-DLM30-4K-X,; ,LED6WD-DLM30-27K-X,; ,LED6WD-DLM30-35K-X,; ,LED6WD-DLM30-3K-X,; ,LED6WD-DLM30-4K-X, | Indoor | LED | Downlight Recessed | 2700 | 40 | 69.2 |  | 2700K | 83 | 39000 | Continuously Dimmable |  | 2016-08-08
Atlantic Lighting | Atlantic Lighting | LED6IC-DLM11-27K-X | LED6IC-DLM11-27K-X | ,LED6IC-DLM11-35K-X,; ,LED6IC-DLM11-3K-X,; ,LED6IC-DLM11-4K-X, | Indoor | LED | Downlight Recessed | 1667 | 17 | 118.5 |  | 2700K | 83 | 39000 | Continuously Dimmable |  | 2016-08-08
Atlantic Lighting | Atlantic Lighting | LED6IC-DLM15-27K-X | LED6IC-DLM15-27K-X | ,LED6IC-DLM15-35K-X,; ,LED6IC-DLM15-3K-X,; ,LED6IC-DLM15-4K-X,; ,LED6IC-DLM20-27K-X,; ,LED6IC-DLM20-35K-X,; ,LED6IC-DLM20-3K-X,; ,LED6IC-DLM20-4K-X, | Indoor | LED | Downlight Recessed | 1400 | 20 | 73.9 |  | 2700K | 83 | 39000 | Continuously Dimmable |  | 2016-08-08
Atlantic Lighting | Atlantic Lighting | LED6IC-DLM30-27K-X | LED6IC-DLM30-27K-X | LED6IC-DLM30-35K-X,LED6IC-DLM30-35K-X,; LED6IC-DLM30-3K-X,LED6IC-DLM30-3K-X,; LED6IC-DLM30-4K-X,LED6IC-DLM30-4K-X, | Indoor | LED | Downlight Recessed | 2700 | 40 | 69.2 |  | 2700K | 83 | 39000 | Continuously Dimmable |  | 2016-08-08
Atlantic Lighting | Atlantic Lighting | LED6IC-SYL11-27K-X | LED6IC-SYL11-27K-X | ,LED6IC-SYL11-35K-X,; ,LED6IC-SYL11-4K-X,; ,LED6IC-SYL15-27K-X,; ,LED6IC-SYL15-35K-X,; ,LED6IC-SYL15-3K-X,; ,LED6IC-SYL15-4K-X,; ,LED6IC-SYL20-27K-X,; ,LED6IC-SYL20-35K-X,; ,LED6IC-SYL20-3K-X,; ,LED6IC-SYL20-4K-X, | Indoor | LED | Downlight Recessed | 857 | 13.9 | 61.5 |  | 2700K | 82 | 60000 | Continuously Dimmable | All fixtures may use specular, semi-specular, haze, white, or black reflectors with frosted, prismatic or drop opal lens, white or black baffle with a widedistribution. Alternate housings available including Remodeler and Retrofit. | 2016-07-07
Atlantic Lighting | Atlantic Lighting | LED6IC-SYL30-27K-X | LED6IC-SYL30-27K-X | ,LED6IC-SYL30-35K-X,; ,LED6IC-SYL30-3K-X,; ,LED6IC-SYL30-4K-X, | Indoor | LED | Downlight Recessed | 2130 | 37.7 | 56.5 |  | 2700K | 82 | 60000 | Continuously Dimmable | All fixtures may use specular, semi-specular, haze, white, or black reflectors with frosted, prismatic or drop opal lens, white or black baffle with a widedistribution. Alternate housings available including Remodeler and Retrofit. | 2016-07-07
Atlantic Lighting | Atlantic Lighting | LED6-SYL11-27K-X | LED6-SYL11-27K-X | ,LED6-SYL11-35K-X,; ,LED6-SYL11-3K-X,; ,LED6-SYL11-4K-X,; ,LED6-SYL15-27K-X,; ,LED6-SYL15-35K-X,; ,LED6-SYL15-3K-X,; ,LED6-SYL15-4K-X,; ,LED6-SYL20-27K-X,; ,LED6-SYL20-35K-X,; ,LED6-SYL20-3K-X,; ,LED6-SYL20-4K-X,; ,LED6WD-SYL11-27K-X,; ,LED6WD-SYL11-35K-X,; ,LED6WD-SYL11-3K-X,; ,LED6WD-SYL11-4K-X,; ,LED6WD-SYL15-27K-X,; ,LED6WD-SYL15-35K-X,; ,LED6WD-SYL15-3K-X,; ,LED6WD-SYL15-4K-X,; ,LED6WD-SYL20-27K-X,; ,LED6WD-SYL20-35K-X,; ,LED6WD-SYL20-3K-X,; ,LED6WD-SYL20-4K-X, | Indoor | LED | Downlight Recessed | 857 | 13.9 | 61.5 |  | 2700K | 82 | 60000 | Continuously Dimmable | All fixtures may use specular, semi-specular, haze, white, or black reflectors with frosted, prismatic or drop opal lens, white or black baffle with a widedistribution. Alternate housings available including Remodeler and Retrofit. | 2016-07-07
Atlantic Lighting | Atlantic Lighting | LED6-SYL11-27K-X | LED6-SYL11-27K-X | ,LED6-SYL11-35K-X,; ,LED6-SYL11-3K-X,; ,LED6-SYL11-4K-X,; ,LED6-SYL15-27K-X,; ,LED6-SYL15-35K-X,; ,LED6-SYL15-3K-X,; ,LED6-SYL15-4K-X,; ,LED6-SYL20-27K-X,; ,LED6-SYL20-35K-X,; ,LED6-SYL20-3K-X,; ,LED6-SYL20-4K-X,; ,LED6WD-SYL11-27K-X,; ,LED6WD-SYL11-35K-X,; ,LED6WD-SYL11-3K-X,; ,LED6WD-SYL11-4K-X,; ,LED6WD-SYL15-27K-X,; ,LED6WD-SYL15-35K-X,; ,LED6WD-SYL15-3K-X,; ,LED6WD-SYL15-4K-X,; ,LED6WD-SYL20-27K-X,; ,LED6WD-SYL20-35K-X,; ,LED6WD-SYL20-3K-X,; ,LED6WD-SYL20-4K-X, | Indoor | LED | Downlight Recessed | 857 | 13.9 | 61.5 |  | 2700K | 82 | 60000 | Continuously Dimmable | All fixtures may use specular, semi-specular, haze, white, or black reflectors with frosted, prismatic or drop opal lens, white or black baffle with a widedistribution. Alternate housings available including Remodeler and Retrofit. | 2016-07-07
Atlantic Lighting | Atlantic Lighting | LED6-SYL30-27K-X | LED6-SYL30-27K-X | ,LED6-SYL30-35K-X,; ,LED6-SYL30-3K-X,; ,LED6-SYL30-4K-X,; ,LED6WD-SYL30-27K-X,; ,LED6WD-SYL30-35K-X,; ,LED6WD-SYL30-3K-X,; ,LED6WD-SYL30-4K-X, | Indoor | LED | Downlight Recessed | 2130 | 37.7 | 56.5 |  | 2700K | 82 | 60000 | Continuously Dimmable | All fixtures may use specular, semi-specular, haze, white, or black reflectors with frosted, prismatic or drop opal lens, white or black baffle with a widedistribution. Alternate housings available including Remodeler and Retrofit. | 2016-07-07
Atlantic Lighting | Atlantic Lighting | LED7-DLM11-27K-X | LED7-DLM11-27K-X | ,LED7-DLM11-35K-X,; ,LED7-DLM11-3K-X,; ,LED7-DLM11-4K-X,; ,LED7-R-DLM11-27K-X,; ,LED7-R-DLM11-35K-X,; ,LED7-R-DLM11-3K-X,; ,LED7-R-DLM11-4K-X,; ,LED7ADJ-DLM11-27K-X,; ,LED7ADJ-DLM11-35K-X,; ,LED7ADJ-DLM11-3K-X,; ,LED7ADJ-DLM11-4K-X,; ,LED7AT-R-DLM11-27K-X,; ,LED7AT-R-DLM11-35K-X,; ,LED7AT-R-DLM11-3K-X,; ,LED7AT-R-DLM11-4K-X, | Indoor | LED | Downlight Recessed | 1667 | 17 | 118.5 |  | 2700K | 83 | 39000 | Continuously Dimmable |  | 2016-08-08
Atlantic Lighting | Atlantic Lighting | LED7-DLM15-27K-X | LED7-DLM15-27K-X | ,LED7-DLM15-35K-X,; ,LED7-DLM15-3K-X,; ,LED7-DLM15-4K-X,; ,LED7-DLM20-27K-X,; ,LED7-DLM20-35K-X,; ,LED7-DLM20-3K-X,; ,LED7-DLM20-4K-X,; ,LED7-R-DLM15-27K-X,; ,LED7-R-DLM15-35K-X,; ,LED7-R-DLM15-3K-X,; ,LED7-R-DLM15-4K-X,; ,LED7-R-DLM20-27K-X,; ,LED7-R-DLM20-35K-X,; ,LED7-R-DLM20-3K-X,; ,LED7-R-DLM20-4K-X,; ,LED7ADJ-DLM15-27K-X,; ,LED7ADJ-DLM15-35K-X,; ,LED7ADJ-DLM15-3K-X,; ,LED7ADJ-DLM15-4K-X,; ,LED7ADJ-DLM20-27K-X,; ,LED7ADJ-DLM20-35K-X,; ,LED7ADJ-DLM20-3K-X,; ,LED7ADJ-DLM20-4K-X,; ,LED7AT-R-DLM15-27K-X,; ,LED7AT-R-DLM15-35K-X,; ,LED7AT-R-DLM15-3K-X,; ,LED7AT-R-DLM15-4K-X,; ,LED7AT-R-DLM20-27K-X,; ,LED7AT-R-DLM20-35K-X,; ,LED7AT-R-DLM20-3K-X,; ,LED7AT-R-DLM20-4K-X, | Indoor | LED | Downlight Recessed | 1400 | 20 | 73.9 |  | 2700K | 83 | 39000 | Continuously Dimmable |  | 2016-08-08
Atlantic Lighting | Atlantic Lighting | LED7-DLM30-27K-X | LED7-DLM30-27K-X | ,LED7-DLM30-35K-X,; ,LED7-DLM30-3K-X,; ,LED7-DLM30-4K-X,; ,LED7-R-DLM30-27K-X,; ,LED7-R-DLM30-35K-X,; ,LED7-R-DLM30-3K-X,; ,LED7-R-DLM30-4K-X,; ,LED7ADJ-DLM30-27K-X,; ,LED7ADJ-DLM30-35K-X,; ,LED7ADJ-DLM30-3K-X,; ,LED7ADJ-DLM30-4K-X,; ,LED7AT-R-DLM30-27K-X,; ,LED7AT-R-DLM30-35K-X,; ,LED7AT-R-DLM30-3K-X,; ,LED7AT-R-DLM30-4K-X, | Indoor | LED | Downlight Recessed | 2700 | 40 | 69.2 |  | 2700K | 83 | 39000 | Continuously Dimmable |  | 2016-08-08
Atlantic Lighting | Atlantic Lighting | LED7IC-DLM11-27K-X | LED7IC-DLM11-27K-X | ,LED7IC-DLM11-35K-X,; ,LED7IC-DLM11-3K-X,; ,LED7IC-DLM11-4K-X, | Indoor | LED | Downlight Recessed | 1667 | 17 | 118.5 |  | 2700K | 83 | 39000 | Continuously Dimmable |  | 2016-08-08
Atlantic Lighting | Atlantic Lighting | LED7IC-DLM15-27K-X | LED7IC-DLM15-27K-X | ,LED7IC-DLM15-35K-X,; ,LED7IC-DLM15-3K-X,; ,LED7IC-DLM15-4K-X,; ,LED7IC-DLM20-27K-X,; ,LED7IC-DLM20-35K-X,; ,LED7IC-DLM20-3K-X,; ,LED7IC-DLM20-4K-X, | Indoor | LED | Downlight Recessed | 1400 | 20 | 73.9 |  | 2700K | 83 | 39000 | Continuously Dimmable |  | 2016-08-08
Atlantic Lighting | Atlantic Lighting | LED7IC-DLM30-27K-X | LED7IC-DLM30-27K-X | ,LED7IC-DLM30-35K-X,; ,LED7IC-DLM30-3K-X,; ,LED7IC-DLM30-4K-X, | Indoor | LED | Downlight Recessed | 2700 | 40 | 69.2 |  | 2700K | 83 | 39000 | Continuously Dimmable |  | 2016-08-08
Atlantic Lighting | Atlantic Lighting | LED7IC-SYL11-27K-X | LED7IC-SYL11-27K-X | ,LED7IC-SYL11-35K-X,; ,LED7IC-SYL11-3K-X,; ,LED7IC-SYL11-4K-X,; ,LED7IC-SYL15-27K-X,; ,LED7IC-SYL15-35K-X,; ,LED7IC-SYL15-3K-X,; ,LED7IC-SYL15-4K-X,; ,LED7IC-SYL20-27K-X,; ,LED7IC-SYL20-35K-X,; ,LED7IC-SYL20-3K-X,; ,LED7IC-SYL20-4K-X, | Indoor | LED | Downlight Recessed | 857 | 13.9 | 61.5 |  | 2700K | 82 | 60000 | Continuously Dimmable | All fixtures may use specular, semi-specular, haze, white, or black reflectors with frosted, prismatic or drop opal lens, white or black baffle with a widedistribution. Alternate housings available including Remodeler and Retrofit. | 2016-07-07
Atlantic Lighting | Atlantic Lighting | LED7IC-SYL30-27K-X | LED7IC-SYL30-27K-X | ,LED7IC-SYL30-35K-X,; ,LED7IC-SYL30-3K-X,; ,LED7IC-SYL30-4K-X, | Indoor | LED | Downlight Recessed | 2130 | 37.7 | 56.5 |  | 2700K | 82 | 60000 | Continuously Dimmable | All fixtures may use specular, semi-specular, haze, white, or black reflectors with frosted, prismatic or drop opal lens, white or black baffle with a widedistribution. Alternate housings available including Remodeler and Retrofit. | 2016-07-07
Atlantic Lighting | Atlantic Lighting | LED7-SYL11-27K-X | LED7-SYL11-27K-X | ,LED7-SYL11-35K-X,; ,LED7-SYL11-3K-X,; ,LED7-SYL11-4K-X,; ,LED7-SYL15-27K-X,; ,LED7-SYL15-35K-X,; ,LED7-SYL15-3K-X,; ,LED7-SYL15-4K-X,; ,LED7-SYL20-27K-X,; ,LED7-SYL20-35K-X,; ,LED7-SYL20-3K-X,; ,LED7-SYL20-4K-X,; ,LED7ADJ-SYL11-27K-X,; ,LED7ADJ-SYL11-35K-X,; ,LED7ADJ-SYL11-3K-X,; ,LED7ADJ-SYL11-4K-X,; ,LED7ADJ-SYL15-27K-X,; ,LED7ADJ-SYL15-35K-X,; ,LED7ADJ-SYL15-3K-X,; ,LED7ADJ-SYL15-4K-X,; ,LED7ADJ-SYL20-27K-X,; ,LED7ADJ-SYL20-35K-X,; ,LED7ADJ-SYL20-3K-X,; ,LED7ADJ-SYL20-4K-X, | Indoor | LED | Downlight Recessed | 857 | 13.9 | 61.5 |  | 2700K | 82 | 60000 | Continuously Dimmable | All fixtures may use specular, semi-specular, haze, white, or black reflectors with frosted, prismatic or drop opal lens, white or black baffle with a widedistribution. Alternate housings available including Remodeler and Retrofit. | 2016-07-07
Atlantic Lighting | Atlantic Lighting | LED7-SYL30-27K-X | LED7-SYL30-27K-X | ,LED7-SYL30-35K-X,; ,LED7-SYL30-3K-X,; ,LED7-SYL30-4K-X,; ,LED7ADJ-SYL30-27K-X,; ,LED7ADJ-SYL30-35K-X,; ,LED7ADJ-SYL30-3K-X,; ,LED7ADJ-SYL30-4K-X, | Indoor | LED | Downlight Recessed | 2130 | 37.7 | 56.5 |  | 2700K | 82 | 60000 | Continuously Dimmable | All fixtures may use specular, semi-specular, haze, white, or black reflectors with frosted, prismatic or drop opal lens, white or black baffle with a widedistribution. Alternate housings available including Remodeler and Retrofit. | 2016-07-07
Atlantic Lighting | Atlantic Lighting | LED8-DLM11-27K-X | LED8-DLM11-27K-X | ,LED8-DLM11-35K-X,; ,LED8-DLM11-3K-X,; ,LED8-DLM11-4K-X,; ,LED8-R-DLM11-27K-X,; ,LED8-R-DLM11-35K-X,; ,LED8-R-DLM11-3K-X,; ,LED8-R-DLM11-4K-X,; ,LED8-TR-DLM11-27K-X,; ,LED8-TR-DLM11-35K-X,; ,LED8-TR-DLM11-3K-X,; ,LED8-TR-DLM11-4K-X,; ,LED8AT-R-DLM11-27K-X,; ,LED8AT-R-DLM11-35K-X,; ,LED8AT-R-DLM11-3K-X,; ,LED8AT-R-DLM11-4K-X,; ,LED8WD-DLM11-27K-X,; ,LED8WD-DLM11-35K-X,; ,LED8WD-DLM11-3K-X,; ,LED8WD-DLM11-4K-X, | Indoor | LED | Downlight Recessed | 1667 | 17 | 118.5 |  | 2700K | 83 | 39000 | Continuously Dimmable |  | 2016-08-08
Atlantic Lighting | Atlantic Lighting | LED8-DLM15-27K-X | LED8-DLM15-27K-X | ,LED8-DLM15-35K-X,; ,LED8-DLM15-3K-X,; ,LED8-DLM15-4K-X,; ,LED8-DLM20-27K-X,; ,LED8-DLM20-35K-X,; ,LED8-DLM20-3K-X,; ,LED8-DLM20-4K-X,; ,LED8-R-DLM15-27K-X,; ,LED8-R-DLM15-35K-X,; ,LED8-R-DLM15-3K-X,; ,LED8-R-DLM15-4K-X,; ,LED8-R-DLM20-27K-X,; ,LED8-R-DLM20-35K-X,; ,LED8-R-DLM20-3K-X,; ,LED8-R-DLM20-4K-X,; ,LED8-TR-DLM15-27K-X,; ,LED8-TR-DLM15-35K-X,; ,LED8-TR-DLM15-3K-X,; ,LED8-TR-DLM15-4K-X,; ,LED8-TR-DLM20-27K-X,; ,LED8-TR-DLM20-35K-X,; ,LED8-TR-DLM20-3K-X,; ,LED8-TR-DLM20-4K-X,; ,LED8AT-R-DLM15-27K-X,; ,LED8AT-R-DLM15-35K-X,; ,LED8AT-R-DLM15-3K-X,; ,LED8AT-R-DLM15-4K-X,; ,LED8AT-R-DLM20-27K-X,; ,LED8AT-R-DLM20-35K-X,; ,LED8AT-R-DLM20-3K-X,; ,LED8AT-R-DLM20-4K-X,; ,LED8WD-DLM15-27K-X,; ,LED8WD-DLM15-35K-X,; ,LED8WD-DLM15-3K-X,; ,LED8WD-DLM15-4K-X,; ,LED8WD-DLM20-27K-X,; ,LED8WD-DLM20-35K-X,; ,LED8WD-DLM20-3K-X,; ,LED8WD-DLM20-4K-X, | Indoor | LED | Downlight Recessed | 1400 | 20 | 73.9 |  | 2700K | 83 | 39000 | Continuously Dimmable |  | 2016-08-08
ATOMZ LLC | ATOMZ | LED Down Light | ATOMZ-DL-10W-1X |  | Indoor | LED | Downlight Solid State Retrofit | 650 | 10 | 69.2 |  | 2700K | 92 | 50000 | Continuously Dimmable,Damp Location Rated | "X" could be 2, 3, 4 or 5 denotes CCT 2700K, 3000K, 4000K or 5000K. | 2016-08-17
ATOMZ LLC | ATOMZ | LED Down Light | ATOMZ-DL-12W-2X |  | Indoor | LED | Downlight Solid State Retrofit | 850 | 12 | 73.4 |  | 2700K | 92 | 50000 | Continuously Dimmable,Damp Location Rated | "X" could be 2, 3, 4 or 5 denotes CCT 2700K, 3000K, 4000K or 5000K. | 2016-08-17
Aurio Lighting, Inc. | Aurio | LED Downlight | A-DL-12-27 |  | Indoor/Outdoor | LED | Downlight Recessed | 810 | 12 | 70.1 |  | 2700K | 91 | 50000 | Continuously Dimmable |  | 2016-06-20
Aurio Lighting, Inc. | Aurio | LED Downlight | A-DL-12-30 |  | Indoor/Outdoor | LED | Downlight Recessed | 810 | 12 | 70.1 |  | 3000K | 91 | 50000 | Continuously Dimmable |  | 2016-06-20
Aurio Lighting, Inc. | Aurio | LED Downlight | A-DL-12-40 |  | Indoor/Outdoor | LED | Downlight Recessed | 810 | 12 | 70.1 |  | 4000/4100K | 91 | 50000 | Continuously Dimmable |  | 2016-06-20
Aurio Lighting, Inc. | Aurio | LED Downlight | A-DL-12-50 |  | Indoor/Outdoor | LED | Downlight Recessed | 810 | 12 | 70.1 |  | 5000K | 91 | 50000 | Continuously Dimmable |  | 2016-06-20
Aurora Lighting Inc. | Aone Modules | 4" Aone Module Professional Downlight | AR-D04XC1XX9/XX |  | Indoor/Outdoor | LED | Downlight Solid State Retrofit | 890 | 10 | 95.6 |  | 2700K | 95 | 50000 | Continuously Dimmable | The first â€œXâ€ could be N, M or W denotes Narrow, Medium or Wide Diffuser; The 2nd and 3rd â€œXXâ€ could be WH, Br, SS or PC denotes color of trim ring White, Bronze, Satin Silver or Polished Chrome; The 4th and 5th â€œXXâ€ could be 27, 30, 35, 40 or 50 denotes CCT 2700K, 3000K, 3500K, 4000K or 5000K. | 2016-02-08
Aurora Lighting Inc. | Aone Modules | 4" Aone Module Professional Downlight | AR-D04XXXXX9/XX |  | Indoor/Outdoor | LED | Downlight Solid State Retrofit | 890 | 10 | 95.3 |  | 2700K | 95 | 50000 | Continuously Dimmable | The first â€œXâ€ could be N, M or W denotes Narrow, Medium or Wide Diffuser; The 2nd and 3rd â€œXXâ€ could be B1 or B2 denotes color of trim step White or Black; The 4th and 5th â€œXXâ€ could be WH, Br, SS or PC denotes color of trim ring White, Bronze, Satin Silver or Polished Chrome; The 6th and 7th â€œXXâ€ could be 27, 30, 35, 40 or 50 denotes CCT 2700K, 3000K, 3500K, 4000K or 5000K. | 2016-01-28
Aurora Lighting Inc. | Aone Modules | 4" Aone Module Professional Downlight | AR-D04XXXXX9/XX |  | Indoor/Outdoor | LED | Downlight Solid State Retrofit | 840 | 10 | 89.7 |  | 2700K | 94 | 50000 | Continuously Dimmable | The first â€œXâ€ could be N, M or W denotes Narrow, Medium or Wide Diffuser; The 2nd and 3rd â€œXXâ€ could be F1 or A1 denotes trim step Fixed or Adjustable Ring; The 4th and 5th â€œXXâ€ could be WH, Br, SS or PC denotes color of trim ring White, Bronze, Satin Silver or Polished Chrome; The 6th and 7th â€œXXâ€ could be 27, 30, 35, 40 or 50 denotes CCT 2700K, 3000K, 3500K, 4000K or 5000K. | 2016-02-19
Aurora Lighting Inc. | Aone Modules | 5-6" Aone Module Professional Downlight | AR-D56XC1XX9/XX |  | Indoor/Outdoor | LED | Downlight Solid State Retrofit | 1250 | 15 | 93.6 |  | 2700K | 95 | 50000 | Continuously Dimmable | The first â€œXâ€ could be N, M or W denotes Narrow, Medium or Wide Diffuser; The 2nd and 3rd â€œXXâ€ could be WH, Br, SS or PC denotes color of trim ring White, Bronze, Satin Silver or Polished Chrome; The 4th and 5th â€œXXâ€ could be 27, 30, 35, 40 or 50 denotes CCT 2700K, 3000K, 3500K, 4000K or 5000K. | 2016-02-08
Aurora Lighting Inc. | Aone Modules | 5-6" Aone Module Professional Downlight | AR-D56XXXXX9/XX |  | Indoor/Outdoor | LED | Downlight Solid State Retrofit | 1340 | 15 | 94.7 |  | 2700K | 95 | 50000 | Continuously Dimmable | The first â€œXâ€ could be N, M or W denotes Narrow, Medium or Wide Diffuser; The 2nd and 3rd â€œXXâ€ could be F1 or A1 denotes trim step Fixed or Adjustable Ring; The 4th and 5th â€œXXâ€ could be WH, Br, SS or PC denotes color of trim ring White, Bronze, Satin Silver or Polished Chrome; The 6th and 7th â€œXXâ€ could be 27, 30, 35, 40 or 50 denotes CCT 2700K, 3000K, 3500K, 4000K or 5000K. | 2016-02-19
Aurora Lighting Inc. | Aurora | SSL Downlight Retrofits | AR-DL2256/27 |  | Indoor | LED | Downlight Solid State Retrofit | 1200 | 18 | 69.7 |  | 2700K | 91 | 50000 | Continuously Dimmable |  | 2015-12-23
Aurora Lighting Inc. | Aone Modules | 5-6" Aone Module Professional Downlight | AR-D56XXXXX9/XX |  | Indoor/Outdoor | LED | Downlight Solid State Retrofit | 1280 | 15 | 93.3 |  | 2700K | 95 | 50000 | Continuously Dimmable | The first â€œXâ€ could be N, M or W denotes Narrow, Medium or Wide Diffuser; The 2nd and 3rd â€œXXâ€ could be B1 or B2 denotes color of trim step White or Black; The 4th and 5th "XX" could be WH, Br, SS or PC denotes color of trim ring White, Bronze, Satin Silver or Polished Chrome; The 6th and 7th â€œXXâ€ could be 27, 30, 35, 40 or 50 denotes CCT 2700K, 3000K, 3500K, 4000K or 5000K. | 2016-02-17
Aurora Lighting Inc. | Aurora | LED Downlight Retrofits | AR-DC0623/30 |  | Indoor/Outdoor | LED | Downlight Solid State Retrofit | 1380 | 23 | 63.1 |  | 3000K | 97 | 50000 | Continuously Dimmable |  | 2016-09-27
Aurora Lighting Inc. | Aurora | LED Downlight Retrofits | AR-DC0623/40 |  | Indoor/Outdoor | LED | Downlight Solid State Retrofit | 1400 | 23 | 70.3 |  | 4000/4100K | 95 | 50000 | Continuously Dimmable |  | 2016-09-27
Aurora Lighting Inc. | Aurora | LED Downlight Retrofits | AR-DC0623/50 |  | Indoor/Outdoor | LED | Downlight Solid State Retrofit | 1500 | 23 | 76.2 |  | 5000K | 93 | 50000 | Continuously Dimmable |  | 2016-09-27
Aurora Lighting Inc. | Aurora | LED Downlight Retrofits | AR-DC0627/30 |  | Indoor/Outdoor | LED | Downlight Solid State Retrofit | 1650 | 27 | 70.6 |  | 3000K | 95 | 50000 | Continuously Dimmable |  | 2016-09-27
Aurora Lighting Inc. | Aurora | LED Downlight Retrofits | AR-DC0627/50 |  | Indoor/Outdoor | LED | Downlight Solid State Retrofit | 1800 | 27 | 75.4 |  | 5000K | 91 | 50000 | Continuously Dimmable |  | 2016-09-27
Aurora Lighting Inc. | Aurora | LED Downlight Retrofits | AR-DC0840/30 |  | Indoor/Outdoor | LED | Downlight Solid State Retrofit | 2450 | 40 | 74.8 |  | 3000K | 96 | 50000 | Continuously Dimmable |  | 2016-09-27
Aurora Lighting Inc. | Aurora | LED Downlight Retrofits | AR-DC0840/40 |  | Indoor/Outdoor | LED | Downlight Solid State Retrofit | 2500 | 40 | 77.2 |  | 4000/4100K | 95 | 50000 | Continuously Dimmable |  | 2016-09-27
Aurora Lighting Inc. | Aurora | LED Downlight Retrofits | AR-DC0840/50 |  | Indoor/Outdoor | LED | Downlight Solid State Retrofit | 2600 | 40 | 80.5 |  | 5000K | 96 | 50000 | Continuously Dimmable |  | 2016-09-27
Aurora Lighting Inc. | Aurora | LED Downlight Retrofits | AR-DC0854/30 |  | Indoor/Outdoor | LED | Downlight Solid State Retrofit | 3350 | 54 | 60.2 |  | 3000K | 96 | 50000 | Continuously Dimmable |  | 2016-09-27
Aurora Lighting Inc. | Aurora | LED Downlight Retrofits | AR-DC0854/40 |  | Indoor/Outdoor | LED | Downlight Solid State Retrofit | 3450 | 54 | 61.4 |  | 4000/4100K | 95 | 50000 | Continuously Dimmable |  | 2016-09-27
Aurora Lighting Inc. | Aurora | LED Downlight Retrofits | AR-DC0854/50 |  | Indoor/Outdoor | LED | Downlight Solid State Retrofit | 3600 | 54 | 69 |  | 5000K | 93 | 50000 | Continuously Dimmable |  | 2016-09-27
Aurora Lighting Inc. | Aurora | SSL Downlight Retrofits | AR-DL2240/27 |  | Indoor | LED | Downlight Solid State Retrofit | 600 | 9 | 80 |  | 2700K | 93 | 50000 | Continuously Dimmable |  | 2015-12-23
Aurora Lighting Inc. | Aurora | SSL Downlight Retrofits | AR-DL2240/30 |  | Indoor | LED | Downlight Solid State Retrofit | 600 | 9 | 83.8 |  | 3000K | 91 | 50000 | Continuously Dimmable |  | 2015-12-23
Aurora Lighting Inc. | Aurora | SSL Downlight Retrofits | AR-DL2240/40 |  | Indoor | LED | Downlight Solid State Retrofit | 600 | 9 | 88.8 |  | 4000/4100K | 94 | 50000 | Continuously Dimmable |  | 2015-12-23
Aurora Lighting Inc. | Aurora | SSL Downlight Retrofits | AR-DL2240/50 |  | Indoor | LED | Downlight Solid State Retrofit | 600 | 9 | 90.6 |  | 5000K | 94 | 50000 | Continuously Dimmable |  | 2015-12-23
Aurora Lighting Inc. | Aurora | SSL Downlight Retrofits | AR-DL2256/30 |  | Indoor | LED | Downlight Solid State Retrofit | 1200 | 18 | 72.8 |  | 3000K | 93 | 50000 | Continuously Dimmable |  | 2015-12-23
Aurora Lighting Inc. | Aurora | SSL Downlight Retrofits | AR-DL2256/40 |  | Indoor | LED | Downlight Solid State Retrofit | 1200 | 18 | 75.2 |  | 4000/4100K | 94 | 50000 | Continuously Dimmable |  | 2015-12-23
Aurora Lighting Inc. | Aurora | SSL Downlight Retrofits | AR-DL2256/50 |  | Indoor | LED | Downlight Solid State Retrofit | 1200 | 18 | 75.2 |  | 5000K | 94 | 50000 | Continuously Dimmable |  | 2015-12-23
Aurora Lighting Inc. | Aurora | LED Downlights | AR-DL3356/27 |  | Indoor/Outdoor | LED | Downlight Solid State Retrofit | 1200 | 18 | 67.5 |  | 2700K | 92 | 50000 | Continuously Dimmable |  | 2016-07-05
Aurora Lighting Inc. | Aurora | LED Downlights | AR-DL3356/30 |  | Indoor/Outdoor | LED | Downlight Solid State Retrofit | 1200 | 18 | 67.4 |  | 3000K | 93 | 50000 | Continuously Dimmable |  | 2016-07-05
Aurora Lighting Inc. | Aurora | LED Downlights | AR-DL3356/40 |  | Indoor/Outdoor | LED | Downlight Solid State Retrofit | 1200 | 18 | 72.9 |  | 4000/4100K | 94 | 50000 | Continuously Dimmable |  | 2016-07-05
Aurora Lighting Inc. | Aurora | LED Downlights | AR-DL3356/50 |  | Indoor/Outdoor | LED | Downlight Solid State Retrofit | 1200 | 18 | 75.3 |  | 5000K | 92 | 50000 | Continuously Dimmable |  | 2016-07-05
Aurora Lighting Inc. | Aurora | EsofitPlus Gimbal Downlights | AR-GDL6040/27 |  | Indoor | LED | Downlight Solid State Retrofit | 600 | 9 | 75.2 |  | 2700K | 93 | 50000 | Continuously Dimmable |  | 2016-07-25
Aurora Lighting Inc. | Aurora | EsofitPlus Gimbal Downlights | AR-GDL6040/30 |  | Indoor | LED | Downlight Solid State Retrofit | 600 | 9 | 75.3 |  | 3000K | 94 | 50000 | Continuously Dimmable |  | 2016-07-25
Aurora Lighting Inc. | Aurora | EsofitPlus Gimbal Downlights | AR-GDL6040/40 |  | Indoor | LED | Downlight Solid State Retrofit | 600 | 9 | 76.6 |  | 4000/4100K | 94 | 50000 | Continuously Dimmable |  | 2016-07-25
Aurora Lighting Inc. | Aurora | EsofitPlus Gimbal Downlights | AR-GDL6040/50 |  | Indoor | LED | Downlight Solid State Retrofit | 600 | 9 | 81.2 |  | 5000K | 94 | 50000 | Continuously Dimmable |  | 2016-07-25
Aurora Lighting Inc. | Aurora | EsofitPlus Gimbal Downlights | AR-GDL8056/27 |  | Indoor | LED | Downlight Solid State Retrofit | 800 | 13 | 69.4 |  | 2700K | 93 | 50000 | Continuously Dimmable |  | 2016-07-25
Aurora Lighting Inc. | Aurora | EsofitPlus Gimbal Downlights | AR-GDL8056/30 |  | Indoor | LED | Downlight Solid State Retrofit | 800 | 13 | 73.2 |  | 3000K | 93 | 50000 | Continuously Dimmable |  | 2016-07-25
Aurora Lighting Inc. | Aurora | EsofitPlus Gimbal Downlights | AR-GDL8056/40 |  | Indoor | LED | Downlight Solid State Retrofit | 800 | 13 | 76.9 |  | 4000/4100K | 95 | 50000 | Continuously Dimmable |  | 2016-07-25
Aurora Lighting Inc. | Aurora | EsofitPlus Gimbal Downlights | AR-GDL8056/50 |  | Indoor | LED | Downlight Solid State Retrofit | 800 | 13 | 78.2 |  | 5000K | 94 | 50000 | Continuously Dimmable |  | 2016-07-25
Baiyiled Lighting America Inc | Rayonled | LED Retrofit Kit | RO-D10308W2703 | ,RO-D10308W3003,CCT: 3000K; ,RO-D10308W4003,CCT: 4000K; ,RO-D10308W5003,CCT: 5000K | Indoor | LED | Downlight Solid State Retrofit | 520 | 8 | 66.8 |  | 2700K | 97 | 50000 | Continuously Dimmable |  | 2016-05-26
Baiyiled Lighting America Inc | Rayonled | LED Retrofit Kit | RO-D19012W2703 | ,RO-D19012W3003,CCT: 3000K; ,RO-D19012W4003,CCT: 4000K; ,RO-D19012W5003,CCT: 5000K | Indoor | LED | Downlight Solid State Retrofit | 920 | 12 | 77.5 |  | 2700K | 96 | 50000 | Continuously Dimmable |  | 2016-05-26
Bazz, Inc. | Bazz | LED100I integrated | 100L11W | ,100L11W2, | Indoor | LED | Downlight Recessed | 620 | 11 | 71.5 |  | 3000K | 82 | 25000 | Continuously Dimmable,Connected |  | 2016-05-17
Bazz, Inc. | Bazz | 110i | 110L11X | ,920L11X, 930L11X,X defines color | Indoor | LED | Downlight Recessed | 790 | 11 | 78.7 |  | 3000K | 83 | 35000 | Continuously Dimmable,Connected |  | 2016-05-17
Bazz, Inc. | Bazz | 910 integrated 2700k | 910L11X | ,,X defines color | Indoor | LED | Downlight Recessed | 620 | 11 | 73.7 |  | 3000K | 83 | 35000 | Continuously Dimmable,Connected |  | 2016-05-17
Bazz, Inc. | Bazz | CON4L11X | CON4L11X | ,,X defines color | Indoor | LED | Downlight Recessed | 790 | 11 | 78.7 |  | 3000K | 83 | 35000 | Continuously Dimmable,Connected |  | 2016-05-17
Bazz, Inc. | Bazz, Inc | 343L9X | 343L9X |  | Indoor/Outdoor | LED | Downlight Recessed | 600 | 9 | 66 |  | 3000K | 82 | 36000 | Continuously Dimmable | X = Color | 2016-08-24
Bazz, Inc. | Bazz, Inc | SLMRD4X | SLMRD4X |  | Indoor/Outdoor | LED | Downlight Recessed | 850 | 11 | 80.3 |  | 3000K | 82 | 36000 | Continuously Dimmable | X = Color | 2016-08-24
Bazz, Inc. | Bazz, Inc | SLMSQ4X | SLMSQ4X |  | Indoor/Outdoor | LED | Downlight Recessed | 880 | 11 | 81.1 |  | 3000K | 82 | 36000 | Continuously Dimmable | X = Color | 2016-08-24
Best Lighting Products | Best | BRK-LED4-BW-2.7-ECO | BRK-LED4-BW-2.7-ECO | ,BRK-LED4-BW-2.7-ECO,2700K; ,BRK-LED4-BW-3-ECO,3000K; ,BRK-LED4-BW-4-ECO,4000K; ,BRK-LED4-BW-5-ECO,5000K | Indoor/Outdoor | LED | Downlight Recessed | 550 | 8 | 68.8 |  | 2700K | 83 | 50000 | Continuously Dimmable |  | 2016-03-31
Best Lighting Products | Best | BRK-LED4-GR-27K-ECO | BRK-LED4-GR-27K-ECO | ,BRK-LED4-GR-27K-ECO,2700K; ,BRK-LED4-GR-4K-ECO,4000K | Indoor/Outdoor | LED | Downlight Recessed | 675 | 10 | 67.5 |  | 2700K | 82 | 50000 | Continuously Dimmable |  | 2016-07-26
Best Lighting Products | Best | BRK-LED56-BW-2.7-ECO | BRK-LED56-BW-2.7-ECO | ,BRK-LED56-BW-2.7-ECO,2700K; ,BRK-LED56-BW-3-ECO,3000K; ,BRK-LED56-BW-4-ECO,4000K; ,BRK-LED56-BW-5-ECO,5000K | Indoor/Outdoor | LED | Downlight Recessed | 900 | 12 | 75 |  | 2700K | 82 | 50000 | Continuously Dimmable |  | 2016-03-31
Best Lighting Products | Best | BRK-LED56-GR-27K-ECO | BRK-LED56-GR-27K-ECO | ,BRK-LED56-GR-27K-ECO,2700K; ,BRK-LED56-GR-4K-ECO,4000K | Indoor/Outdoor | LED | Downlight Recessed | 975 | 14 | 69.6 |  | 2700K | 81 | 50000 | Continuously Dimmable |  | 2016-07-26
Best Lighting Products | Best | BRK-LED8A-BW-35K-ECO | BRK-LED8A-BW-35K-ECO | ,BRK-LED8A-BW-35K-ECO,3500K; ,BRK-LED8A-BW-5K-ECO,5000K | Indoor/Outdoor | LED | Downlight Recessed | 2000 | 27 | 74.1 |  | 3500K | 85 | 50000 | Continuously Dimmable |  | 2016-07-20
BestLight LED Corp. | BestLight LED | BL-DL-D4-09-1D-30 | BL-DL-D4-09-1D-30 |  | Indoor/Outdoor | LED | Downlight Solid State Retrofit | 715 | 9 | 80.5 |  | 3000K | 83 | 35000 | Continuously Dimmable |  | 2016-09-30
BestLight LED Corp. | BestLight LED | BL-DL-D4-09-1D-35 | BL-DL-D4-09-1D-35 |  | Indoor/Outdoor | LED | Downlight Solid State Retrofit | 750 | 9 | 84 |  | 3500K | 81 | 35000 | Continuously Dimmable |  | 2016-09-30
BestLight LED Corp. | BestLight LED | BL-DL-D4-09-1D-40 | BL-DL-D4-09-1D-40 |  | Indoor/Outdoor | LED | Downlight Solid State Retrofit | 780 | 9 | 87.9 |  | 4000/4100K | 82 | 35000 | Continuously Dimmable |  | 2016-09-30
BestLight LED Corp. | BestLight LED | BL-DL-D4-09-1D-50 | BL-DL-D4-09-1D-50 |  | Indoor/Outdoor | LED | Downlight Solid State Retrofit | 830 | 9 | 93.6 |  | 5000K | 81 | 35000 | Continuously Dimmable |  | 2016-09-30
BestLight LED Corp. | BestLight LED | BL-DL-D6-13-1D-30 | BL-DL-D6-13-1D-30 |  | Indoor/Outdoor | LED | Downlight Solid State Retrofit | 960 | 13 | 72.9 |  | 3000K | 84 | 35000 | Continuously Dimmable |  | 2016-09-30
BestLight LED Corp. | BestLight LED | BL-DL-D6-13-1D-35 | BL-DL-D6-13-1D-35 |  | Indoor/Outdoor | LED | Downlight Solid State Retrofit | 1000 | 13 | 80.5 |  | 3500K | 83 | 35000 | Continuously Dimmable |  | 2016-09-30
BestLight LED Corp. | BestLight LED | BL-DL-D6-13-1D-40 | BL-DL-D6-13-1D-40 |  | Indoor/Outdoor | LED | Downlight Solid State Retrofit | 1100 | 13 | 87.2 |  | 4000/4100K | 84 | 35000 | Continuously Dimmable |  | 2016-09-30
BestLight LED Corp. | BestLight LED | BL-DL-D6-13-1D-50 | BL-DL-D6-13-1D-50 |  | Indoor/Outdoor | LED | Downlight Solid State Retrofit | 1140 | 13 | 91.6 |  | 5000K | 83 | 35000 | Continuously Dimmable |  | 2016-09-30
Bravoled Lighting Manufacturing Co., Ltd | Bravoled | BL-D4-0930ZZ | BL-D4-0930ZZ |  | Indoor/Outdoor | LED | Downlight Solid State Retrofit | 715 | 9 | 80.5 |  | 3000K | 83 | 35000 | Continuously Dimmable |  | 2016-06-27
Bravoled Lighting Manufacturing Co., Ltd | Bravoled | BL-D4-0935ZZ | BL-D4-0935ZZ |  | Indoor/Outdoor | LED | Downlight Solid State Retrofit | 750 | 9 | 84 |  | 3500K | 81 | 35000 | Continuously Dimmable |  | 2016-06-27
Bravoled Lighting Manufacturing Co., Ltd | Bravoled | BL-D4-0940ZZ | BL-D4-0940ZZ |  | Indoor/Outdoor | LED | Downlight Solid State Retrofit | 780 | 9 | 87.9 |  | 4000/4100K | 82 | 35000 | Continuously Dimmable |  | 2016-06-27
Bravoled Lighting Manufacturing Co., Ltd | Bravoled | BL-D4-0950ZZ | BL-D4-0950ZZ |  | Indoor/Outdoor | LED | Downlight Solid State Retrofit | 830 | 9 | 93.6 |  | 5000K | 81 | 35000 | Continuously Dimmable |  | 2016-06-27
Bravoled Lighting Manufacturing Co., Ltd | Bravoled | BL-D6-1330ZZ | BL-D6-1330ZZ |  | Indoor/Outdoor | LED | Downlight Solid State Retrofit | 960 | 13 | 72.9 |  | 3000K | 84 | 35000 | Continuously Dimmable |  | 2016-06-27
Bravoled Lighting Manufacturing Co., Ltd | Bravoled | BL-D6-1335ZZ | BL-D6-1335ZZ |  | Indoor/Outdoor | LED | Downlight Solid State Retrofit | 1000 | 13 | 80.5 |  | 3500K | 83 | 35000 | Continuously Dimmable |  | 2016-06-27
Bravoled Lighting Manufacturing Co., Ltd | Bravoled | BL-D6-1340ZZ | BL-D6-1340ZZ |  | Indoor/Outdoor | LED | Downlight Solid State Retrofit | 1100 | 13 | 87.2 |  | 4000/4100K | 84 | 35000 | Continuously Dimmable |  | 2016-06-27
Bravoled Lighting Manufacturing Co., Ltd | Bravoled | BL-D6-1350ZZ | BL-D6-1350ZZ |  | Indoor/Outdoor | LED | Downlight Solid State Retrofit | 1140 | 13 | 91.6 |  | 5000K | 83 | 35000 | Continuously Dimmable |  | 2016-06-27
Bravoled Lighting Manufacturing Co., Ltd | Bravoled | BL-P5-18W FNS (3000K) | BL-P5-18W FNS (3000K) |  | Indoor/Outdoor | LED | Downlight Recessed | 1300 | 18 | 80.5 |  | 3000K | 81 | 35000 | Non-Dimmable |  | 2016-07-21
Bravoled Lighting Manufacturing Co., Ltd | Bravoled | BL-P5-18W FNS (4000K) | BL-P5-18W FNS (4000K) |  | Indoor/Outdoor | LED | Downlight Recessed | 1300 | 18 | 82.6 |  | 4000/4100K | 83 | 35000 | Non-Dimmable |  | 2016-07-21
Bravoled Lighting Manufacturing Co., Ltd | Bravoled | BL-P5-18W FNS (5000K) | BL-P5-18W FNS (5000K) |  | Indoor/Outdoor | LED | Downlight Recessed | 1300 | 18 | 85.9 |  | 5000K | 85 | 35000 | Non-Dimmable |  | 2016-07-21
Broada, Inc. | Broada | HT6RD14/C27K | 1830962 | ,,1830962 | Indoor | LED | Downlight Solid State Retrofit | 950 | 14 | 71.4 |  | 2700K | 94 | 35000 | Continuously Dimmable |  | 2016-08-03
Canarm Ltd. | Canarm | LED Luminaire | LED-SM4DL-XX-YYY |  | Indoor/Outdoor | LED | Downlight Surface Mount | 660 | 10 | 68 |  | 3000K | 81 | 35000 | Continuously Dimmable |  | 2015-07-22
Canarm Ltd. | Canarm | LED Flush Fixture | LED-SM55DL-XXX-YYY | ,,XXX optional alphabet for color â€“ ORB, WT, BN or other designation,YYY optional alphabet or numerical number for customer name | Indoor/Outdoor | LED | Downlight Surface Mount | 660 | 12 | 57 |  | 3000K | 96 | 35000 | Continuously Dimmable |  | 2016-01-29
Canarm Ltd. | Canarm | LED Flush Fixture | LED-SM63DL-XXX-YYY | ,,XXX optional alphabet for color â€“ ORB, WT, BN or other designation, YYY optional alphabet or numerical number for customer name | Indoor | LED | Downlight Surface Mount | 720 | 13 | 61.6 |  | 3000K | 93 | 35000 | Continuously Dimmable |  | 2016-01-20
Canarm Ltd. | Canarm | Downlight Surface Mount | LED-SM6DL-XX-YYY | ,,(XX â€“ optional alphabet for color â€“ BZ, WT or BN or other designation; YYY â€“ optional alphabet or numerical number for customer name) | Indoor/Outdoor | LED | Downlight Surface Mount | 1000 | 15 | 73.8 |  | 3000K | 83 | 50000 | Continuously Dimmable |  | 2016-08-18
Canarm Ltd. | Canarm | LED Flush Fixture | LED-SM7DL-XXX-YYY | ,,XXX optional alphabet for color â€“ ORB, WT, BN or other designation, YYY optional alphabet or numerical number for customer name | Indoor | LED | Downlight Surface Mount | 850 | 16 | 59.8 |  | 3000K | 96 | 35000 | Continuously Dimmable |  | 2016-01-20
Canarm Ltd. | Canarm | LED Flush Fixture | LED-SM8DL-XXX-YYY | ,,XXX optional alphabet for color â€“ ORB, WT, BN or other designation, YYY optional alphabet or numerical number for customer name | Indoor/Outdoor | LED | Downlight Surface Mount | 1000 | 18 | 61.2 |  | 3000K | 94 | 35000 | Continuously Dimmable |  | 2016-01-20
Canarm Ltd. | Canarm | 4'' Recessed DOWNLIGHT | LED-SR4P-BN-* | 4' Recessed DOWNLIGHT,LED-SR4P-BN-*,*- optional aphabet for customer name | Indoor/Outdoor | LED | Downlight Solid State Retrofit | 580 | 10 | 61.7 |  | 3000K | 92 | 35000 | Continuously Dimmable,Wet Location Rated |  | 2016-08-31
Canarm Ltd. | Canarm | 4'' Recessed DOWNLIGHT | LED-SR4P-BZ-* | 4' Recessed DOWNLIGHT,LED-SR4P-BZ-*,*- optional aphabet for customer name | Indoor/Outdoor | LED | Downlight Solid State Retrofit | 580 | 10 | 61.7 |  | 3000K | 92 | 35000 | Continuously Dimmable,Wet Location Rated |  | 2016-08-31
Canarm Ltd. | Canarm | 4'' Recessed DOWNLIGHT | LED-SR4P-WT-* | 4' Recessed DOWNLIGHT,LED-SR4P-WT-*,*- optional aphabet for customer name | Indoor/Outdoor | LED | Downlight Solid State Retrofit | 580 | 10 | 61.7 |  | 3000K | 92 | 35000 | Continuously Dimmable,Wet Location Rated |  | 2016-08-31
Canarm Ltd. | Canarm | 6'' Recessed DOWNLIGHT | LED-SR6P-BN-* | 6' Recessed DOWNLIGHT,LED-SR6P-BN-*,*- optional aphabet for customer name | Indoor/Outdoor | LED | Downlight Solid State Retrofit | 860 | 15 | 63.5 |  | 3000K | 91 | 35000 | Continuously Dimmable,Wet Location Rated |  | 2016-08-31
Canarm Ltd. | Canarm | 6'' Recessed DOWNLIGHT | LED-SR6P-BZ-* | 6' Recessed DOWNLIGHT,LED-SR6P-BZ-*,*- optional aphabet for customer name | Indoor/Outdoor | LED | Downlight Solid State Retrofit | 860 | 15 | 63.5 |  | 3000K | 91 | 35000 | Continuously Dimmable,Wet Location Rated |  | 2016-08-31
Canarm Ltd. | Canarm | 6'' Recessed DOWNLIGHT | LED-SR6P-WT-* | 6' Recessed DOWNLIGHT,LED-SR6P-WT-*,*- optional aphabet for customer name | Indoor/Outdoor | LED | Downlight Solid State Retrofit | 860 | 15 | 63.5 |  | 3000K | 91 | 35000 | Continuously Dimmable,Wet Location Rated |  | 2016-08-31
CHINA YUNSUN LED LIGHTING CO.,LTD. | Yunsun | LED Downlight Retrofits | YS-RT-4 2700K |  | Indoor | LED | Downlight Solid State Retrofit | 615 | 10.2 | 60.5 |  | 2700K | 91 | 50000 | Continuously Dimmable |  | 2016-09-30
CHINA YUNSUN LED LIGHTING CO.,LTD. | Yunsun | LED Downlight Retrofits | YS-RT-4 3000K |  | Indoor | LED | Downlight Solid State Retrofit | 615 | 10.2 | 66.5 |  | 3000K | 92 | 50000 | Continuously Dimmable |  | 2016-09-30
CHINA YUNSUN LED LIGHTING CO.,LTD. | Yunsun | LED Downlight Retrofits | YS-RT-4 4000K |  | Indoor | LED | Downlight Solid State Retrofit | 615 | 10.2 | 70.1 |  | 4000/4100K | 93 | 50000 | Continuously Dimmable |  | 2016-09-30
CHINA YUNSUN LED LIGHTING CO.,LTD. | Yunsun | LED Downlight Retrofits | YS-RT-4 5000K |  | Indoor | LED | Downlight Solid State Retrofit | 615 | 10.5 | 74.7 |  | 5000K | 82 | 50000 | Continuously Dimmable |  | 2016-09-30
CHINA YUNSUN LED LIGHTING CO.,LTD. | Yunsun | LED Downlight Retrofits | YS-RT-5 2700K |  | Indoor | LED | Downlight Solid State Retrofit | 815 | 13.5 | 57.4 |  | 2700K | 91 | 50000 | Continuously Dimmable |  | 2016-09-30
CHINA YUNSUN LED LIGHTING CO.,LTD. | Yunsun | LED Downlight Retrofits | YS-RT-5 3000K |  | Indoor | LED | Downlight Solid State Retrofit | 815 | 13.5 | 62.6 |  | 3000K | 92 | 50000 | Continuously Dimmable |  | 2016-09-30
CHINA YUNSUN LED LIGHTING CO.,LTD. | Yunsun | LED Downlight Retrofits | YS-RT-5 4000K |  | Indoor | LED | Downlight Solid State Retrofit | 815 | 13.5 | 66.8 |  | 4000/4100K | 93 | 50000 | Continuously Dimmable |  | 2016-09-30
CHINA YUNSUN LED LIGHTING CO.,LTD. | Yunsun | LED Downlight Retrofits | YS-RT-5 5000K |  | Indoor | LED | Downlight Solid State Retrofit | 815 | 13.5 | 72.3 |  | 5000K | 82 | 50000 | Continuously Dimmable |  | 2016-09-30
CHINA YUNSUN LED LIGHTING CO.,LTD. | Yunsun | LED Downlight Retrofits | YS-RT-6 2700K |  | Indoor | LED | Downlight Solid State Retrofit | 815 | 13.5 | 57.4 |  | 2700K | 91 | 50000 | Continuously Dimmable |  | 2016-09-30
CHINA YUNSUN LED LIGHTING CO.,LTD. | Yunsun | LED Downlight Retrofits | YS-RT-6 3000K |  | Indoor | LED | Downlight Solid State Retrofit | 815 | 13.5 | 62.6 |  | 3000K | 92 | 50000 | Continuously Dimmable |  | 2016-09-30
CHINA YUNSUN LED LIGHTING CO.,LTD. | Yunsun | LED Downlight Retrofits | YS-RT-6 4000K |  | Indoor | LED | Downlight Solid State Retrofit | 815 | 13.5 | 66.8 |  | 4000/4100K | 93 | 50000 | Continuously Dimmable |  | 2016-09-30
CHINA YUNSUN LED LIGHTING CO.,LTD. | Yunsun | LED Downlight Retrofits | YS-RT-6 5000K |  | Indoor | LED | Downlight Solid State Retrofit | 815 | 13.5 | 72.3 |  | 5000K | 82 | 50000 | Continuously Dimmable |  | 2016-09-30
ClartÃ© Lighting | Clarte Lighting | 6â€³ Downlight Universal Retrofit | RET-413E-33XLLED-LPAR30FL-BLK/WHT-30K | ,RET-413E-33XLLED-LPAR30FL-BLK/WHT-35K,; ,RET-413E-33XLLED-LPAR30FL-BLK/WHT-40K,; ,RET-413E-33XLLED-LPAR30FL-BLK/WHT-ADJ-30K,; ,RET-413E-33XLLED-LPAR30FL-BLK/WHT-ADJ-35K,; ,RET-413E-33XLLED-LPAR30FL-BLK/WHT-ADJ-40K,; ,RET-413E-33XLLED-LPAR30FL-BLK/WHT-HWD-30K,; ,RET-413E-33XLLED-LPAR30FL-BLK/WHT-HWD-35K,; ,RET-413E-33XLLED-LPAR30FL-BLK/WHT-HWD-40K,; ,RET-413E-33XLLED-LPAR30NFL-BLK/WHT-30K,; ,RET-413E-33XLLED-LPAR30NFL-BLK/WHT-35K,; ,RET-413E-33XLLED-LPAR30NFL-BLK/WHT-40K,; ,RET-413E-33XLLED-LPAR30NFL-BLK/WHT-ADJ-30K,; ,RET-413E-33XLLED-LPAR30NFL-BLK/WHT-ADJ-35K,; ,RET-413E-33XLLED-LPAR30NFL-BLK/WHT-ADJ-40K,; ,RET-413E-33XLLED-LPAR30NFL-BLK/WHT-HWD-30K,; ,RET-413E-33XLLED-LPAR30NFL-BLK/WHT-HWD-35K,; ,RET-413E-33XLLED-LPAR30NFL-BLK/WHT-HWD-40K,; ,RET-413E-33XLLED-LPAR30NSP-BLK/WHT-30K,; ,RET-413E-33XLLED-LPAR30NSP-BLK/WHT-35K,; ,RET-413E-33XLLED-LPAR30NSP-BLK/WHT-40K,; ,RET-413E-33XLLED-LPAR30NSP-BLK/WHT-ADJ-30K,; ,RET-413E-33XLLED-LPAR30NSP-BLK/WHT-ADJ-35K,; ,RET-413E-33XLLED-LPAR30NSP-BLK/WHT-ADJ-40K,; ,RET-413E-33XLLED-LPAR30NSP-BLK/WHT-HWD-30K,; ,RET-413E-33XLLED-LPAR30NSP-BLK/WHT-HWD-35K,; ,RET-413E-33XLLED-LPAR30NSP-BLK/WHT-HWD-40K,; ,RET-413E-33XLLED-LPAR30SP-BLK/WHT-30K,; ,RET-413E-33XLLED-LPAR30SP-BLK/WHT-35K,; ,RET-413E-33XLLED-LPAR30SP-BLK/WHT-40K,; ,RET-413E-33XLLED-LPAR30SP-BLK/WHT-ADJ-30K,; ,RET-413E-33XLLED-LPAR30SP-BLK/WHT-ADJ-35K,; ,RET-413E-33XLLED-LPAR30SP-BLK/WHT-ADJ-40K,; ,RET-413E-33XLLED-LPAR30SP-BLK/WHT-HWD-30K,; ,RET-413E-33XLLED-LPAR30SP-BLK/WHT-HWD-35K,; ,RET-413E-33XLLED-LPAR30SP-BLK/WHT-HWD-40K, | Indoor | LED | Downlight Solid State Retrofit | 2253 | 35.15 | 64.1 |  | 3000K | 81 | 36000 | Non-Dimmable |  | 2016-09-14
ClartÃ© Lighting | Clarte Lighting | 6â€³ Downlight Universal Retrofit | RET-413E-55XLLED-LPAR30NFL-BLK/WHT-30K | ,RET-413E-55XLLED-LPAR30NFL-BLK/WHT-35K,; ,RET-413E-55XLLED-LPAR30NFL-BLK/WHT-40K,; ,RET-413E-55XLLED-LPAR30NFL-BLK/WHT-ADJ-30K,; ,RET-413E-55XLLED-LPAR30NFL-BLK/WHT-ADJ-35K,; ,RET-413E-55XLLED-LPAR30NFL-BLK/WHT-ADJ-40K,; ,RET-413E-55XLLED-LPAR30NFL-BLK/WHT-HWD-30K,; ,RET-413E-55XLLED-LPAR30NFL-BLK/WHT-HWD-35K,; ,RET-413E-55XLLED-LPAR30NFL-BLK/WHT-HWD-40K,; ,RET-413E-55XLLED-LPAR30NSP-BLK/WHT-30K,; ,RET-413E-55XLLED-LPAR30NSP-BLK/WHT-35K,; ,RET-413E-55XLLED-LPAR30NSP-BLK/WHT-40K,; ,RET-413E-55XLLED-LPAR30NSP-BLK/WHT-ADJ-30K,; ,RET-413E-55XLLED-LPAR30NSP-BLK/WHT-ADJ-35K,; ,RET-413E-55XLLED-LPAR30NSP-BLK/WHT-ADJ-40K,; ,RET-413E-55XLLED-LPAR30NSP-BLK/WHT-HWD-30K,; ,RET-413E-55XLLED-LPAR30NSP-BLK/WHT-HWD-35K,; ,RET-413E-55XLLED-LPAR30NSP-BLK/WHT-HWD-40K,; ,RET-413E-55XLLED-LPAR30SP-BLK/WHT-30K,; ,RET-413E-55XLLED-LPAR30SP-BLK/WHT-35K,; ,RET-413E-55XLLED-LPAR30SP-BLK/WHT-40K,; ,RET-413E-55XLLED-LPAR30SP-BLK/WHT-ADJ-30K,; ,RET-413E-55XLLED-LPAR30SP-BLK/WHT-ADJ-35K,; ,RET-413E-55XLLED-LPAR30SP-BLK/WHT-ADJ-40K,; ,RET-413E-55XLLED-LPAR30SP-BLK/WHT-HWD-30K,; ,RET-413E-55XLLED-LPAR30SP-BLK/WHT-HWD-35K,; ,RET-413E-55XLLED-LPAR30SP-BLK/WHT-HWD-40K, | Indoor | LED | Downlight Solid State Retrofit | 2980 | 49.4 | 60.3 |  | 3000K | 82 | 36000 | Non-Dimmable |  | 2016-09-14
CNA International Ent., Inc. | CNA | LED Downlight Retrofit Kits | LED10WRT4 2700K | LED Downlight Retrofit Kits,LED10WRT4 3000K,CCT: 3000K; LED Downlight Retrofit Kits,LED10WRT4 4000K,CCT: 4000K; LED Downlight Retrofit Kits,LED10WRT4 5000K,CCT: 5000K | Indoor | LED | Downlight Solid State Retrofit | 680 | 10 | 78.7 |  | 2700K | 91 | 40000 | Continuously Dimmable,Wet Location Rated |  | 2015-12-15
CNA International Ent., Inc. | CNA | LED DK6-3000K | LED DK6-3000K |  | Indoor | LED | Downlight Solid State Retrofit | 740 | 11.9 | 73.2 |  | 3000K | 84 | 36000 | Continuously Dimmable |  | 2016-09-01
Cnlight Co., Ltd. | Cnlight | LED downlight | BTT120/11RD08D81A-S |  | Indoor | LED | Downlight Solid State Retrofit | 660 | 11 | 64.4 |  | 2700K | 82 | 36000 | Continuously Dimmable |  | 2015-09-29
Cnlight Co., Ltd. | Cnlight | LED downlight | BTT120/11RL08D81A-S |  | Indoor | LED | Downlight Solid State Retrofit | 670 | 11.2 | 67.2 |  | 4000/4100K | 82 | 36000 | Continuously Dimmable |  | 2015-09-29
Cnlight Co., Ltd. | Cnlight | LED downlight | BTT120/11RN08D81A-S |  | Indoor | LED | Downlight Solid State Retrofit | 660 | 11.2 | 69.4 |  | 3000K | 81 | 36000 | Continuously Dimmable |  | 2015-09-29
Cnlight Co., Ltd. | Cnlight | LED downlight | BTT120/11RZ08D81A-S |  | Indoor | LED | Downlight Solid State Retrofit | 670 | 11.2 | 67.1 |  | 5000K | 84 | 36000 | Continuously Dimmable |  | 2015-09-29
Cnlight Co., Ltd. | Cnlight | 4" LED RECESSED | CNTT120/09RB11D81A |  | Indoor | LED | Downlight Recessed | 540 | 9 | 69.2 |  | 3500K | 82 | 25000 | Continuously Dimmable |  | 2016-09-09
Cnlight Co., Ltd. | Cnlight | 4" LED RECESSED | CNTT120/09RB11D91A |  | Indoor | LED | Downlight Recessed | 495 | 9 | 64.3 |  | 3500K | 91 | 25000 | Continuously Dimmable |  | 2016-09-09
Cnlight Co., Ltd. | Cnlight | 4" LED RECESSED | CNTT120/09RD11D81A |  | Indoor | LED | Downlight Recessed | 540 | 9 | 69.2 |  | 2700K | 82 | 25000 | Continuously Dimmable |  | 2016-09-09
Cnlight Co., Ltd. | Cnlight | 6" LED RECESSED | CNTT120/15RZ11D81A |  | Indoor | LED | Downlight Recessed | 900 | 15 | 74.8 |  | 5000K | 81 | 25000 | Continuously Dimmable |  | 2016-09-09
Cnlight Co., Ltd. | Cnlight | 6" LED RECESSED | CNTT120/15RZ11D91A |  | Indoor | LED | Downlight Recessed | 900 | 15 | 61.9 |  | 5000K | 94 | 25000 | Continuously Dimmable |  | 2016-09-09
Cnlight Co., Ltd. | Cnlight | 8" LED RECESSED | CNTT120/18RB11D81A-B |  | Indoor | LED | Downlight Recessed | 1080 | 18 | 77.9 |  | 3500K | 81 | 25000 | Continuously Dimmable |  | 2016-09-09
Cnlight Co., Ltd. | Cnlight | 8" LED RECESSED | CNTT120/18RB11D91A-B |  | Indoor | LED | Downlight Recessed | 1080 | 18 | 70.4 |  | 3500K | 93 | 25000 | Continuously Dimmable |  | 2016-09-09
Cnlight Co., Ltd. | Cnlight | 8" LED RECESSED | CNTT120/18RD11D81A-B |  | Indoor | LED | Downlight Recessed | 1080 | 18 | 77.9 |  | 2700K | 81 | 25000 | Continuously Dimmable |  | 2016-09-09
Cnlight Co., Ltd. | Cnlight | 8" LED RECESSED | CNTT120/18RD11D91A-B |  | Indoor | LED | Downlight Recessed | 1080 | 18 | 70.4 |  | 2700K | 93 | 25000 | Continuously Dimmable |  | 2016-09-09
Cnlight Co., Ltd. | Cnlight | 8" LED RECESSED | CNTT120/18RL11D81A-B |  | Indoor | LED | Downlight Recessed | 1080 | 18 | 77.9 |  | 4000/4100K | 81 | 25000 | Continuously Dimmable |  | 2016-09-09
Cnlight Co., Ltd. | Cnlight | 8" LED RECESSED | CNTT120/18RL11D91A-B |  | Indoor | LED | Downlight Recessed | 1080 | 18 | 70.4 |  | 4000/4100K | 93 | 25000 | Continuously Dimmable |  | 2016-09-09
Cnlight Co., Ltd. | Cnlight | 8" LED RECESSED | CNTT120/18RN11D81A-B |  | Indoor | LED | Downlight Recessed | 1080 | 18 | 77.9 |  | 3000K | 81 | 25000 | Continuously Dimmable |  | 2016-09-09
Cnlight Co., Ltd. | Cnlight | 8" LED RECESSED | CNTT120/18RN11D91A-B |  | Indoor | LED | Downlight Recessed | 1080 | 18 | 70.4 |  | 3000K | 93 | 25000 | Continuously Dimmable |  | 2016-09-09
Cnlight Co., Ltd. | Cnlight | 8" LED RECESSED | CNTT120/18RZ11D81A-B |  | Indoor | LED | Downlight Recessed | 1080 | 18 | 77.9 |  | 5000K | 81 | 25000 | Continuously Dimmable |  | 2016-09-09
Cnlight Co., Ltd. | Cnlight | 8" LED RECESSED | CNTT120/18RZ11D91A-B |  | Indoor | LED | Downlight Recessed | 1080 | 18 | 70.4 |  | 5000K | 93 | 25000 | Continuously Dimmable |  | 2016-09-09
Cnlight Co., Ltd. | Cnlight | 4" LED RECESSED | CNTT120/12RZ11D81A |  | Indoor | LED | Downlight Recessed | 720 | 12 | 78.2 |  | 5000K | 81 | 25000 | Continuously Dimmable |  | 2016-09-09
Cnlight Co., Ltd. | Cnlight | 4" LED RECESSED | CNTT120/12RZ11D91A |  | Indoor | LED | Downlight Recessed | 660 | 12 | 57.6 |  | 5000K | 91 | 25000 | Continuously Dimmable |  | 2016-09-09
Cnlight Co., Ltd. | Cnlight | 4" LED RECESSED | CNTT120/09RD11D91A |  | Indoor | LED | Downlight Recessed | 495 | 9 | 64.3 |  | 2700K | 91 | 25000 | Continuously Dimmable |  | 2016-09-09
Cnlight Co., Ltd. | Cnlight | 4" LED RECESSED | CNTT120/09RL11D81A |  | Indoor | LED | Downlight Recessed | 540 | 9 | 69.2 |  | 4000/4100K | 82 | 25000 | Continuously Dimmable |  | 2016-09-09
Cnlight Co., Ltd. | Cnlight | 4" LED RECESSED | CNTT120/09RL11D91A |  | Indoor | LED | Downlight Recessed | 495 | 9 | 64.3 |  | 4000/4100K | 91 | 25000 | Continuously Dimmable |  | 2016-09-09
Cnlight Co., Ltd. | Cnlight | 4" LED RECESSED | CNTT120/09RN11D81A |  | Indoor | LED | Downlight Recessed | 540 | 9 | 69.2 |  | 3000K | 82 | 25000 | Continuously Dimmable |  | 2016-09-09
Cnlight Co., Ltd. | Cnlight | 4" LED RECESSED | CNTT120/09RN11D91A |  | Indoor | LED | Downlight Recessed | 495 | 9 | 64.3 |  | 3000K | 91 | 25000 | Continuously Dimmable |  | 2016-09-09
Cnlight Co., Ltd. | Cnlight | 4" LED RECESSED | CNTT120/09RZ11D81A |  | Indoor | LED | Downlight Recessed | 540 | 9 | 69.2 |  | 5000K | 82 | 25000 | Continuously Dimmable |  | 2016-09-09
Cnlight Co., Ltd. | Cnlight | 4" LED RECESSED | CNTT120/09RZ11D91A |  | Indoor | LED | Downlight Recessed | 495 | 9 | 64.3 |  | 5000K | 91 | 25000 | Continuously Dimmable |  | 2016-09-09
Cnlight Co., Ltd. | Cnlight | 4" LED RECESSED | CNTT120/12RB11D81A |  | Indoor | LED | Downlight Recessed | 720 | 12 | 78.2 |  | 3500K | 81 | 25000 | Continuously Dimmable |  | 2016-09-09
Cnlight Co., Ltd. | Cnlight | 4" LED RECESSED | CNTT120/12RB11D91A |  | Indoor | LED | Downlight Recessed | 660 | 12 | 57.6 |  | 3500K | 91 | 25000 | Continuously Dimmable |  | 2016-09-09
Cnlight Co., Ltd. | Cnlight | 4" LED RECESSED | CNTT120/12RD11D81A |  | Indoor | LED | Downlight Recessed | 720 | 12 | 78.2 |  | 2700K | 81 | 25000 | Continuously Dimmable |  | 2016-09-09
Cnlight Co., Ltd. | Cnlight | 4" LED RECESSED | CNTT120/12RD11D91A |  | Indoor | LED | Downlight Recessed | 660 | 12 | 57.6 |  | 2700K | 91 | 25000 | Continuously Dimmable |  | 2016-09-09
Cnlight Co., Ltd. | Cnlight | 4" LED RECESSED | CNTT120/12RL11D81A |  | Indoor | LED | Downlight Recessed | 720 | 12 | 78.2 |  | 4000/4100K | 81 | 25000 | Continuously Dimmable |  | 2016-09-09
Cnlight Co., Ltd. | Cnlight | 4" LED RECESSED | CNTT120/12RL11D91A |  | Indoor | LED | Downlight Recessed | 660 | 12 | 57.6 |  | 4000/4100K | 91 | 25000 | Continuously Dimmable |  | 2016-09-09
Cnlight Co., Ltd. | Cnlight | 4" LED RECESSED | CNTT120/12RN11D81A |  | Indoor | LED | Downlight Recessed | 720 | 12 | 78.2 |  | 3000K | 81 | 25000 | Continuously Dimmable |  | 2016-09-09
Cnlight Co., Ltd. | Cnlight | 4" LED RECESSED | CNTT120/12RN11D91A |  | Indoor | LED | Downlight Recessed | 660 | 12 | 57.6 |  | 3000K | 91 | 25000 | Continuously Dimmable |  | 2016-09-09
Cnlight Co., Ltd. | Cnlight | 6" LED RECESSED | CNTT120/15RB11D81A |  | Indoor | LED | Downlight Recessed | 900 | 15 | 74.8 |  | 3500K | 81 | 25000 | Continuously Dimmable |  | 2016-09-09
Cnlight Co., Ltd. | Cnlight | 6" LED RECESSED | CNTT120/15RB11D91A |  | Indoor | LED | Downlight Recessed | 900 | 15 | 61.9 |  | 3500K | 94 | 25000 | Continuously Dimmable |  | 2016-09-09
Cnlight Co., Ltd. | Cnlight | 6" LED RECESSED | CNTT120/15RD11D81A |  | Indoor | LED | Downlight Recessed | 900 | 15 | 74.8 |  | 2700K | 81 | 25000 | Continuously Dimmable |  | 2016-09-09
Cnlight Co., Ltd. | Cnlight | 6" LED RECESSED | CNTT120/15RD11D91A |  | Indoor | LED | Downlight Recessed | 900 | 15 | 61.9 |  | 2700K | 94 | 25000 | Continuously Dimmable |  | 2016-09-09
Cnlight Co., Ltd. | Cnlight | 6" LED RECESSED | CNTT120/15RL11D81A |  | Indoor | LED | Downlight Recessed | 900 | 15 | 74.8 |  | 4000/4100K | 81 | 25000 | Continuously Dimmable |  | 2016-09-09
Cnlight Co., Ltd. | Cnlight | 6" LED RECESSED | CNTT120/15RL11D91A |  | Indoor | LED | Downlight Recessed | 900 | 15 | 61.9 |  | 4000/4100K | 94 | 25000 | Continuously Dimmable |  | 2016-09-09
Cnlight Co., Ltd. | Cnlight | 6" LED RECESSED | CNTT120/15RN11D81A |  | Indoor | LED | Downlight Recessed | 900 | 15 | 74.8 |  | 3000K | 81 | 25000 | Continuously Dimmable |  | 2016-09-09
Cnlight Co., Ltd. | Cnlight | 6" LED RECESSED | CNTT120/15RN11D91A |  | Indoor | LED | Downlight Recessed | 900 | 15 | 61.9 |  | 3000K | 94 | 25000 | Continuously Dimmable |  | 2016-09-09
Conglom, Inc. | Luminus | PPD43 | PPD43 |  | Indoor | LED | Downlight Solid State Retrofit | 500 | 7.7 | 78.1 |  | 3000K | 84 | 36000 | Continuously Dimmable |  | 2016-08-18
Conglom, Inc. | Luminus | PPD43S | PPD43S |  | Indoor | LED | Downlight Solid State Retrofit | 500 | 7.7 | 78.1 |  | 3000K | 84 | 36000 | Continuously Dimmable |  | 2016-08-30
Conglom, Inc. | Luminus | PPD63 | PPD63 |  | Indoor | LED | Downlight Solid State Retrofit | 740 | 11.9 | 73.2 |  | 3000K | 84 | 36000 | Continuously Dimmable |  | 2016-08-30
Conglom, Inc. | Luminus | PPD63S | PPD63S |  | Indoor | LED | Downlight Solid State Retrofit | 740 | 11.9 | 73.2 |  | 3000K | 84 | 36000 | Continuously Dimmable |  | 2016-08-30
Conglom, Inc. | Luminus | PPD73 | PPD73 |  | Indoor/Outdoor | LED | Downlight Solid State Retrofit | 950 | 13 | 76.2 |  | 3000K | 83 | 35000 | Continuously Dimmable |  | 2015-12-03
Conglom, Inc. | Luminus | PPR490 | PPR490 |  | Indoor/Outdoor | LED | Downlight Solid State Retrofit | 550 | 9 | 69.3 |  | 3000K | 91 | 35000 | Continuously Dimmable |  | 2016-02-12
Conglom, Inc. | Luminus | LED Downlight Retrofit | PPR495 | ,PPR495,CCT: 5000K | Indoor/Outdoor | LED | Downlight Solid State Retrofit | 550 | 9 | 72.9 |  | 2700K | 91 | 35000 | Continuously Dimmable,Damp Location Rated | ES Test on 2700K model. Covers 5000K model PPR495. | 2016-08-03
Conglom, Inc. | Luminus | LED Downlight Retrofit | PPR590 | ,,Listed model CCT: 3000K | Indoor/Outdoor | LED | Downlight Solid State Retrofit | 800 | 13 | 66.6 |  | 2700K | 92 | 35000 | Continuously Dimmable,Wet Location Rated |  | 2016-09-01
Conglom, Inc. | Luminus | LED Downlight Retrofit | PPR593 | ,PPR595,CCT: 5000K | Indoor/Outdoor | LED | Downlight Solid State Retrofit | 850 | 13 | 78.6 |  | 3000K | 93 | 35000 | Continuously Dimmable,Damp Location Rated |  | 2016-08-03
Conglom, Inc. | Luminus | PPR692 | PPR692 | PPR691,PPR691,3000K version | Indoor/Outdoor | LED | Downlight Solid State Retrofit | 1298 | 19 | 69.7 |  | 2700K | 92 | 35000 | Continuously Dimmable |  | 2016-08-05
Conglom, Inc. | Luminus | LED Downlight Retrofit | PPR693 | ,PPR695,CCT: 5000K | Indoor/Outdoor | LED | Downlight Solid State Retrofit | 1320 | 19 | 77.3 |  | 3000K | 93 | 35000 | Continuously Dimmable,Wet Location Rated |  | 2016-08-03
Con-Tech Lighting | ConTech Lighting | CTL8061VF27C | CTL8061VF27C | ,CTL8061HM27CD-B,; ,CTL8061HM27CD-P,; ,CTL8061HM27CD-S,; ,CTL8061HM27D-B,; ,CTL8061HM27D-P,; ,CTL8061HM27D-S,; ,CTL8061HM35CD-B,; ,CTL8061HM35CD-P,; ,CTL8061HM35CD-S,; ,CTL8061HM35D-B,; ,CTL8061HM35D-P,; ,CTL8061HM35D-S,; ,CTL8061HM3CD-B,; ,CTL8061HM3CD-P,; ,CTL8061HM3CD-S,; ,CTL8061HM3D-B,; ,CTL8061HM3D-P,; ,CTL8061HM3D-S,; ,CTL8061HM4CD-B,; ,CTL8061HM4CD-P,; ,CTL8061HM4CD-S,; ,CTL8061HM4D-B,; ,CTL8061HM4D-P,; ,CTL8061HM4D-S,; ,CTL8061HS27CD-B,; ,CTL8061HS27CD-P,; ,CTL8061HS27CD-S,; ,CTL8061HS27D-B,; ,CTL8061HS27D-P,; ,CTL8061HS27D-S,; ,CTL8061HS35CD-B,; ,CTL8061HS35CD-P,; ,CTL8061HS35CD-S,; ,CTL8061HS35D-B,; ,CTL8061HS35D-P,; ,CTL8061HS35D-S,; ,CTL8061HS3CD-B,; ,CTL8061HS3CD-P,; ,CTL8061HS3CD-S,; ,CTL8061HS3D-B,; ,CTL8061HS3D-P,; ,CTL8061HS3D-S,; ,CTL8061HS4CD-B,; ,CTL8061HS4CD-P,; ,CTL8061HS4CD-S,; ,CTL8061HS4D-B,; ,CTL8061HS4D-P,; ,CTL8061HS4D-S,; ,CTL8061VF27CD-P,; ,CTL8061VF27CD-S,; ,CTL8061VF27D-B,; ,CTL8061VF27D-P,; ,CTL8061VF27D-S,; ,CTL8061VF35CD-B,; ,CTL8061VF35CD-P,; ,CTL8061VF35CD-S,; ,CTL8061VF35D-B,; ,CTL8061VF35D-P,; ,CTL8061VF35D-S,; ,CTL8061VF3CD-B,; ,CTL8061VF3CD-P,; ,CTL8061VF3CD-S,; ,CTL8061VF3D-B,; ,CTL8061VF3D-P,; ,CTL8061VF3D-S,; ,CTL8061VF4CD-B,; ,CTL8061VF4CD-P,; ,CTL8061VF4CD-S,; ,CTL8061VF4D-B,; ,CTL8061VF4D-P,; ,CTL8061VF4D-S,; ,CTL8061VM27CD-B,; ,CTL8061VM27CD-P,; ,CTL8061VM27CD-S,; ,CTL8061VM27D-B,; ,CTL8061VM27D-P,; ,CTL8061VM27D-S,; ,CTL8061VM35CD-B,; ,CTL8061VM35CD-P,; ,CTL8061VM35CD-S,; ,CTL8061VM35D-B,; ,CTL8061VM35D-P,; ,CTL8061VM35D-S,; ,CTL8061VM3CD-B,; ,CTL8061VM3CD-P,; ,CTL8061VM3CD-S,; ,CTL8061VM3D-B,; ,CTL8061VM3D-P,; ,CTL8061VM3D-S,; ,CTL8061VM4CD-B,; ,CTL8061VM4CD-P,; ,CTL8061VM4CD-S,; ,CTL8061VM4D-B,; ,CTL8061VM4D-P,; ,CTL8061VM4D-S,; ,CTL8061VS27CD-B,; ,CTL8061VS27CD-P,; ,CTL8061VS27CD-S,; ,CTL8061VS27D-B,; ,CTL8061VS27D-P,; ,CTL8061VS27D-S,; ,CTL8061VS35CD-B,; ,CTL8061VS35CD-P,; ,CTL8061VS35CD-S,; ,CTL8061VS35D-B,; ,CTL8061VS35D-P,; ,CTL8061VS35D-S,; ,CTL8061VS3CD-B,; ,CTL8061VS3CD-P,; ,CTL8061VS3CD-S,; ,CTL8061VS3D-B,; ,CTL8061VS3D-P,; ,CTL8061VS3D-S,; ,CTL8061VS4CD-B,; ,CTL8061VS4CD-P,; ,CTL8061VS4CD-S,; ,CTL8061VS4D-B,; ,CTL8061VS4D-P,; ,CTL8061VS4D-S,; CTL8061VF27C,CTL8061HF27CD-B,; CTL8061VF27C,CTL8061HF27CD-P,; CTL8061VF27C,CTL8061HF27CD-S,; CTL8061VF27C,CTL8061HF27D-B,; CTL8061VF27C,CTL8061HF27D-P,; CTL8061VF27C,CTL8061HF27D-S,; CTL8061VF27C,CTL8061HF35CD-B,; CTL8061VF27C,CTL8061HF35CD-P,; CTL8061VF27C,CTL8061HF35CD-S,; CTL8061VF27C,CTL8061HF35D-B,; CTL8061VF27C,CTL8061HF35D-P,; CTL8061VF27C,CTL8061HF35D-S,; CTL8061VF27C,CTL8061HF3CD-B,; CTL8061VF27C,CTL8061HF3CD-P,; CTL8061VF27C,CTL8061HF3CD-S,; CTL8061VF27C,CTL8061HF3D-B,; CTL8061VF27C,CTL8061HF3D-P,; CTL8061VF27C,CTL8061HF3D-S,; CTL8061VF27C,CTL8061HF4CD-B,; CTL8061VF27C,CTL8061HF4CD-P,; CTL8061VF27C,CTL8061HF4CD-S,; CTL8061VF27C,CTL8061HF4D-B,; CTL8061VF27C,CTL8061HF4D-P,; CTL8061VF27C,CTL8061HF4D-S, | Indoor | LED | Downlight Recessed | 918 | 10 | 91.4 |  | 2700K | 92 | 49500 | Continuously Dimmable |  | 2016-05-25
Con-Tech Lighting | ConTech Lighting | CTL8062VF27C | CTL8062VF27C | ,CCTL8062HF4CD-S,; ,CTL8062HF27CD-B,; ,CTL8062HF27CD-P,; ,CTL8062HF27CD-S,; ,CTL8062HF27D-B,; ,CTL8062HF27D-P,; ,CTL8062HF27D-S,; ,CTL8062HF35CD-B,; ,CTL8062HF35CD-P,; ,CTL8062HF35CD-S,; ,CTL8062HF35D-B,; ,CTL8062HF35D-P,; ,CTL8062HF35D-S,; ,CTL8062HF3CD-B,; ,CTL8062HF3CD-P,; ,CTL8062HF3CD-S,; ,CTL8062HF3D-B,; ,CTL8062HF3D-P,; ,CTL8062HF3D-S,; ,CTL8062HF4CD-B,; ,CTL8062HF4CD-P,; ,CTL8062HF4D-B,; ,CTL8062HF4D-P,; ,CTL8062HF4D-S,; ,CTL8062HM27CD-B,; ,CTL8062HM27CD-P,; ,CTL8062HM27CD-S,; ,CTL8062HM27D-B,; ,CTL8062HM27D-P,; ,CTL8062HM27D-S,; ,CTL8062HM35CD-B,; ,CTL8062HM35CD-P,; ,CTL8062HM35CD-S,; ,CTL8062HM35D-B,; ,CTL8062HM35D-P,; ,CTL8062HM35D-S,; ,CTL8062HM3CD-B,; ,CTL8062HM3CD-P,; ,CTL8062HM3CD-S,; ,CTL8062HM3D-B,; ,CTL8062HM3D-P,; ,CTL8062HM3D-S,; ,CTL8062HM4CD-B,; ,CTL8062HM4CD-P,; ,CTL8062HM4CD-S,; ,CTL8062HM4D-B,; ,CTL8062HM4D-P,; ,CTL8062HM4D-S,; ,CTL8062HS27CD-B,; ,CTL8062HS27CD-P,; ,CTL8062HS27CD-S,; ,CTL8062HS27D-B,; ,CTL8062HS27D-P,; ,CTL8062HS27D-S,; ,CTL8062HS35CD-B,; ,CTL8062HS35CD-P,; ,CTL8062HS35CD-S,; ,CTL8062HS35D-B,; ,CTL8062HS35D-P,; ,CTL8062HS35D-S,; ,CTL8062HS3CD-B,; ,CTL8062HS3CD-P,; ,CTL8062HS3CD-S,; ,CTL8062HS3D-B,; ,CTL8062HS3D-P,; ,CTL8062HS3D-S,; ,CTL8062HS4CD-B,; ,CTL8062HS4CD-P,; ,CTL8062HS4CD-S,; ,CTL8062HS4D-B,; ,CTL8062HS4D-P,; ,CTL8062HS4D-S,; ,CTL8062VF27CD-P,; ,CTL8062VF27CD-S,; ,CTL8062VF27D-B,; ,CTL8062VF27D-P,; ,CTL8062VF27D-S,; ,CTL8062VF35CD-B,; ,CTL8062VF35CD-P,; ,CTL8062VF35CD-S,; ,CTL8062VF35D-B,; ,CTL8062VF35D-P,; ,CTL8062VF35D-S,; ,CTL8062VF3CD-B,; ,CTL8062VF3CD-P,; ,CTL8062VF3CD-S,; ,CTL8062VF3D-B,; ,CTL8062VF3D-P,; ,CTL8062VF3D-S,; ,CTL8062VF4CD-B,; ,CTL8062VF4CD-P,; ,CTL8062VF4CD-S,; ,CTL8062VF4D-B,; ,CTL8062VF4D-P,; ,CTL8062VF4D-S,; ,CTL8062VM27CD-B,; ,CTL8062VM27CD-P,; ,CTL8062VM27CD-S,; ,CTL8062VM27D-B,; ,CTL8062VM27D-P,; ,CTL8062VM27D-S,; ,CTL8062VM35CD-B,; ,CTL8062VM35CD-P,; ,CTL8062VM35CD-S,; ,CTL8062VM35D-B,; ,CTL8062VM35D-P,; ,CTL8062VM35D-S,; ,CTL8062VM3CD-B,; ,CTL8062VM3CD-P,; ,CTL8062VM3CD-S,; ,CTL8062VM3D-B,; ,CTL8062VM3D-P,; ,CTL8062VM3D-S,; ,CTL8062VM4CD-B,; ,CTL8062VM4CD-P,; ,CTL8062VM4CD-S,; ,CTL8062VM4D-B,; ,CTL8062VM4D-P,; ,CTL8062VM4D-S,; ,CTL8062VS27CD-B,; ,CTL8062VS27CD-P,; ,CTL8062VS27CD-S,; ,CTL8062VS27D-B,; ,CTL8062VS27D-P,; ,CTL8062VS27D-S,; ,CTL8062VS35CD-B,; ,CTL8062VS35CD-P,; ,CTL8062VS35CD-S,; ,CTL8062VS35D-B,; ,CTL8062VS35D-P,; ,CTL8062VS35D-S,; ,CTL8062VS3CD-B,; ,CTL8062VS3CD-P,; ,CTL8062VS3CD-S,; ,CTL8062VS3D-B,; ,CTL8062VS3D-P,; ,CTL8062VS3D-S,; ,CTL8062VS4CD-B,; ,CTL8062VS4CD-P,; ,CTL8062VS4CD-S,; ,CTL8062VS4D-B,; ,CTL8062VS4D-P,; ,CTL8062VS4D-S, | Indoor | LED | Downlight Recessed | 1203 | 14 | 86.1 |  | 2700K | 92 | 49500 | Continuously Dimmable |  | 2016-05-25
Con-Tech Lighting | ConTech Lighting | CTL8063VF27C | CTL8063VF27C | ,CTL8063HF27CD-B,; ,CTL8063HF27CD-P,; ,CTL8063HF27CD-S,; ,CTL8063HF27D-B,; ,CTL8063HF27D-P,; ,CTL8063HF27D-S,; ,CTL8063HF35CD-B,; ,CTL8063HF35CD-P,; ,CTL8063HF35CD-S,; ,CTL8063HF35D-B,; ,CTL8063HF35D-P,; ,CTL8063HF35D-S,; ,CTL8063HF3CD-B,; ,CTL8063HF3CD-P,; ,CTL8063HF3CD-S,; ,CTL8063HF3D-B,; ,CTL8063HF3D-P,; ,CTL8063HF3D-S,; ,CTL8063HF4CD-B,; ,CTL8063HF4CD-P,; ,CTL8063HF4CD-S,; ,CTL8063HF4D-B,; ,CTL8063HF4D-P,; ,CTL8063HF4D-S,; ,CTL8063HM27CD-B,; ,CTL8063HM27CD-P,; ,CTL8063HM27CD-S,; ,CTL8063HM27D-B,; ,CTL8063HM27D-P,; ,CTL8063HM27D-S,; ,CTL8063HM35CD-B,; ,CTL8063HM35CD-P,; ,CTL8063HM35CD-S,; ,CTL8063HM35D-B,; ,CTL8063HM35D-P,; ,CTL8063HM35D-S,; ,CTL8063HM3CD-B,; ,CTL8063HM3CD-P,; ,CTL8063HM3CD-S,; ,CTL8063HM3D-B,; ,CTL8063HM3D-P,; ,CTL8063HM3D-S,; ,CTL8063HM4CD-B,; ,CTL8063HM4CD-P,; ,CTL8063HM4CD-S,; ,CTL8063HM4D-B,; ,CTL8063HM4D-P,; ,CTL8063HM4D-S,; ,CTL8063HS27CD-B,; ,CTL8063HS27CD-P,; ,CTL8063HS27CD-S,; ,CTL8063HS27D-B,; ,CTL8063HS27D-P,; ,CTL8063HS27D-S,; ,CTL8063HS35CD-B,; ,CTL8063HS35CD-P,; ,CTL8063HS35CD-S,; ,CTL8063HS35D-B,; ,CTL8063HS35D-P,; ,CTL8063HS35D-S,; ,CTL8063HS3CD-B,; ,CTL8063HS3CD-P,; ,CTL8063HS3CD-S,; ,CTL8063HS3D-B,; ,CTL8063HS3D-P,; ,CTL8063HS3D-S,; ,CTL8063HS4CD-B,; ,CTL8063HS4CD-P,; ,CTL8063HS4CD-S,; ,CTL8063HS4D-B,; ,CTL8063HS4D-P,; ,CTL8063HS4D-S,; ,CTL8063VF27CD-P,; ,CTL8063VF27CD-S,; ,CTL8063VF27D-B,; ,CTL8063VF27D-P,; ,CTL8063VF27D-S,; ,CTL8063VF35CD-B,; ,CTL8063VF35CD-P,; ,CTL8063VF35CD-S,; ,CTL8063VF35D-B,; ,CTL8063VF35D-P,; ,CTL8063VF35D-S,; ,CTL8063VF3CD-B,; ,CTL8063VF3CD-P,; ,CTL8063VF3CD-S,; ,CTL8063VF3D-B,; ,CTL8063VF3D-P,; ,CTL8063VF3D-S,; ,CTL8063VF4CD-B,; ,CTL8063VF4CD-P,; ,CTL8063VF4CD-S,; ,CTL8063VF4D-B,; ,CTL8063VF4D-P,; ,CTL8063VF4D-S,; ,CTL8063VM27CD-B,; ,CTL8063VM27CD-P,; ,CTL8063VM27CD-S,; ,CTL8063VM27D-B,; ,CTL8063VM27D-P,; ,CTL8063VM27D-S,; ,CTL8063VM35CD-B,; ,CTL8063VM35CD-P,; ,CTL8063VM35CD-S,; ,CTL8063VM35D-B,; ,CTL8063VM35D-P,; ,CTL8063VM35D-S,; ,CTL8063VM3CD-B,; ,CTL8063VM3CD-P,; ,CTL8063VM3CD-S,; ,CTL8063VM3D-B,; ,CTL8063VM3D-P,; ,CTL8063VM3D-S,; ,CTL8063VM4CD-B,; ,CTL8063VM4CD-P,; ,CTL8063VM4CD-S,; ,CTL8063VM4D-B,; ,CTL8063VM4D-P,; ,CTL8063VM4D-S,; ,CTL8063VS27CD-B,; ,CTL8063VS27CD-P,; ,CTL8063VS27CD-S,; ,CTL8063VS27D-B,; ,CTL8063VS27D-P,; ,CTL8063VS27D-S,; ,CTL8063VS35CD-B,; ,CTL8063VS35CD-P,; ,CTL8063VS35CD-S,; ,CTL8063VS35D-B,; ,CTL8063VS35D-P,; ,CTL8063VS35D-S,; ,CTL8063VS3CD-B,; ,CTL8063VS3CD-P,; ,CTL8063VS3CD-S,; ,CTL8063VS3D-B,; ,CTL8063VS3D-P,; ,CTL8063VS3D-S,; ,CTL8063VS4CD-B,; ,CTL8063VS4CD-P,; ,CTL8063VS4CD-S,; ,CTL8063VS4D-B,; ,CTL8063VS4D-P,; ,CTL8063VS4D-S, | Indoor | LED | Downlight Recessed | 1535 | 19.6 | 78.4 |  | 2700K | 92 | 49500 | Continuously Dimmable |  | 2016-05-25
Con-Tech Lighting | ConTech Lighting | R4IC127KCMVD | R4IC127KCMVD | ,R4IC1xx12D3,; ,R4IC1xxMVD,; ,R4IC1xxMVD4,; ,R4IC2xx12D3,; ,R4IC2xxMVD,; ,R4IC2xxMVD4,; ,R4IC3xx12D3,; ,R4IC3xxMVD,; ,R4IC3xxMVD4,; ,R4IC4xx12D3,; ,R4IC4xxMVD,; ,R4IC4xxMVD4,; ,R4NC1xx12D,; ,R4NC1xx12D-ER,; ,R4NC1xx12D3,; ,R4NC1xx12D3-ER,; ,R4NC1xx12D4,; ,R4NC1xx12D4-ER,; ,R4NC1xx27D,; ,R4NC1xx27D-ER,; ,R4NC1xx27D4,; ,R4NC1xx27D4-ER,; ,R4NC2xx12D,; ,R4NC2xx12D-ER,; ,R4NC2xx12D3,; ,R4NC2xx12D3-ER,; ,R4NC2xx12D4,; ,R4NC2xx12D4-ER,; ,R4NC2xx27D,; ,R4NC2xx27D-ER,; ,R4NC2xx27D4,; ,R4NC2xx27D4-ER,; ,R4NC3xx12D,; ,R4NC3xx12D-ER,; ,R4NC3xx12D3,; ,R4NC3xx12D3-ER,; ,R4NC3xx12D4,; ,R4NC3xx12D4-ER,; ,R4NC3xx27D,; ,R4NC3xx27D-ER,; ,R4NC3xx27D4,; ,R4NC3xx27D4-ER,; ,R4NC4xx12D,; ,R4NC4xx12D-ER,; ,R4NC4xx12D3,; ,R4NC4xx12D3-ER,; ,R4NC4xx12D4,; ,R4NC4xx12D4-ER,; ,R4NC4xx27D,; ,R4NC4xx27D-ER,; ,R4NC4xx27D4,; ,R4NC4xx27D4-ER,; ,R4NC5xx12D,; ,R4NC5xx12D-ER,; ,R4NC5xx12D3,; ,R4NC5xx12D3-ER,; ,R4NC5xx12D4,; ,R4NC5xx12D4-ER,; ,R4NC5xx27D,; ,R4NC5xx27D-ER,; ,R4NC5xx27D4,; ,R4NC5xx27D4-ER,; ,R4NC6xx12D,; ,R4NC6xx12D-ER,; ,R4NC6xx12D3,; ,R4NC6xx12D3-ER,; ,R4NC6xx12D4,; ,R4NC6xx12D4-ER,; ,R4NC6xx27D,; ,R4NC6xx27D-ER,; ,R4NC6xx27D4,; ,R4NC6xx27D4-ER,; ,R4RM1xx12D,; ,R4RM1xx12D3,; ,R4RM1xx12D4,; ,R4RM1xx27D,; ,R4RM1xx27D4,; ,R4RM2xx12D,; ,R4RM2xx12D3,; ,R4RM2xx12D4,; ,R4RM2xx27D,; ,R4RM2xx27D4,; ,R4RM3xx12D,; ,R4RM3xx12D3,; ,R4RM3xx12D4,; ,R4RM3xx27D,; ,R4RM3xx27D4,; ,R4RM4xx12D,; ,R4RM4xx12D3,; ,R4RM4xx12D4,; ,R4RM4xx27D,; ,R4RM4xx27D4,; ,R4RM5xx12D,; ,R4RM5xx12D3,; ,R4RM5xx12D4,; ,R4RM5xx27D,; ,R4RM5xx27D4,; ,R4RM6xx12D,; ,R4RM6xx12D3,; ,R4RM6xx12D4,; ,R4RM6xx27D,; ,R4RM6xx27D4,; ,R4SA1xx12D,; ,R4SA1xx12D-CP,; ,R4SA1xx12D3,; ,R4SA1xx12D3-CP,; ,R4SA1xx12D4,; ,R4SA1xx12D4-CP,; ,R4SA1xx27D,; ,R4SA1xx27D-CP,; ,R4SA1xx27D4,; ,R4SA1xx27D4-CP,; ,R4SA2xx12D,; ,R4SA2xx12D-CP,; ,R4SA2xx12D3,; ,R4SA2xx12D3-CP,; ,R4SA2xx12D4,; ,R4SA2xx12D4-CP,; ,R4SA2xx27D,; ,R4SA2xx27D-CP,; ,R4SA2xx27D4,; ,R4SA2xx27D4-CP,; ,R4SA3xx12D,; ,R4SA3xx12D-CP,; ,R4SA3xx12D3,; ,R4SA3xx12D3-CP,; ,R4SA3xx12D4,; ,R4SA3xx12D4-CP,; ,R4SA3xx27D,; ,R4SA3xx27D-CP,; ,R4SA3xx27D4,; ,R4SA3xx27D4-CP,; ,R4SA4xx12D,; ,R4SA4xx12D-CP,; ,R4SA4xx12D3,; ,R4SA4xx12D3-CP,; ,R4SA4xx12D4,; ,R4SA4xx12D4-CP,; ,R4SA4xx27D,; ,R4SA4xx27D-CP,; ,R4SA4xx27D4,; ,R4SA4xx27D4-CP,; ,R4SA5xx12D,; ,R4SA5xx12D-CP,; ,R4SA5xx12D3,; ,R4SA5xx12D3-CP,; ,R4SA5xx12D4,; ,R4SA5xx12D4-CP,; ,R4SA5xx27D,; ,R4SA5xx27D-CP,; ,R4SA5xx27D4,; ,R4SA5xx27D4-CP,; ,R4SA6xx12D,; ,R4SA6xx12D-CP,; ,R4SA6xx12D3,; ,R4SA6xx12D3-CP,; ,R4SA6xx12D4,; ,R4SA6xx12D4-CP,; ,R4SA6xx27D,; ,R4SA6xx27D-CP,; ,R4SA6xx27D4,; ,R4SA6xx27D4-CP, | Indoor | LED | Downlight Recessed | 2546 | 45.1 | 56.5 |  | 2700K | 93 | 55000 | Continuously Dimmable |  | 2016-03-28
Con-Tech Lighting | ConTech Lighting | R6IC127KCMVD | R6IC127KCMVD | ,R6IC1xx12D3,; ,R6IC1xxMVD,; ,R6IC1xxMVD4,; ,R6IC2xx12D3,; ,R6IC2xxMVD,; ,R6IC2xxMVD4,; ,R6IC3xx12D3,; ,R6IC3xxMVD,; ,R6IC3xxMVD4,; ,R6IC4xx12D3,; ,R6IC4xxMVD,; ,R6IC4xxMVD4,; ,R6NC1xx12D,; ,R6NC1xx12D-ER,; ,R6NC1xx12D3,; ,R6NC1xx12D3-ER,; ,R6NC1xx12D4,; ,R6NC1xx12D4-ER,; ,R6NC1xx27D,; ,R6NC1xx27D-ER,; ,R6NC1xx27D4,; ,R6NC1xx27D4-ER,; ,R6NC2xx12D,; ,R6NC2xx12D-ER,; ,R6NC2xx12D3,; ,R6NC2xx12D3-ER,; ,R6NC2xx12D4,; ,R6NC2xx12D4-ER,; ,R6NC2xx27D,; ,R6NC2xx27D-ER,; ,R6NC2xx27D4,; ,R6NC2xx27D4-ER,; ,R6NC3xx12D,; ,R6NC3xx12D-ER,; ,R6NC3xx12D3,; ,R6NC3xx12D3-ER,; ,R6NC3xx12D4,; ,R6NC3xx12D4-ER,; ,R6NC3xx27D,; ,R6NC3xx27D-ER,; ,R6NC3xx27D4,; ,R6NC3xx27D4-ER,; ,R6NC4xx12D,; ,R6NC4xx12D-ER,; ,R6NC4xx12D3,; ,R6NC4xx12D3-ER,; ,R6NC4xx12D4,; ,R6NC4xx12D4-ER,; ,R6NC4xx27D,; ,R6NC4xx27D-ER,; ,R6NC4xx27D4,; ,R6NC4xx27D4-ER,; ,R6NC5xx12D,; ,R6NC5xx12D-ER,; ,R6NC5xx12D3,; ,R6NC5xx12D3-ER,; ,R6NC5xx12D4,; ,R6NC5xx12D4-ER,; ,R6NC5xx27D,; ,R6NC5xx27D-ER,; ,R6NC5xx27D4,; ,R6NC5xx27D4-ER,; ,R6NC6xx12D,; ,R6NC6xx12D-ER,; ,R6NC6xx12D3,; ,R6NC6xx12D3-ER,; ,R6NC6xx12D4,; ,R6NC6xx12D4-ER,; ,R6NC6xx27D,; ,R6NC6xx27D-ER,; ,R6NC6xx27D4,; ,R6NC6xx27D4-ER,; ,R6RM1xx12D,; ,R6RM1xx12D3,; ,R6RM1xx12D4,; ,R6RM1xx27D,; ,R6RM1xx27D4,; ,R6RM2xx12D,; ,R6RM2xx12D3,; ,R6RM2xx12D4,; ,R6RM2xx27D,; ,R6RM2xx27D4,; ,R6RM3xx12D,; ,R6RM3xx12D3,; ,R6RM3xx12D4,; ,R6RM3xx27D,; ,R6RM3xx27D4,; ,R6RM4xx12D,; ,R6RM4xx12D3,; ,R6RM4xx12D4,; ,R6RM4xx27D,; ,R6RM4xx27D4,; ,R6RM5xx12D,; ,R6RM5xx12D3,; ,R6RM5xx12D4,; ,R6RM5xx27D,; ,R6RM5xx27D4,; ,R6RM6xx12D,; ,R6RM6xx12D3,; ,R6RM6xx12D4,; ,R6RM6xx27D,; ,R6RM6xx27D4,; ,R6SA1xx12D,; ,R6SA1xx12D-CP,; ,R6SA1xx12D3,; ,R6SA1xx12D3-CP,; ,R6SA1xx12D4,; ,R6SA1xx12D4-CP,; ,R6SA1xx27D,; ,R6SA1xx27D-CP,; ,R6SA1xx27D4,; ,R6SA1xx27D4-CP,; ,R6SA2xx12D,; ,R6SA2xx12D-CP,; ,R6SA2xx12D3,; ,R6SA2xx12D3-CP,; ,R6SA2xx12D4,; ,R6SA2xx12D4-CP,; ,R6SA2xx27D,; ,R6SA2xx27D-CP,; ,R6SA2xx27D4,; ,R6SA2xx27D4-CP,; ,R6SA3xx12D,; ,R6SA3xx12D-CP,; ,R6SA3xx12D3,; ,R6SA3xx12D3-CP,; ,R6SA3xx12D4,; ,R6SA3xx12D4-CP,; ,R6SA3xx27D,; ,R6SA3xx27D-CP,; ,R6SA3xx27D4,; ,R6SA3xx27D4-CP,; ,R6SA4xx12D,; ,R6SA4xx12D-CP,; ,R6SA4xx12D3,; ,R6SA4xx12D3-CP,; ,R6SA4xx12D4,; ,R6SA4xx12D4-CP,; ,R6SA4xx27D,; ,R6SA4xx27D-CP,; ,R6SA4xx27D4,; ,R6SA4xx27D4-CP,; ,R6SA5xx12D,; ,R6SA5xx12D-CP,; ,R6SA5xx12D3,; ,R6SA5xx12D3-CP,; ,R6SA5xx12D4,; ,R6SA5xx12D4-CP,; ,R6SA5xx27D,; ,R6SA5xx27D-CP,; ,R6SA5xx27D4,; ,R6SA5xx27D4-CP,; ,R6SA6xx12D,; ,R6SA6xx12D-CP,; ,R6SA6xx12D3,; ,R6SA6xx12D3-CP,; ,R6SA6xx12D4,; ,R6SA6xx12D4-CP,; ,R6SA6xx27D,; ,R6SA6xx27D4,; ,R6SA6xx27D4-CP, | Indoor | LED | Downlight Recessed | 2539 | 44.9 | 56.6 |  | 2700K | 93 | 55000 | Continuously Dimmable |  | 2016-04-18
Con-Tech Lighting | ConTech Lighting | R6WICwxy-(P,B) | R6WICwxy-(P,B) |  | Indoor | LED | Downlight Recessed | 4635 | 59.8 | 77.6 |  | 2700K | 91 | 55000 | Continuously Dimmable | w = 1,2 x = 27K,30K,35K,40K,27KC,30KC,35KC,40KC y = MVD,12D3,MVD4 | 2016-08-23
Con-Tech Lighting | ConTech Lighting | R6WNCwxyz-(P,B)(blank,ER) | R6WNCwxyz-(P,B)(blank,ER) |  | Indoor | LED | Downlight Recessed | 4635 | 59.8 | 77.6 |  | 2700K | 91 | 55000 | Continuously Dimmable | w = 1,2,3,4,5,6 x = 27K,30K,35K,40K,27KC,30KC,35KC,40KC y = 12,27 z = D,D3,D4 where; D is only available when y = 12 D3 is not available when w = 5 or 6, and y = 27 D4 is not available when w = 5 or 6 | 2016-08-23
Con-Tech Lighting | ConTech Lighting | R6WRMwxyz-(P,B) | R6WRMwxyz-(P,B) |  | Indoor | LED | Downlight Recessed | 4635 | 59.8 | 77.6 |  | 2700K | 91 | 55000 | Continuously Dimmable | w = 1,2,3,4,5,6 x = 27K,30K,35K,40K,27KC,30KC,35KC,40KC y = 12,27 z = D,D3,D4 where; D is only available when y = 12 D3 is not available when w = 5 or 6, and y = 27 D4 is not available when w = 5 or 6 | 2016-08-23
Con-Tech Lighting | ConTech Lighting | R6WSAwxyz-(P,B) | R6WSAwxyz-(P,B) |  | Indoor | LED | Downlight Recessed | 4635 | 59.8 | 77.6 |  | 2700K | 91 | 55000 | Continuously Dimmable | w = 1,2,3,4,5 x = 27K,30K,35K,40K,27KC,30KC,35KC,40KC y = 12,27 z = D,D3,D4 where; D is only available when y = 12 D3 is not available when w = 5, and y = 27 D4 is not available when w = 5 | 2016-08-23
Con-Tech Lighting | ConTech Lighting | RA2LRM227KC12D1F | RA2LRM227KC12D1F | ,RA2LRM127K12D1F,; ,RA2LRM127K12D1F-CP,; ,RA2LRM127K12D1M,; ,RA2LRM127K12D1M-CP,; ,RA2LRM127K12D1S,; ,RA2LRM127K12D1S-CP,; ,RA2LRM127K12F,; ,RA2LRM127K12F-CP,; ,RA2LRM127K12M,; ,RA2LRM127K12M-CP,; ,RA2LRM127K12S,; ,RA2LRM127K12S-CP,; ,RA2LRM127K27F,; ,RA2LRM127K27F-CP,; ,RA2LRM127K27M,; ,RA2LRM127K27M-CP,; ,RA2LRM127K27S,; ,RA2LRM127K27S-CP,; ,RA2LRM127KC12D1F,; ,RA2LRM127KC12D1F-CP,; ,RA2LRM127KC12D1M,; ,RA2LRM127KC12D1M-CP,; ,RA2LRM127KC12D1S,; ,RA2LRM127KC12D1S-CP,; ,RA2LRM127KC12F,; ,RA2LRM127KC12F-CP,; ,RA2LRM127KC12M,; ,RA2LRM127KC12M-CP,; ,RA2LRM127KC12S,; ,RA2LRM127KC12S-CP,; ,RA2LRM127KC27F,; ,RA2LRM127KC27F-CP,; ,RA2LRM127KC27M,; ,RA2LRM127KC27M-CP,; ,RA2LRM127KC27S,; ,RA2LRM127KC27S-CP,; ,RA2LRM130K12D1F,; ,RA2LRM130K12D1F-CP,; ,RA2LRM130K12D1M,; ,RA2LRM130K12D1M-CP,; ,RA2LRM130K12D1S,; ,RA2LRM130K12D1S-CP,; ,RA2LRM130K12F,; ,RA2LRM130K12F-CP,; ,RA2LRM130K12M,; ,RA2LRM130K12M-CP,; ,RA2LRM130K12S,; ,RA2LRM130K12S-CP,; ,RA2LRM130K27F,; ,RA2LRM130K27F-CP,; ,RA2LRM130K27M,; ,RA2LRM130K27M-CP,; ,RA2LRM130K27S,; ,RA2LRM130K27S-CP,; ,RA2LRM130KC12D1F,; ,RA2LRM130KC12D1F-CP,; ,RA2LRM130KC12D1M,; ,RA2LRM130KC12D1M-CP,; ,RA2LRM130KC12D1S,; ,RA2LRM130KC12D1S-CP,; ,RA2LRM130KC12F,; ,RA2LRM130KC12F-CP,; ,RA2LRM130KC12M,; ,RA2LRM130KC12M-CP,; ,RA2LRM130KC12S,; ,RA2LRM130KC12S-CP,; ,RA2LRM130KC27F,; ,RA2LRM130KC27F-CP,; ,RA2LRM130KC27M,; ,RA2LRM130KC27M-CP,; ,RA2LRM130KC27S,; ,RA2LRM130KC27S-CP,; ,RA2LRM135K12D1F,; ,RA2LRM135K12D1F-CP,; ,RA2LRM135K12D1M,; ,RA2LRM135K12D1M-CP,; ,RA2LRM135K12D1S,; ,RA2LRM135K12D1S-CP,; ,RA2LRM135K12F,; ,RA2LRM135K12F-CP,; ,RA2LRM135K12M,; ,RA2LRM135K12M-CP,; ,RA2LRM135K12S,; ,RA2LRM135K12S-CP,; ,RA2LRM135K27F,; ,RA2LRM135K27F-CP,; ,RA2LRM135K27M,; ,RA2LRM135K27M-CP,; ,RA2LRM135K27S,; ,RA2LRM135K27S-CP,; ,RA2LRM135KC12D1F,; ,RA2LRM135KC12D1F-CP,; ,RA2LRM135KC12D1M,; ,RA2LRM135KC12D1M-CP,; ,RA2LRM135KC12D1S,; ,RA2LRM135KC12D1S-CP,; ,RA2LRM135KC12F,; ,RA2LRM135KC12F-CP,; ,RA2LRM135KC12M,; ,RA2LRM135KC12M-CP,; ,RA2LRM135KC12S,; ,RA2LRM135KC12S-CP,; ,RA2LRM135KC27F,; ,RA2LRM135KC27F-CP,; ,RA2LRM135KC27M,; ,RA2LRM135KC27M-CP,; ,RA2LRM135KC27S,; ,RA2LRM135KC27S-CP,; ,RA2LRM140K12D1F,; ,RA2LRM140K12D1F-CP,; ,RA2LRM140K12D1M,; ,RA2LRM140K12D1M-CP,; ,RA2LRM140K12D1S,; ,RA2LRM140K12D1S-CP,; ,RA2LRM140K12F,; ,RA2LRM140K12F-CP,; ,RA2LRM140K12M,; ,RA2LRM140K12M-CP,; ,RA2LRM140K12S,; ,RA2LRM140K12S-CP,; ,RA2LRM140K27F,; ,RA2LRM140K27F-CP,; ,RA2LRM140K27M,; ,RA2LRM140K27M-CP,; ,RA2LRM140K27S,; ,RA2LRM140K27S-CP,; ,RA2LRM140KC12D1F,; ,RA2LRM140KC12D1F-CP,; ,RA2LRM140KC12D1M,; ,RA2LRM140KC12D1M-CP,; ,RA2LRM140KC12D1S,; ,RA2LRM140KC12D1S-CP,; ,RA2LRM140KC12F,; ,RA2LRM140KC12F-CP,; ,RA2LRM140KC12M,; ,RA2LRM140KC12M-CP,; ,RA2LRM140KC12S,; ,RA2LRM140KC12S-CP,; ,RA2LRM140KC27F,; ,RA2LRM140KC27F-CP,; ,RA2LRM140KC27M,; ,RA2LRM140KC27M-CP,; ,RA2LRM140KC27S,; ,RA2LRM140KC27S-CP,; ,RA2LRM227K12D1F,; ,RA2LRM227K12D1F-CP,; ,RA2LRM227K12D1M,; ,RA2LRM227K12D1M-CP,; ,RA2LRM227K12D1S,; ,RA2LRM227K12D1S-CP,; ,RA2LRM227K12F,; ,RA2LRM227K12F-CP,; ,RA2LRM227K12M,; ,RA2LRM227K12M-CP,; ,RA2LRM227K12S,; ,RA2LRM227K12S-CP,; ,RA2LRM227K27F,; ,RA2LRM227K27F-CP,; ,RA2LRM227K27M,; ,RA2LRM227K27M-CP,; ,RA2LRM227K27S,; ,RA2LRM227K27S-CP,; ,RA2LRM227KC12D1F-CP,; ,RA2LRM227KC12D1M,; ,RA2LRM227KC12D1M-CP,; ,RA2LRM227KC12D1S,; ,RA2LRM227KC12D1S-CP,; ,RA2LRM227KC12F,; ,RA2LRM227KC12F-CP,; ,RA2LRM227KC12M,; ,RA2LRM227KC12M-CP,; ,RA2LRM227KC12S,; ,RA2LRM227KC12S-CP,; ,RA2LRM227KC27F,; ,RA2LRM227KC27F-CP,; ,RA2LRM227KC27M,; ,RA2LRM227KC27M-CP,; ,RA2LRM227KC27S,; ,RA2LRM227KC27S-CP,; ,RA2LRM227KCMVD2F,; ,RA2LRM227KCMVD2F-CP,; ,RA2LRM227KCMVD2M,; ,RA2LRM227KCMVD2M-CP,; ,RA2LRM227KCMVD2S,; ,RA2LRM227KCMVD2S-CP,; ,RA2LRM227KMVD2F,; ,RA2LRM227KMVD2F-CP,; ,RA2LRM227KMVD2M,; ,RA2LRM227KMVD2M-CP,; ,RA2LRM227KMVD2S,; ,RA2LRM227KMVD2S-CP,; ,RA2LRM230K12D1F,; ,RA2LRM230K12D1F-CP,; ,RA2LRM230K12D1M,; ,RA2LRM230K12D1M-CP,; ,RA2LRM230K12D1S,; ,RA2LRM230K12D1S-CP,; ,RA2LRM230K12F,; ,RA2LRM230K12F-CP,; ,RA2LRM230K12M,; ,RA2LRM230K12M-CP,; ,RA2LRM230K12S,; ,RA2LRM230K12S-CP,; ,RA2LRM230K27F,; ,RA2LRM230K27F-CP,; ,RA2LRM230K27M,; ,RA2LRM230K27M-CP,; ,RA2LRM230K27S,; ,RA2LRM230K27S-CP,; ,RA2LRM230KC12D1F,; ,RA2LRM230KC12D1F-CP,; ,RA2LRM230KC12D1M,; ,RA2LRM230KC12D1M-CP,; ,RA2LRM230KC12D1S,; ,RA2LRM230KC12D1S-CP,; ,RA2LRM230KC12F,; ,RA2LRM230KC12F-CP,; ,RA2LRM230KC12M,; ,RA2LRM230KC12M-CP,; ,RA2LRM230KC12S,; ,RA2LRM230KC12S-CP,; ,RA2LRM230KC27F,; ,RA2LRM230KC27F-CP,; ,RA2LRM230KC27M,; ,RA2LRM230KC27M-CP,; ,RA2LRM230KC27S,; ,RA2LRM230KC27S-CP,; ,RA2LRM230KCMVD2F,; ,RA2LRM230KCMVD2F-CP,; ,RA2LRM230KCMVD2M,; ,RA2LRM230KCMVD2M-CP,; ,RA2LRM230KCMVD2S,; ,RA2LRM230KCMVD2S-CP,; ,RA2LRM230KMVD2F,; ,RA2LRM230KMVD2F-CP,; ,RA2LRM230KMVD2M,; ,RA2LRM230KMVD2M-CP,; ,RA2LRM230KMVD2S,; ,RA2LRM230KMVD2S-CP,; ,RA2LRM235K12D1F,; ,RA2LRM235K12D1F-CP,; ,RA2LRM235K12D1M,; ,RA2LRM235K12D1M-CP,; ,RA2LRM235K12D1S,; ,RA2LRM235K12D1S-CP,; ,RA2LRM235K12F,; ,RA2LRM235K12F-CP,; ,RA2LRM235K12M,; ,RA2LRM235K12M-CP,; ,RA2LRM235K12S,; ,RA2LRM235K12S-CP,; ,RA2LRM235K27F,; ,RA2LRM235K27F-CP,; ,RA2LRM235K27M,; ,RA2LRM235K27M-CP,; ,RA2LRM235K27S,; ,RA2LRM235K27S-CP,; ,RA2LRM235KC12D1F,; ,RA2LRM235KC12D1F-CP,; ,RA2LRM235KC12D1M,; ,RA2LRM235KC12D1M-CP,; ,RA2LRM235KC12D1S,; ,RA2LRM235KC12D1S-CP,; ,RA2LRM235KC12F,; ,RA2LRM235KC12F-CP,; ,RA2LRM235KC12M,; ,RA2LRM235KC12M-CP,; ,RA2LRM235KC12S,; ,RA2LRM235KC12S-CP,; ,RA2LRM235KC27F,; ,RA2LRM235KC27F-CP,; ,RA2LRM235KC27M,; ,RA2LRM235KC27M-CP,; ,RA2LRM235KC27S,; ,RA2LRM235KC27S-CP,; ,RA2LRM235KCMVD2F,; ,RA2LRM235KCMVD2F-CP,; ,RA2LRM235KCMVD2M,; ,RA2LRM235KCMVD2M-CP,; ,RA2LRM235KCMVD2S,; ,RA2LRM235KCMVD2S-CP,; ,RA2LRM235KMVD2F,; ,RA2LRM235KMVD2F-CP,; ,RA2LRM235KMVD2M,; ,RA2LRM235KMVD2M-CP,; ,RA2LRM235KMVD2S,; ,RA2LRM235KMVD2S-CP,; ,RA2LRM240K12D1F,; ,RA2LRM240K12D1F-CP,; ,RA2LRM240K12D1M,; ,RA2LRM240K12D1M-CP,; ,RA2LRM240K12D1S,; ,RA2LRM240K12D1S-CP,; ,RA2LRM240K12F,; ,RA2LRM240K12F-CP,; ,RA2LRM240K12M,; ,RA2LRM240K12M-CP,; ,RA2LRM240K12S,; ,RA2LRM240K12S-CP,; ,RA2LRM240K27F,; ,RA2LRM240K27F-CP,; ,RA2LRM240K27M,; ,RA2LRM240K27M-CP,; ,RA2LRM240K27S,; ,RA2LRM240K27S-CP,; ,RA2LRM240KC12D1F,; ,RA2LRM240KC12D1F-CP,; ,RA2LRM240KC12D1M,; ,RA2LRM240KC12D1M-CP,; ,RA2LRM240KC12D1S,; ,RA2LRM240KC12D1S-CP,; ,RA2LRM240KC12F,; ,RA2LRM240KC12F-CP,; ,RA2LRM240KC12M,; ,RA2LRM240KC12M-CP,; ,RA2LRM240KC12S,; ,RA2LRM240KC12S-CP,; ,RA2LRM240KC27F,; ,RA2LRM240KC27F-CP,; ,RA2LRM240KC27M,; ,RA2LRM240KC27M-CP,; ,RA2LRM240KC27S,; ,RA2LRM240KC27S-CP,; ,RA2LRM240KCMVD2F,; ,RA2LRM240KCMVD2F-CP,; ,RA2LRM240KCMVD2M,; ,RA2LRM240KCMVD2M-CP,; ,RA2LRM240KCMVD2S,; ,RA2LRM240KCMVD2S-CP,; ,RA2LRM240KMVD2F,; ,RA2LRM240KMVD2F-CP,; ,RA2LRM240KMVD2M,; ,RA2LRM240KMVD2M-CP,; ,RA2LRM240KMVD2S,; ,RA2LRM240KMVD2S-CP, | Indoor | LED | Downlight Recessed | 1002 | 14.6 | 68.9 |  | 2700K | 97 | 36000 | Continuously Dimmable |  | 2016-06-17
Con-Tech Lighting | ConTech Lighting | LED Downlight Retrofit | RF4L127KCE-WHT | LED Downlight Retrofit,RF4L127KCE-PL,; LED Downlight Retrofit,RF4L127KCG-PL,; LED Downlight Retrofit,RF4L127KCG-WHT,; LED Downlight Retrofit,RF4L130KCE-PL,; LED Downlight Retrofit,RF4L130KCE-WHT,; LED Downlight Retrofit,RF4L130KCG-PL,; LED Downlight Retrofit,RF4L130KCG-WHT,; LED Downlight Retrofit,RF4L135KCE-PL,; LED Downlight Retrofit,RF4L135KCE-WHT,; LED Downlight Retrofit,RF4L135KCG-PL,; LED Downlight Retrofit,RF4L135KCG-WHT, | Indoor | LED | Downlight Solid State Retrofit | 800 | 13 | 66.1 |  | 2700K,3000K,3500K | 90 | 50000 | Continuously Dimmable |  | 2016-01-20
Con-Tech Lighting | ConTech Lighting | LED Downlight Retrofit | RF6L127KCE-WHT | LED Downlight Retrofit,RF6L127KCE-PL,; LED Downlight Retrofit,RF6L127KCG-PL,; LED Downlight Retrofit,RF6L127KCG-WHT,; LED Downlight Retrofit,RF6L130KCE-PL,; LED Downlight Retrofit,RF6L130KCE-WHT,; LED Downlight Retrofit,RF6L130KCG-PL,; LED Downlight Retrofit,RF6L130KCG-WHT,; LED Downlight Retrofit,RF6L135KCE-PL,; LED Downlight Retrofit,RF6L135KCE-WHT,; LED Downlight Retrofit,RF6L135KCG-PL,; LED Downlight Retrofit,RF6L135KCG-WHT, | Indoor | LED | Downlight Solid State Retrofit | 1000 | 15 | 72.5 |  | 2700K,3000K,3500K | 90 | 50000 | Continuously Dimmable |  | 2016-01-20
Con-Tech Lighting | ConTech Lighting | RL8SQLED40K12D | RL8SQLED40K12D | ,RL8SQLED40K12D-EBL,; ,RL8SQLED40K12D-EBLIS,; ,RL8SQLED40K27D,; ,RL8SQLED40K27D-EBL,; ,RL8SQLED40K27D-EBLIS,; ,RL8SQLEDR40K12D,; ,RL8SQLEDR40K12D-EBL,; ,RL8SQLEDR40K12D-EBLIS,; ,RL8SQLEDR40K27D,; ,RL8SQLEDR40K27D-EBL,; ,RL8SQLEDR40K27D-EBLIS, | Indoor | LED | Downlight Recessed | 3885 | 40.1 | 97 |  | 4000/4100K | 84 | 36000 | Continuously Dimmable |  | 2016-03-30
Contrast Lighting M.L. Inc. | Eclairage Contraste | ECO2L3A-XXX390W / ECO2REL300-120D-ECO2ISL300-120D-ECO2NWL300-120D | ECO2L3A-XXX390W / ECO2REL300-120D-ECO2ISL300-120D-ECO2NWL300-120D |  | Indoor | LED | Downlight Recessed | 602 | 10.73 | 56.5 |  | 2700K | 81 | 36000 | 0-10V Dimming |  | 2016-07-19
Contrast Lighting M.L. Inc. | Eclairage Contraste | ECO2L3B-XXX280M / ECO2REL300-120D-ECO2ISL300-120D-ECO2NWL300-120D | ECO2L3B-XXX280M / ECO2REL300-120D-ECO2ISL300-120D-ECO2NWL300-120D |  | Indoor | LED | Downlight Recessed | 602 | 10.73 | 56.5 |  | 2700K | 81 | 36000 | 0-10V Dimming |  | 2016-07-19
Contrast Lighting M.L. Inc. | Eclairage Contraste | ECO2L3B-XXX280W / ECO2REL300-120D-ECO2ISL300-120D-ECO2NWL300-120D | ECO2L3B-XXX280W / ECO2REL300-120D-ECO2ISL300-120D-ECO2NWL300-120D |  | Indoor | LED | Downlight Recessed | 602 | 10.73 | 56.5 |  | 2700K | 81 | 36000 | 0-10V Dimming |  | 2016-07-19
Contrast Lighting M.L. Inc. | Eclairage Contraste | ECO2L3B-XXX290M / ECO2REL300-120D-ECO2ISL300-120D-ECO2NWL300-120D | ECO2L3B-XXX290M / ECO2REL300-120D-ECO2ISL300-120D-ECO2NWL300-120D |  | Indoor | LED | Downlight Recessed | 602 | 10.73 | 56.5 |  | 2700K | 81 | 36000 | 0-10V Dimming |  | 2016-07-19
Contrast Lighting M.L. Inc. | Eclairage Contraste | ECO2L3B-XXX290W / ECO2REL300-120D-ECO2ISL300-120D-ECO2NWL300-120D | ECO2L3B-XXX290W / ECO2REL300-120D-ECO2ISL300-120D-ECO2NWL300-120D |  | Indoor | LED | Downlight Recessed | 602 | 10.73 | 56.5 |  | 2700K | 81 | 36000 | 0-10V Dimming |  | 2016-07-19
Contrast Lighting M.L. Inc. | Eclairage Contraste | ECO2L3B-XXX380M / ECO2REL300-120D-ECO2ISL300-120D-ECO2NWL300-120D | ECO2L3B-XXX380M / ECO2REL300-120D-ECO2ISL300-120D-ECO2NWL300-120D |  | Indoor | LED | Downlight Recessed | 602 | 10.73 | 56.5 |  | 2700K | 81 | 36000 | 0-10V Dimming |  | 2016-07-19
Contrast Lighting M.L. Inc. | Eclairage Contraste | ECO2L3B-XXX380W / ECO2REL300-120D-ECO2ISL300-120D-ECO2NWL300-120D | ECO2L3B-XXX380W / ECO2REL300-120D-ECO2ISL300-120D-ECO2NWL300-120D |  | Indoor | LED | Downlight Recessed | 602 | 10.73 | 56.5 |  | 2700K | 81 | 36000 | 0-10V Dimming |  | 2016-07-19
Contrast Lighting M.L. Inc. | Eclairage Contraste | ECO2L3B-XXX390M / ECO2REL300-120D-ECO2ISL300-120D-ECO2NWL300-120D | ECO2L3B-XXX390M / ECO2REL300-120D-ECO2ISL300-120D-ECO2NWL300-120D |  | Indoor | LED | Downlight Recessed | 602 | 10.73 | 56.5 |  | 2700K | 81 | 36000 | 0-10V Dimming |  | 2016-07-19
Contrast Lighting M.L. Inc. | Eclairage Contraste | ECO2L3B-XXX390W / ECO2REL300-120D-ECO2ISL300-120D-ECO2NWL300-120D | ECO2L3B-XXX390W / ECO2REL300-120D-ECO2ISL300-120D-ECO2NWL300-120D |  | Indoor | LED | Downlight Recessed | 602 | 10.73 | 56.5 |  | 2700K | 81 | 36000 | 0-10V Dimming |  | 2016-07-19
Contrast Lighting M.L. Inc. | Eclairage Contraste | ECO2L3D-XXX280M / ECO2REL300-120D-ECO2ISL300-120D-ECO2NWL300-120D | ECO2L3D-XXX280M / ECO2REL300-120D-ECO2ISL300-120D-ECO2NWL300-120D |  | Indoor | LED | Downlight Recessed | 602 | 10.73 | 56.5 |  | 2700K | 81 | 36000 | 0-10V Dimming |  | 2016-07-19
Contrast Lighting M.L. Inc. | Eclairage Contraste | ECO2L3D-XXX280W / ECO2REL300-120D-ECO2ISL300-120D-ECO2NWL300-120D | ECO2L3D-XXX280W / ECO2REL300-120D-ECO2ISL300-120D-ECO2NWL300-120D |  | Indoor | LED | Downlight Recessed | 602 | 10.73 | 56.5 |  | 2700K | 81 | 36000 | 0-10V Dimming |  | 2016-07-19
Contrast Lighting M.L. Inc. | Eclairage Contraste | ECO2L3D-XXX290M / ECO2REL300-120D-ECO2ISL300-120D-ECO2NWL300-120D | ECO2L3D-XXX290M / ECO2REL300-120D-ECO2ISL300-120D-ECO2NWL300-120D |  | Indoor | LED | Downlight Recessed | 602 | 10.73 | 56.5 |  | 2700K | 81 | 36000 | 0-10V Dimming |  | 2016-07-19
Contrast Lighting M.L. Inc. | Eclairage Contraste | ECO2L3D-XXX290W / ECO2REL300-120D-ECO2ISL300-120D-ECO2NWL300-120D | ECO2L3D-XXX290W / ECO2REL300-120D-ECO2ISL300-120D-ECO2NWL300-120D |  | Indoor | LED | Downlight Recessed | 602 | 10.73 | 56.5 |  | 2700K | 81 | 36000 | 0-10V Dimming |  | 2016-07-19
Contrast Lighting M.L. Inc. | Eclairage Contraste | ECO2L3D-XXX380M / ECO2REL300-120D-ECO2ISL300-120D-ECO2NWL300-120D | ECO2L3D-XXX380M / ECO2REL300-120D-ECO2ISL300-120D-ECO2NWL300-120D |  | Indoor | LED | Downlight Recessed | 602 | 10.73 | 56.5 |  | 2700K | 81 | 36000 | 0-10V Dimming |  | 2016-07-19
Contrast Lighting M.L. Inc. | Eclairage Contraste | ECO2L3D-XXX380W / ECO2REL300-120D-ECO2ISL300-120D-ECO2NWL300-120D | ECO2L3D-XXX380W / ECO2REL300-120D-ECO2ISL300-120D-ECO2NWL300-120D |  | Indoor | LED | Downlight Recessed | 602 | 10.73 | 56.5 |  | 2700K | 81 | 36000 | 0-10V Dimming |  | 2016-07-19
Contrast Lighting M.L. Inc. | Eclairage Contraste | ECO2L3D-XXX390M / ECO2REL300-120D-ECO2ISL300-120D-ECO2NWL300-120D | ECO2L3D-XXX390M / ECO2REL300-120D-ECO2ISL300-120D-ECO2NWL300-120D |  | Indoor | LED | Downlight Recessed | 602 | 10.73 | 56.5 |  | 2700K | 81 | 36000 | 0-10V Dimming |  | 2016-07-19
Contrast Lighting M.L. Inc. | Eclairage Contraste | ECO2L3D-XXX390W / ECO2REL300-120D-ECO2ISL300-120D-ECO2NWL300-120D | ECO2L3D-XXX390W / ECO2REL300-120D-ECO2ISL300-120D-ECO2NWL300-120D |  | Indoor | LED | Downlight Recessed | 602 | 10.73 | 56.5 |  | 2700K | 81 | 36000 | 0-10V Dimming |  | 2016-07-19
Contrast Lighting M.L. Inc. | Eclairage Contraste | ECO2L2A-XXX280W / ECO2REL200-120D-ECO2ISL200-120D-ECO2NWL200-120D | ECO2L2A-XXX280W / ECO2REL200-120D-ECO2ISL200-120D-ECO2NWL200-120D |  | Indoor | LED | Downlight Recessed | 602 | 10.73 | 56.5 |  | 2700K | 81 | 36000 | 0-10V Dimming |  | 2016-07-19
Contrast Lighting M.L. Inc. | Eclairage Contraste | ECO2L2A-XXX280M / ECO2REL200-120D-ECO2ISL200-120D-ECO2NWL200-120D | ECO2L2A-XXX280M / ECO2REL200-120D-ECO2ISL200-120D-ECO2NWL200-120D |  | Indoor | LED | Downlight Recessed | 602 | 10.73 | 56.5 |  | 2700K | 81 | 36000 | 0-10V Dimming |  | 2016-07-19
Contrast Lighting M.L. Inc. | Eclairage Contraste | ECO2L2A-XXX290M / ECO2REL200-120D-ECO2ISL200-120D-ECO2NWL200-120D | ECO2L2A-XXX290M / ECO2REL200-120D-ECO2ISL200-120D-ECO2NWL200-120D |  | Indoor | LED | Downlight Recessed | 602 | 10.73 | 56.5 |  | 2700K | 81 | 36000 | 0-10V Dimming |  | 2016-07-19
Contrast Lighting M.L. Inc. | Eclairage Contraste | ECO2L2A-XXX290W / ECO2REL200-120D-ECO2ISL200-120D-ECO2NWL200-120D | ECO2L2A-XXX290W / ECO2REL200-120D-ECO2ISL200-120D-ECO2NWL200-120D |  | Indoor | LED | Downlight Recessed | 602 | 10.73 | 56.5 |  | 2700K | 81 | 36000 | 0-10V Dimming |  | 2016-07-19
Contrast Lighting M.L. Inc. | Eclairage Contraste | ECO2L2A-XXX380M / ECO2REL200-120D-ECO2ISL200-120D-ECO2NWL200-120D | ECO2L2A-XXX380M / ECO2REL200-120D-ECO2ISL200-120D-ECO2NWL200-120D |  | Indoor | LED | Downlight Recessed | 602 | 10.73 | 56.5 |  | 2700K | 81 | 36000 | 0-10V Dimming |  | 2016-07-19
Contrast Lighting M.L. Inc. | Eclairage Contraste | ECO2L2A-XXX380W / ECO2REL200-120D-ECO2ISL200-120D-ECO2NWL200-120D | ECO2L2A-XXX380W / ECO2REL200-120D-ECO2ISL200-120D-ECO2NWL200-120D |  | Indoor | LED | Downlight Recessed | 602 | 10.73 | 56.5 |  | 2700K | 81 | 36000 | 0-10V Dimming |  | 2016-07-19
Contrast Lighting M.L. Inc. | Eclairage Contraste | ECO2L2A-XXX390M / ECO2REL200-120D-ECO2ISL200-120D-ECO2NWL200-120D | ECO2L2A-XXX390M / ECO2REL200-120D-ECO2ISL200-120D-ECO2NWL200-120D |  | Indoor | LED | Downlight Recessed | 602 | 10.73 | 56.5 |  | 2700K | 81 | 36000 | 0-10V Dimming |  | 2016-07-19
Contrast Lighting M.L. Inc. | Eclairage Contraste | ECO2L2A-XXX390W / ECO2REL200-120D-ECO2ISL200-120D-ECO2NWL200-120D | ECO2L2A-XXX390W / ECO2REL200-120D-ECO2ISL200-120D-ECO2NWL200-120D |  | Indoor | LED | Downlight Recessed | 602 | 10.73 | 56.5 |  | 2700K | 81 | 36000 | 0-10V Dimming |  | 2016-07-19
Contrast Lighting M.L. Inc. | Eclairage Contraste | ECO2L2B-XXX280M / ECO2REL200-120D-ECO2ISL200-120D-ECO2NWL200-120D | ECO2L2B-XXX280M / ECO2REL200-120D-ECO2ISL200-120D-ECO2NWL200-120D |  | Indoor | LED | Downlight Recessed | 602 | 10.73 | 56.5 |  | 2700K | 81 | 36000 | 0-10V Dimming |  | 2016-07-19
Contrast Lighting M.L. Inc. | Eclairage Contraste | ECO2L2B-XXX280W / ECO2REL200-120D-ECO2ISL200-120D-ECO2NWL200-120D | ECO2L2B-XXX280W / ECO2REL200-120D-ECO2ISL200-120D-ECO2NWL200-120D |  | Indoor | LED | Downlight Recessed | 602 | 10.73 | 56.5 |  | 2700K | 81 | 36000 | 0-10V Dimming |  | 2016-07-19
Contrast Lighting M.L. Inc. | Eclairage Contraste | ECO2L2B-XXX290M / ECO2REL200-120D-ECO2ISL200-120D-ECO2NWL200-120D | ECO2L2B-XXX290M / ECO2REL200-120D-ECO2ISL200-120D-ECO2NWL200-120D |  | Indoor | LED | Downlight Recessed | 602 | 10.73 | 56.5 |  | 2700K | 81 | 36000 | 0-10V Dimming |  | 2016-07-19
Contrast Lighting M.L. Inc. | Eclairage Contraste | ECO2L2B-XXX290W / ECO2REL200-120D-ECO2ISL200-120D-ECO2NWL200-120D | ECO2L2B-XXX290W / ECO2REL200-120D-ECO2ISL200-120D-ECO2NWL200-120D |  | Indoor | LED | Downlight Recessed | 602 | 10.73 | 56.5 |  | 2700K | 81 | 36000 | 0-10V Dimming |  | 2016-07-19
Contrast Lighting M.L. Inc. | Eclairage Contraste | ECO2L2B-XXX380M / ECO2REL200-120D-ECO2ISL200-120D-ECO2NWL200-120D | ECO2L2B-XXX380M / ECO2REL200-120D-ECO2ISL200-120D-ECO2NWL200-120D |  | Indoor | LED | Downlight Recessed | 602 | 10.73 | 56.5 |  | 2700K | 81 | 36000 | 0-10V Dimming |  | 2016-07-19
Contrast Lighting M.L. Inc. | Eclairage Contraste | ECO2L2B-XXX380W / ECO2REL200-120D-ECO2ISL200-120D-ECO2NWL200-120D | ECO2L2B-XXX380W / ECO2REL200-120D-ECO2ISL200-120D-ECO2NWL200-120D |  | Indoor | LED | Downlight Recessed | 602 | 10.73 | 56.5 |  | 2700K | 81 | 36000 | 0-10V Dimming |  | 2016-07-19
Contrast Lighting M.L. Inc. | Eclairage Contraste | ECO2L2B-XXX390M / ECO2REL200-120D-ECO2ISL200-120D-ECO2NWL200-120D | ECO2L2B-XXX390M / ECO2REL200-120D-ECO2ISL200-120D-ECO2NWL200-120D |  | Indoor | LED | Downlight Recessed | 602 | 10.73 | 56.5 |  | 2700K | 81 | 36000 | 0-10V Dimming |  | 2016-07-19
Contrast Lighting M.L. Inc. | Eclairage Contraste | ECO2L2B-XXX390W / ECO2REL200-120D-ECO2ISL200-120D-ECO2NWL200-120D | ECO2L2B-XXX390W / ECO2REL200-120D-ECO2ISL200-120D-ECO2NWL200-120D |  | Indoor | LED | Downlight Recessed | 602 | 10.73 | 56.5 |  | 2700K | 81 | 36000 | 0-10V Dimming |  | 2016-07-19
Contrast Lighting M.L. Inc. | Eclairage Contraste | ECO2L2D-XXX280M / ECO2REL200-120D-ECO2ISL200-120D-ECO2NWL200-120D | ECO2L2D-XXX280M / ECO2REL200-120D-ECO2ISL200-120D-ECO2NWL200-120D |  | Indoor | LED | Downlight Recessed | 602 | 10.73 | 56.5 |  | 2700K | 81 | 36000 | 0-10V Dimming |  | 2016-07-19
Contrast Lighting M.L. Inc. | Eclairage Contraste | ECO2L2D-XXX280W / ECO2REL200-120D-ECO2ISL200-120D-ECO2NWL200-120D | ECO2L2D-XXX280W / ECO2REL200-120D-ECO2ISL200-120D-ECO2NWL200-120D |  | Indoor | LED | Downlight Recessed | 602 | 10.73 | 56.5 |  | 2700K | 81 | 36000 | 0-10V Dimming |  | 2016-07-19
Contrast Lighting M.L. Inc. | Eclairage Contraste | ECO2L2D-XXX290M / ECO2REL200-120D-ECO2ISL200-120D-ECO2NWL200-120D | ECO2L2D-XXX290M / ECO2REL200-120D-ECO2ISL200-120D-ECO2NWL200-120D |  | Indoor | LED | Downlight Recessed | 602 | 10.73 | 56.5 |  | 2700K | 81 | 36000 | 0-10V Dimming |  | 2016-07-19
Contrast Lighting M.L. Inc. | Eclairage Contraste | ECO2L2D-XXX290W / ECO2REL200-120D-ECO2ISL200-120D-ECO2NWL200-120D | ECO2L2D-XXX290W / ECO2REL200-120D-ECO2ISL200-120D-ECO2NWL200-120D |  | Indoor | LED | Downlight Recessed | 602 | 10.73 | 56.5 |  | 2700K | 81 | 36000 | 0-10V Dimming |  | 2016-07-19
Contrast Lighting M.L. Inc. | Eclairage Contraste | ECO2L2D-XXX380M / ECO2REL200-120D-ECO2ISL200-120D-ECO2NWL200-120D | ECO2L2D-XXX380M / ECO2REL200-120D-ECO2ISL200-120D-ECO2NWL200-120D |  | Indoor | LED | Downlight Recessed | 602 | 10.73 | 56.5 |  | 2700K | 81 | 36000 | 0-10V Dimming |  | 2016-07-19
Contrast Lighting M.L. Inc. | Eclairage Contraste | ECO2L2D-XXX380W / ECO2REL200-120D-ECO2ISL200-120D-ECO2NWL200-120D | ECO2L2D-XXX380W / ECO2REL200-120D-ECO2ISL200-120D-ECO2NWL200-120D |  | Indoor | LED | Downlight Recessed | 602 | 10.73 | 56.5 |  | 2700K | 81 | 36000 | 0-10V Dimming |  | 2016-07-19
Contrast Lighting M.L. Inc. | Eclairage Contraste | ECO2L2D-XXX390M / ECO2REL200-120D-ECO2ISL200-120D-ECO2NWL200-120D | ECO2L2D-XXX390M / ECO2REL200-120D-ECO2ISL200-120D-ECO2NWL200-120D |  | Indoor | LED | Downlight Recessed | 602 | 10.73 | 56.5 |  | 2700K | 81 | 36000 | 0-10V Dimming |  | 2016-07-19
Contrast Lighting M.L. Inc. | Eclairage Contraste | ECO2L2D-XXX390W / ECO2REL200-120D-ECO2ISL200-120D-ECO2NWL200-120D | ECO2L2D-XXX390W / ECO2REL200-120D-ECO2ISL200-120D-ECO2NWL200-120D |  | Indoor | LED | Downlight Recessed | 602 | 10.73 | 56.5 |  | 2700K | 81 | 36000 | 0-10V Dimming |  | 2016-07-19
Contrast Lighting M.L. Inc. | Eclairage Contraste | ECO2L3A-XXX280M / ECO2REL300-120D-ECO2ISL300-120D-ECO2NWL300-120D | ECO2L3A-XXX280M / ECO2REL300-120D-ECO2ISL300-120D-ECO2NWL300-120D |  | Indoor | LED | Downlight Recessed | 602 | 10.73 | 56.5 |  | 2700K | 81 | 36000 | 0-10V Dimming |  | 2016-07-19
Contrast Lighting M.L. Inc. | Eclairage Contraste | ECO2L3A-XXX280W / ECO2REL300-120D-ECO2ISL300-120D-ECO2NWL300-120D | ECO2L3A-XXX280W / ECO2REL300-120D-ECO2ISL300-120D-ECO2NWL300-120D |  | Indoor | LED | Downlight Recessed | 602 | 10.73 | 56.5 |  | 2700K | 81 | 36000 | 0-10V Dimming |  | 2016-07-19
Contrast Lighting M.L. Inc. | Eclairage Contraste | ECO2L3A-XXX290M / ECO2REL300-120D-ECO2ISL300-120D-ECO2NWL300-120D | ECO2L3A-XXX290M / ECO2REL300-120D-ECO2ISL300-120D-ECO2NWL300-120D |  | Indoor | LED | Downlight Recessed | 602 | 10.73 | 56.5 |  | 2700K | 81 | 36000 | 0-10V Dimming |  | 2016-07-19
Contrast Lighting M.L. Inc. | Eclairage Contraste | ECO2L3A-XXX290W / ECO2REL300-120D-ECO2ISL300-120D-ECO2NWL300-120D | ECO2L3A-XXX290W / ECO2REL300-120D-ECO2ISL300-120D-ECO2NWL300-120D |  | Indoor | LED | Downlight Recessed | 602 | 10.73 | 56.5 |  | 2700K | 81 | 36000 | 0-10V Dimming |  | 2016-07-19
Contrast Lighting M.L. Inc. | Eclairage Contraste | ECO2L3A-XXX380M / ECO2REL300-120D-ECO2ISL300-120D-ECO2NWL300-120D | ECO2L3A-XXX380M / ECO2REL300-120D-ECO2ISL300-120D-ECO2NWL300-120D |  | Indoor | LED | Downlight Recessed | 602 | 10.73 | 56.5 |  | 2700K | 81 | 36000 | 0-10V Dimming |  | 2016-07-19
Contrast Lighting M.L. Inc. | Eclairage Contraste | ECO2L3A-XXX380W / ECO2REL300-120D-ECO2ISL300-120D-ECO2NWL300-120D | ECO2L3A-XXX380W / ECO2REL300-120D-ECO2ISL300-120D-ECO2NWL300-120D |  | Indoor | LED | Downlight Recessed | 602 | 10.73 | 56.5 |  | 2700K | 81 | 36000 | 0-10V Dimming |  | 2016-07-19
Contrast Lighting M.L. Inc. | Eclairage Contraste | ECO2L3A-XXX390M / ECO2REL300-120D-ECO2ISL300-120D-ECO2NWL300-120D | ECO2L3A-XXX390M / ECO2REL300-120D-ECO2ISL300-120D-ECO2NWL300-120D |  | Indoor | LED | Downlight Recessed | 602 | 10.73 | 56.5 |  | 2700K | 81 | 36000 | 0-10V Dimming |  | 2016-07-19
CooLEDlite, Limited | COOLED LITE | LED DownLight | CLD-010927 | ,CLD-010930,Model CCT: 3000K; ,CLD-010935,Model CCT: 3500K; ,CLD-010940,Model CCT: 4000K; ,CLD-010950,Model CCT: 5000K | Indoor | LED | Downlight Solid State Retrofit | 730 | 10 | 74.8 |  | 2700K | 91 | 50000 | Continuously Dimmable,Damp Location Rated |  | 2016-08-24
CooLEDlite, Limited | COOLED LITE | LED DownLight | CLD-012927 | ,CLD-012930,Model CCT: 3000K; ,CLD-012935,Model CCT: 3500K; ,CLD-012940,Model CCT: 4000K; ,CLD-012950,Model CCT: 5000K | Indoor | LED | Downlight Solid State Retrofit | 840 | 12 | 70.2 |  | 2700K | 91 | 50000 | Continuously Dimmable,Damp Location Rated |  | 2016-08-24
Cordelia Lighting Inc. | EnviroLite | EV490BDL*27 | EV490BDL*27 | ,EV490BDL*30, 30 is 3000K,; ,EV490BDL*35, 35 is 3500K,; ,EV490BDL*40, 40 is 4000K,; ,EV490BDL*50, 50 is 5000K, | Indoor | LED | Downlight Surface Mount | 689 | 11 | 62 |  | 2700K | 91 | 60000 | Continuously Dimmable | * is for finish | 2016-09-26
Cordelia Lighting Inc. | EnviroLite | EV607950Y27 | EV607950Y27 |  | Indoor | LED | Downlight Solid State Retrofit | 762 | 10.4 | 76.7 |  | 2700K | 93 | 54000 | Continuously Dimmable,Damp Location Rated |  | 2015-11-25
Cordelia Lighting Inc. | EnviroLite | EV607950Y30 | EV607950Y30 |  | Indoor | LED | Downlight Solid State Retrofit | 804 | 10.4 | 80.2 |  | 3000K | 91 | 54000 | Continuously Dimmable,Damp Location Rated |  | 2015-11-25
Cordelia Lighting Inc. | EnviroLite | EV607950Y40 | EV607950Y40 |  | Indoor | LED | Downlight Solid State Retrofit | 847 | 10.4 | 84.5 |  | 4000/4100K | 94 | 54000 | Continuously Dimmable,Damp Location Rated |  | 2015-11-25
Cordelia Lighting Inc. | EnviroLite | EV607950Y50 | EV607950Y50 |  | Indoor | LED | Downlight Solid State Retrofit | 867 | 10.4 | 86.4 |  | 5000K | 93 | 54000 | Continuously Dimmable,Damp Location Rated |  | 2015-11-25
Cordelia Lighting Inc. | EnviroLite | EV608941Y27 | EV608941Y27 |  | Indoor/Outdoor | LED | Downlight Recessed | 805 | 12.6 | 63.9 |  | 2700K | 92 | 50000 | Continuously Dimmable | Y is for finish | 2016-05-02
Cordelia Lighting Inc. | EnviroLite | EV608941Y30 | EV608941Y30 |  | Indoor/Outdoor | LED | Downlight Recessed | 805 | 12.6 | 63.9 |  | 3000K | 92 | 50000 | Continuously Dimmable | Y is for finish | 2016-05-02
Cordelia Lighting Inc. | EnviroLite | EV608952Y30 | EV608952Y30 |  | Indoor | LED | Downlight Solid State Retrofit | 893 | 12.6 | 73.2 |  | 3000K | 93 | 54000 | Continuously Dimmable,Damp Location Rated |  | 2015-11-25
Cordelia Lighting Inc. | EnviroLite | EV608952Y40 | EV608952Y40 |  | Indoor | LED | Downlight Solid State Retrofit | 939 | 12.6 | 77 |  | 4000/4100K | 95 | 54000 | Continuously Dimmable,Damp Location Rated |  | 2015-11-25
Cordelia Lighting Inc. | EnviroLite | EV612941Y30 | EV612941Y30 |  | Indoor/Outdoor | LED | Downlight Recessed | 1278 | 19.3 | 66.5 |  | 3000K | 93 | 50000 | Continuously Dimmable | Y is for finish | 2016-05-02
Cordelia Lighting Inc. | EnviroLite | EV613950Y27 | EV613950Y27 |  | Indoor | LED | Downlight Solid State Retrofit | 1323 | 18.9 | 73.1 |  | 2700K | 93 | 54000 | Continuously Dimmable,Damp Location Rated |  | 2015-11-25
Cordelia Lighting Inc. | EnviroLite | EV613950Y30 | EV613950Y30 |  | Indoor | LED | Downlight Solid State Retrofit | 1411 | 18.9 | 75.9 |  | 3000K | 91 | 54000 | Continuously Dimmable,Damp Location Rated |  | 2015-11-25
Cordelia Lighting Inc. | EnviroLite | EV613950Y40 | EV613950Y40 |  | Indoor | LED | Downlight Solid State Retrofit | 1480 | 18.9 | 81.1 |  | 4000/4100K | 94 | 54000 | Continuously Dimmable,Damp Location Rated |  | 2015-11-25
Cordelia Lighting Inc. | EnviroLite | EV613950Y50 | EV613950Y50 |  | Indoor | LED | Downlight Solid State Retrofit | 1535 | 18.9 | 83.8 |  | 5000K | 93 | 54000 | Continuously Dimmable,Damp Location Rated |  | 2015-11-25
Cordelia Lighting Inc. | EnviroLite | EV690BDL*27 | EV690BDL*27 | ,EV690BDL*30, 30 is 3000K,; ,EV690BDL*35, 35 is 3500K,; ,EV690BDL*40, 40 is 4000K,; ,EV690BDL*50, 50 is 5000K, | Indoor | LED | Downlight Surface Mount | 763 | 13 | 60 |  | 2700K | 92 | 60000 | Continuously Dimmable | * is for finish | 2016-09-26
Cordelia Lighting Inc. | EnviroLite | EVDSK490Y27 | EVDSK490Y27 | ,EVDSK490Y30,30 is 3000K,; ,EVDSK490Y35,35 is 3500K,; ,EVDSK490Y40, 40 is 4000K,; ,EVDSK490Y50, 50 is 5000K, | Indoor | LED | Downlight Solid State Retrofit | 689 | 11 | 62.8 |  | 2700K | 90 | 60000 | Continuously Dimmable | Y is for finish | 2016-08-10
Cordelia Lighting Inc. | EnviroLite | EVDSK690Y27 | EVDSK690Y27 | ,EVDSK690Y30, 30 is 3000K,; ,EVDSK690Y35, 35 is 3500K,; ,EVDSK690Y40, 40 is 4000K,; ,EVDSK690Y50, 50 is 5000K, | Indoor | LED | Downlight Solid State Retrofit | 763 | 12.7 | 60.8 |  | 2700K | 90 | 60000 | Continuously Dimmable | Y is for finish | 2016-08-10
Cordelia Lighting Inc. | EnviroLite | EVL4730DY27 | EVL4730DY27 |  | Indoor | LED | Downlight Solid State Retrofit | 620 | 10 | 65 |  | 2700K | 92 | 51000 | Continuously Dimmable | Y is the code for any finish | 2016-06-17
Cordelia Lighting Inc. | EnviroLite | EVL4730DY30 | EVL4730DY30 |  | Indoor | LED | Downlight Solid State Retrofit | 640 | 10 | 65 |  | 3500K | 92 | 51000 | Continuously Dimmable | Y is the code for any finish | 2016-06-17
Cordelia Lighting Inc. | EnviroLite | EVL4730DY35 | EVL4730DY35 |  | Indoor | LED | Downlight Solid State Retrofit | 630 | 10 | 68 |  | 3500K | 92 | 51000 | Continuously Dimmable | Y is the code for any finish | 2016-06-17
Cordelia Lighting Inc. | EnviroLite | EVL4730DY40 | EVL4730DY40 |  | Indoor | LED | Downlight Solid State Retrofit | 650 | 10.5 | 63 |  | 4000/4100K | 92 | 51000 | Continuously Dimmable | Y is the code for any finish | 2016-06-17
Cordelia Lighting Inc. | EnviroLite | EVL4730DY50 | EVL4730DY50 |  | Indoor | LED | Downlight Solid State Retrofit | 720 | 11 | 67 |  | 5000K | 92 | 51000 | Continuously Dimmable | Y is the code for any finish | 2016-06-17
Cordelia Lighting Inc. | EnviroLite | EVL4730MY27 | EVL4730MY27 |  | Indoor/Outdoor | LED | Downlight Solid State Retrofit | 635 | 9 | 76.2 |  | 2700K | 91 | 54000 | Continuously Dimmable | Y is for finish | 2016-02-26
Cordelia Lighting Inc. | EnviroLite | EVL4730MY30 | EVL4730MY30 |  | Indoor/Outdoor | LED | Downlight Solid State Retrofit | 635 | 9 | 79.3 |  | 3000K | 92 | 54000 | Continuously Dimmable | Y is for finish | 2016-02-26
Cordelia Lighting Inc. | EnviroLite | EVL4730MY35 | EVL4730MY35 |  | Indoor/Outdoor | LED | Downlight Solid State Retrofit | 660 | 9 | 78.9 |  | 3500K | 93 | 54000 | Continuously Dimmable | Y is for finish | 2016-02-26
Cordelia Lighting Inc. | EnviroLite | EVL4730MY40 | EVL4730MY40 |  | Indoor/Outdoor | LED | Downlight Solid State Retrofit | 660 | 9 | 85.8 |  | 4000/4100K | 93 | 54000 | Continuously Dimmable | Y is for finish | 2016-02-26
Cordelia Lighting Inc. | EnviroLite | EVL4730MY50 | EVL4730MY50 |  | Indoor/Outdoor | LED | Downlight Solid State Retrofit | 700 | 9 | 89.6 |  | 5000K | 90 | 54000 | Continuously Dimmable | Y is for finish | 2016-02-26
Cordelia Lighting Inc. | EnviroLite | EVL4741AY30 | EVL4741AY30 |  | Indoor/Outdoor | LED | Downlight Solid State Retrofit | 703 | 11.7 | 60.5 |  | 3000K | 95 | 60000 | Continuously Dimmable | Y is for finish | 2016-05-02
Cordelia Lighting Inc. | EnviroLite | EVL4741AY35 | EVL4741AY35 |  | Indoor/Outdoor | LED | Downlight Solid State Retrofit | 703 | 11.7 | 60.5 |  | 3500K | 95 | 60000 | Continuously Dimmable | Y is for finish | 2016-05-02
Cordelia Lighting Inc. | EnviroLite | EVL4741AY40 | EVL4741AY40 |  | Indoor/Outdoor | LED | Downlight Solid State Retrofit | 703 | 11.7 | 60.5 |  | 4000/4100K | 95 | 60000 | Continuously Dimmable | Y is for finish | 2016-05-02
Cordelia Lighting Inc. | EnviroLite | EVL4741AY50 | EVL4741AY50 |  | Indoor/Outdoor | LED | Downlight Solid State Retrofit | 703 | 11.7 | 60.5 |  | 5000K | 95 | 60000 | Continuously Dimmable | Y is for finish | 2016-05-02
Cordelia Lighting Inc. | EnviroLite | EVL4742AY30 | EVL4742AY30 |  | Indoor/Outdoor | LED | Downlight Solid State Retrofit | 708 | 11.6 | 60.5 |  | 3000K | 94 | 60000 | Continuously Dimmable | Y is for finish | 2016-05-02
Cordelia Lighting Inc. | EnviroLite | EVL4742AY35 | EVL4742AY35 |  | Indoor/Outdoor | LED | Downlight Solid State Retrofit | 708 | 11.6 | 60.5 |  | 3500K | 94 | 60000 | Continuously Dimmable | Y is for finish | 2016-05-02
Cordelia Lighting Inc. | EnviroLite | EVL4742AY40 | EVL4742AY40 |  | Indoor/Outdoor | LED | Downlight Solid State Retrofit | 708 | 11.6 | 60.5 |  | 4000/4100K | 94 | 60000 | Continuously Dimmable | Y is for finish | 2016-05-02
Cordelia Lighting Inc. | EnviroLite | EVL4742AY50 | EVL4742AY50 |  | Indoor/Outdoor | LED | Downlight Solid State Retrofit | 708 | 11.6 | 60.5 |  | 5000K | 94 | 60000 | Continuously Dimmable | Y is for finish | 2016-05-02
Cordelia Lighting Inc. | EnviroLite | EVL5741AY30 | EVL5741AY30 |  | Indoor/Outdoor | LED | Downlight Solid State Retrofit | 823 | 12.3 | 67.2 |  | 3000K | 93 | 60000 | Continuously Dimmable | Y is for finish | 2016-05-02
Cordelia Lighting Inc. | EnviroLite | EVL5741AY35 | EVL5741AY35 |  | Indoor/Outdoor | LED | Downlight Solid State Retrofit | 823 | 12.3 | 67.2 |  | 3500K | 93 | 60000 | Continuously Dimmable | Y is for finish | 2016-05-02
Cordelia Lighting Inc. | EnviroLite | EVL5741AY40 | EVL5741AY40 |  | Indoor/Outdoor | LED | Downlight Solid State Retrofit | 823 | 12.3 | 67.2 |  | 4000/4100K | 93 | 60000 | Continuously Dimmable | Y is for finish | 2016-05-02
Cordelia Lighting Inc. | EnviroLite | EVL5741AY50 | EVL5741AY50 |  | Indoor/Outdoor | LED | Downlight Solid State Retrofit | 823 | 12.3 | 67.2 |  | 5000K | 93 | 60000 | Continuously Dimmable | Y is for finish | 2016-05-02
Cordelia Lighting Inc. | EnviroLite | EVL5742AY30 | EVL5742AY30 |  | Indoor/Outdoor | LED | Downlight Solid State Retrofit | 850 | 13.8 | 61.6 |  | 3000K | 95 | 60000 | Continuously Dimmable | Y is for finish | 2016-05-02
Cordelia Lighting Inc. | EnviroLite | EVL5742AY35 | EVL5742AY35 |  | Indoor/Outdoor | LED | Downlight Solid State Retrofit | 850 | 13.8 | 61.6 |  | 3500K | 95 | 60000 | Continuously Dimmable | Y is for finish | 2016-05-02
Cordelia Lighting Inc. | EnviroLite | EVL5742AY40 | EVL5742AY40 |  | Indoor/Outdoor | LED | Downlight Solid State Retrofit | 850 | 13.8 | 61.6 |  | 4000/4100K | 95 | 60000 | Continuously Dimmable | Y is for finish | 2016-05-02
Cordelia Lighting Inc. | EnviroLite | EVL5742AY50 | EVL5742AY50 |  | Indoor/Outdoor | LED | Downlight Solid State Retrofit | 850 | 13.8 | 61.6 |  | 5000K | 95 | 60000 | Continuously Dimmable | Y is for finish | 2016-05-02
Cordelia Lighting Inc. | EnviroLite | EVL6041Y30 | EVL6041Y30 |  | Indoor/Outdoor | LED | Downlight Solid State Retrofit | 1025 | 15.9 | 64.8 |  | 3000K | 90 | 50000 | Continuously Dimmable | Y is for finish | 2016-05-02
Cordelia Lighting Inc. | EnviroLite | EVL6041Y35 | EVL6041Y35 |  | Indoor/Outdoor | LED | Downlight Solid State Retrofit | 1025 | 15.9 | 64.8 |  | 3500K | 90 | 50000 | Continuously Dimmable | Y is for finish | 2016-05-02
Cordelia Lighting Inc. | EnviroLite | EVL6041Y40 | EVL6041Y40 |  | Indoor/Outdoor | LED | Downlight Solid State Retrofit | 1025 | 15.9 | 64.8 |  | 4000/4100K | 90 | 50000 | Continuously Dimmable | Y is for finish | 2016-05-02
Cordelia Lighting Inc. | EnviroLite | EVL6041Y50 | EVL6041Y50 |  | Indoor/Outdoor | LED | Downlight Solid State Retrofit | 1025 | 15.9 | 64.8 |  | 5000K | 90 | 50000 | Continuously Dimmable | Y is for finish | 2016-05-02
Cordelia Lighting Inc. | EnviroLite | EVL6730DY27 | EVL6730DY27 |  | Indoor/Outdoor | LED | Downlight Solid State Retrofit | 690 | 11 | 68 |  | 2700K | 92 | 51000 | Continuously Dimmable | Y is the code for any finish | 2016-06-17
Cordelia Lighting Inc. | EnviroLite | EVL6730DY30 | EVL6730DY30 |  | Indoor/Outdoor | LED | Downlight Solid State Retrofit | 720 | 11 | 69 |  | 3500K | 92 | 51000 | Continuously Dimmable | Y is the code for any finish | 2016-06-17
Cordelia Lighting Inc. | EnviroLite | EVL6730DY35 | EVL6730DY35 |  | Indoor/Outdoor | LED | Downlight Solid State Retrofit | 690 | 11 | 67 |  | 3500K | 92 | 51000 | Continuously Dimmable | Y is the code for any finish | 2016-06-17
Cordelia Lighting Inc. | EnviroLite | EVL6730DY40 | EVL6730DY40 |  | Indoor/Outdoor | LED | Downlight Solid State Retrofit | 730 | 11 | 67 |  | 4000/4100K | 92 | 51000 | Continuously Dimmable | Y is the code for any finish | 2016-06-17
Cordelia Lighting Inc. | EnviroLite | EVL6730DY50 | EVL6730DY50 |  | Indoor/Outdoor | LED | Downlight Solid State Retrofit | 770 | 11 | 75 |  | 5000K | 92 | 51000 | Continuously Dimmable | Y is the code for any finish | 2016-06-17
Cordelia Lighting Inc. | EnviroLite | EVL6730MY27 | EVL6730MY27 |  | Indoor/Outdoor | LED | Downlight Solid State Retrofit | 690 | 11 | 70.4 |  | 2700K | 91 | 54000 | Continuously Dimmable | Y is for finish | 2016-02-26
Cordelia Lighting Inc. | EnviroLite | EVL6730MY30 | EVL6730MY30 |  | Indoor/Outdoor | LED | Downlight Solid State Retrofit | 690 | 11 | 73.2 |  | 3000K | 94 | 54000 | Continuously Dimmable | Y is for finish | 2016-02-26
Cordelia Lighting Inc. | EnviroLite | EVL6730MY35 | EVL6730MY35 |  | Indoor/Outdoor | LED | Downlight Solid State Retrofit | 710 | 11 | 75.7 |  | 3500K | 93 | 54000 | Continuously Dimmable | Y is for finish | 2016-02-26
Cordelia Lighting Inc. | EnviroLite | EVL6730MY40 | EVL6730MY40 |  | Indoor/Outdoor | LED | Downlight Solid State Retrofit | 710 | 11 | 77.3 |  | 4000/4100K | 94 | 54000 | Continuously Dimmable | Y is for finish | 2016-02-26
Cordelia Lighting Inc. | EnviroLite | EVL6730MY50 | EVL6730MY50 |  | Indoor/Outdoor | LED | Downlight Solid State Retrofit | 750 | 11 | 83 |  | 5000K | 92 | 54000 | Continuously Dimmable | Y is for finish | 2016-02-26
Cordelia Lighting Inc. | EnviroLite | EVL6731AY27 | EVL6731AY27 |  | Indoor/Outdoor | LED | Downlight Solid State Retrofit | 690 | 11 | 65.8 |  | 2700K | 92 | 54000 | Continuously Dimmable | Y is for finish | 2016-02-26
Cordelia Lighting Inc. | EnviroLite | EVL6731AY30 | EVL6731AY30 |  | Indoor/Outdoor | LED | Downlight Solid State Retrofit | 690 | 11 | 64.4 |  | 3000K | 93 | 54000 | Continuously Dimmable | Y is for finish | 2016-02-26
Cordelia Lighting Inc. | EnviroLite | EVL6731AY35 | EVL6731AY35 |  | Indoor/Outdoor | LED | Downlight Solid State Retrofit | 710 | 11 | 66.1 |  | 3500K | 93 | 54000 | Continuously Dimmable | Y is for finish | 2016-02-26
Cordelia Lighting Inc. | EnviroLite | EVL6731AY40 | EVL6731AY40 |  | Indoor/Outdoor | LED | Downlight Solid State Retrofit | 710 | 11 | 68.7 |  | 4000/4100K | 94 | 54000 | Continuously Dimmable | Y is for finish | 2016-02-26
Cordelia Lighting Inc. | EnviroLite | EVL6731AY50 | EVL6731AY50 |  | Indoor/Outdoor | LED | Downlight Solid State Retrofit | 750 | 11 | 74.1 |  | 5000K | 91 | 54000 | Continuously Dimmable | Y is for finish | 2016-02-26
Cordelia Lighting Inc. | EnviroLite | EVL6731FY27 | EVL6731FY27 |  | Indoor/Outdoor | LED | Downlight Solid State Retrofit | 690 | 11 | 64.6 |  | 2700K | 91 | 54000 | Continuously Dimmable | Y is for finish | 2016-02-26
Cordelia Lighting Inc. | EnviroLite | EVL6731FY30 | EVL6731FY30 |  | Indoor/Outdoor | LED | Downlight Solid State Retrofit | 690 | 11 | 65.7 |  | 3000K | 93 | 54000 | Continuously Dimmable | Y is for finish | 2016-02-26
Cordelia Lighting Inc. | EnviroLite | EVL6731FY35 | EVL6731FY35 |  | Indoor/Outdoor | LED | Downlight Solid State Retrofit | 710 | 11 | 68.2 |  | 3500K | 93 | 54000 | Continuously Dimmable | Y is for finish | 2016-02-26
Cordelia Lighting Inc. | EnviroLite | EVL6731FY40 | EVL6731FY40 |  | Indoor/Outdoor | LED | Downlight Solid State Retrofit | 710 | 11 | 68.7 |  | 4000/4100K | 93 | 54000 | Continuously Dimmable | Y is for finish | 2016-02-26
Cordelia Lighting Inc. | EnviroLite | EVL6731FY50 | EVL6731FY50 |  | Indoor/Outdoor | LED | Downlight Solid State Retrofit | 750 | 11 | 73.2 |  | 5000K | 91 | 54000 | Continuously Dimmable | Y is for finish | 2016-02-26
Cordelia Lighting Inc. | EnviroLite | EVL6741AY30 | EVL6741AY30 |  | Indoor/Outdoor | LED | Downlight Solid State Retrofit | 778 | 12.8 | 60.8 |  | 3000K | 95 | 60000 | Continuously Dimmable | Y is for finish | 2016-05-02
Cordelia Lighting Inc. | EnviroLite | EVL6741AY35 | EVL6741AY35 |  | Indoor/Outdoor | LED | Downlight Solid State Retrofit | 778 | 12.8 | 60.8 |  | 3500K | 95 | 60000 | Continuously Dimmable | Y is for finish | 2016-05-02
Cordelia Lighting Inc. | EnviroLite | EVL6741AY40 | EVL6741AY40 |  | Indoor/Outdoor | LED | Downlight Solid State Retrofit | 778 | 12.8 | 60.8 |  | 4000/4100K | 95 | 60000 | Continuously Dimmable | Y is for finish | 2016-05-02
Cordelia Lighting Inc. | EnviroLite | EVL6741AY50 | EVL6741AY50 |  | Indoor/Outdoor | LED | Downlight Solid State Retrofit | 778 | 12.8 | 60.8 |  | 5000K | 95 | 60000 | Continuously Dimmable | Y is for finish | 2016-05-02
Cordelia Lighting Inc. | EnviroLite | EVL6742AY30 | EVL6742AY30 |  | Indoor/Outdoor | LED | Downlight Solid State Retrofit | 861 | 14 | 61.5 |  | 3000K | 95 | 60000 | Continuously Dimmable | Y is for finish | 2016-05-02
Cordelia Lighting Inc. | EnviroLite | EVL6742AY35 | EVL6742AY35 |  | Indoor/Outdoor | LED | Downlight Solid State Retrofit | 861 | 14 | 61.5 |  | 3500K | 95 | 60000 | Continuously Dimmable | Y is for finish | 2016-05-02
Cordelia Lighting Inc. | EnviroLite | EVL6742AY40 | EVL6742AY40 |  | Indoor/Outdoor | LED | Downlight Solid State Retrofit | 861 | 14 | 61.5 |  | 4000/4100K | 95 | 60000 | Continuously Dimmable | Y is for finish | 2016-05-02
Cordelia Lighting Inc. | EnviroLite | EVL6742AY50 | EVL6742AY50 |  | Indoor/Outdoor | LED | Downlight Solid State Retrofit | 861 | 14 | 61.5 |  | 5000K | 95 | 60000 | Continuously Dimmable | Y is for finish | 2016-05-02
Cordelia Lighting Inc. | EnviroLite | EV406950Y27 | EV406950Y27 |  | Indoor | LED | Downlight Solid State Retrofit | 651 | 8.7 | 79.7 |  | 2700K | 93 | 54000 | Continuously Dimmable,Damp Location Rated |  | 2015-11-25
Cordelia Lighting Inc. | EnviroLite | EV406950Y30 | EV406950Y30 |  | Indoor | LED | Downlight Solid State Retrofit | 696 | 8.7 | 83.6 |  | 3000K | 91 | 54000 | Continuously Dimmable,Damp Location Rated |  | 2015-11-25
Cordelia Lighting Inc. | EnviroLite | EV406950Y40 | EV406950Y40 |  | Indoor | LED | Downlight Solid State Retrofit | 732 | 8.7 | 87.3 |  | 4000/4100K | 94 | 54000 | Continuously Dimmable,Damp Location Rated |  | 2015-11-25
Cordelia Lighting Inc. | EnviroLite | EV406950Y50 | EV406950Y50 |  | Indoor | LED | Downlight Solid State Retrofit | 739 | 8.7 | 88.5 |  | 5000K | 93 | 54000 | Continuously Dimmable,Damp Location Rated |  | 2015-11-25
Cordelia Lighting Inc. | EnviroLite | EV406952Y30 | EV406952Y30 |  | Indoor | LED | Downlight Solid State Retrofit | 614 | 8.6 | 75.4 |  | 3000K | 94 | 53000 | Damp Location Rated,Continuously Dimmable |  | 2015-11-25
Cordelia Lighting Inc. | EnviroLite | EV406952Y40 | EV406952Y40 |  | Indoor | LED | Downlight Solid State Retrofit | 638 | 8.6 | 76.5 |  | 4000/4100K | 94 | 53000 | Continuously Dimmable,Damp Location Rated |  | 2015-11-25
Cordelia Lighting Inc. | EnviroLite | EV407941Y30 | EV407941Y30 |  | Indoor/Outdoor | LED | Downlight Recessed | 725 | 11.7 | 62 |  | 3000K | 93 | 50000 | Continuously Dimmable | Y is for finish | 2016-05-02
Core Products Canada Ltd. | Core | LED Downlight | CK4R3-W |  | Indoor/Outdoor | LED | Downlight Recessed | 500 | 8.5 | 76.6 |  | 3000K | 83 | 40000 | Continuously Dimmable |  | 2016-06-10
Core Products Canada Ltd. | Core | LED Downlight | CK4R4-W |  | Indoor/Outdoor | LED | Downlight Recessed | 500 | 8.5 | 76.6 |  | 4000/4100K | 83 | 40000 | Continuously Dimmable |  | 2016-06-10
Core Products Canada Ltd. | Core | LED Downlight | CK6R3-W |  | Indoor/Outdoor | LED | Downlight Recessed | 800 | 11.6 | 83.6 |  | 3000K | 84 | 40000 | Continuously Dimmable |  | 2016-06-10
Core Products Canada Ltd. | Core | LED Downlight | CK6R4-W |  | Indoor/Outdoor | LED | Downlight Recessed | 800 | 11.6 | 83.6 |  | 4000/4100K | 84 | 40000 | Continuously Dimmable |  | 2016-06-10
Core Products Canada Ltd. | Core | LED Downlight | LED-RT4-G5-79030 | LED Downlight,LED-RT4-G5-79040, | Indoor/Outdoor | LED | Downlight Solid State Retrofit | 610 | 7.1 | 87.1 |  | 4000/4100K,3000K | 82 | 40000 | Continuously Dimmable |  | 2015-10-30
Core Products Canada Ltd. | Core | LED Downlight | LED-RT5/6-G5-119030 | LED Downlight,LED-RT5/6-G5-119040, | Indoor/Outdoor | LED | Downlight Solid State Retrofit | 800 | 11.1 | 78.4 |  | 4000/4100K,3000K | 82 | 50000 | Continuously Dimmable |  | 2015-10-30
Cree, Inc. | e-conolight | LED Downlight | S-DL4-11L-27K_S-DL4T-M-SSC |  | Indoor | LED | Downlight Recessed | 841 | 12 | 74.2 |  | 2700K | 92 | 50000 | Continuously Dimmable |  | 2016-08-11
Cree, Inc. | Cree | 6'' RECESSED DOWNLIGHT | SRDL6-0652700FH-12DE26-1 | 6' RECESSED DOWNLIGHT,SRDL6-0652700FH-12DE26-1-11,Single Pack, for US market; 6' RECESSED DOWNLIGHT,SRDL6-0652700FH-12DE26-1-12,2 Pack, for US market; 6' RECESSED DOWNLIGHT,SRDL6-0652700FH-12DE26-1-21,Single Pack, for Canada market; 6' RECESSED DOWNLIGHT,SRDL6-0652700FH-12DE26-1-22,2 Pack, for Canada market | Indoor | LED | Downlight Solid State Retrofit | 650 | 10 | 83.4 |  | 2700K | 92 | 35000 | Continuously Dimmable,Wet Location Rated |  | 2016-07-12
Cree, Inc. | Cree | 6'' RECESSED DOWNLIGHT | SRDL6-0655000FH-12DE26-1 | 6' RECESSED DOWNLIGHT,SRDL6-0655000FH-12DE26-1-11,Single Pack, for US market; 6' RECESSED DOWNLIGHT,SRDL6-0655000FH-12DE26-1-12,2 Pack, for US market; 6' RECESSED DOWNLIGHT,SRDL6-0655000FH-12DE26-1-21,Single Pack, for Canada market; 6' RECESSED DOWNLIGHT,SRDL6-0655000FH-12DE26-1-22,2 Pack, for Canada market | Indoor | LED | Downlight Solid State Retrofit | 650 | 8.5 | 92.4 |  | 5000K | 93 | 35000 | Continuously Dimmable,Wet Location Rated |  | 2016-07-12
Cree, Inc. | Cree | 6'' RECESSED DOWNLIGHT | SRDL6-1102700FH-12DE26-1 | 6' RECESSED DOWNLIGHT,SRDL6-1102700FH-12DE26-1-11,Single Pack, for US market; 6' RECESSED DOWNLIGHT,SRDL6-1102700FH-12DE26-1-21,Single Pack, for Canada market | Indoor | LED | Downlight Solid State Retrofit | 1100 | 16 | 80.5 |  | 2700K | 91 | 35000 | Continuously Dimmable,Wet Location Rated |  | 2016-07-12
Cree, Inc. | CREE, Inc. | KR Series | KR8-60L-10V-FR w/KR8-00L-15D-30K-SSGC-xx | ,KR8-60L-10V-FR w/KR8-00L-15D-35K-SSGC-xx,; ,KR8-60L-10V-FR w/KR8-00L-15D-40K-SSGC-xx,; ,KR8-60L-10V-FR w/KR8-00L-25D-30K-SSGC-xx,; ,KR8-60L-10V-FR w/KR8-00L-25D-35K-SSGC-xx,; ,KR8-60L-10V-FR w/KR8-00L-25D-40K-SSGC-xx,; ,KR8-60L-10V-FR w/KR8-00L-40D-30K-SSGC-xx,; ,KR8-60L-10V-FR w/KR8-00L-40D-35K-SSGC-xx,; ,KR8-60L-10V-FR w/KR8-00L-40D-40K-SSGC-xx,; KR Series,KR8-60L-10V-FR w/KR8-00L-15D-30K-SSGC-xx, | Indoor | LED | Downlight Recessed | 6000 | 78.3 | 77.3 |  | 3000K | 93 | 35000 | 0-10V Dimming |  | 2015-10-02
Cree, Inc. | CREE, Inc. | KR Series | KR8-80L-10V-FR w/KR8-00L-15D-30K-SSGC-xx | ,KR8-80L-10V-FR w/KR8-00L-15D-35K-SSGC-xx,; ,KR8-80L-10V-FR w/KR8-00L-15D-40K-SSGC-xx,; ,KR8-80L-10V-FR w/KR8-00L-25D-30K-SSGC-xx,; ,KR8-80L-10V-FR w/KR8-00L-25D-35K-SSGC-xx,; ,KR8-80L-10V-FR w/KR8-00L-25D-40K-SSGC-xx,; ,KR8-80L-10V-FR w/KR8-00L-40D-30K-SSGC-xx,; ,KR8-80L-10V-FR w/KR8-00L-40D-35K-SSGC-xx,; ,KR8-80L-10V-FR w/KR8-00L-40D-40K-SSGC-xx,; KR Series,KR8-80L-10V-FR w/KR8-00L-15D-30K-SSGC-xx, | Indoor | LED | Downlight Recessed | 7829 | 118 | 67.6 |  | 3000K | 93 | 35000 | 0-10V Dimming |  | 2015-10-07
Cree, Inc. | e-conolight | E-T4C2102WW | E-T4C2102WW | ,E-T4C2103WW, | Indoor | LED | Downlight Solid State Retrofit | 662 | 10.1 | 65.6 |  | 2700K | 93 | 36000 | Continuously Dimmable |  | 2016-07-25
Cree, Inc. | e-conolight | 6" LED Downlight Retrofit | E-T6C3122WW |  | Indoor | LED | Downlight Solid State Retrofit | 855 | 12.5 | 69.2 |  | 2700K | 94 | 36000 | Continuously Dimmable |  | 2016-01-26
Cree, Inc. | e-conolight | 6" LED Downlight Retrofit | E-T6C3123WW |  | Indoor | LED | Downlight Solid State Retrofit | 770 | 12.5 | 61.8 |  | 3000K | 91 | 36000 | Continuously Dimmable |  | 2016-01-26
Cree, Inc. | e-conolight | E-T6C3192WW | E-T6C3192WW | E-T6C3193WW,E-T6C3193WW, | Indoor | LED | Downlight Solid State Retrofit | 1174 | 18 | 65.1 |  | 2700K | 94 | 36000 | Continuously Dimmable |  | 2016-05-16
Cree, Inc. | e-conolight | LED Downlight | S-DL4-11L-27K_S-DL4T-N-SSC |  | Indoor | LED | Downlight Recessed | 841 | 12 | 74.2 |  | 2700K | 92 | 50000 | Continuously Dimmable |  | 2016-08-11
Cree, Inc. | e-conolight | LED Downlight | S-DL4-11L-27K_S-DL4T-W-SSC |  | Indoor | LED | Downlight Recessed | 841 | 12 | 74.2 |  | 2700K | 92 | 50000 | Continuously Dimmable |  | 2016-08-11
Cree, Inc. | e-conolight | LED Downlight | S-DL4-11L-30K_S-DL4T-M-SSC |  | Indoor | LED | Downlight Recessed | 841 | 12 | 74.2 |  | 3000K | 92 | 50000 | Continuously Dimmable |  | 2016-08-11
Cree, Inc. | e-conolight | LED Downlight | S-DL4-11L-30K_S-DL4T-N-SSC |  | Indoor | LED | Downlight Recessed | 841 | 12 | 74.2 |  | 3000K | 92 | 50000 | Continuously Dimmable |  | 2016-08-11
Cree, Inc. | e-conolight | LED Downlight | S-DL4-11L-30K_S-DL4T-W-SSC |  | Indoor | LED | Downlight Recessed | 841 | 12 | 74.2 |  | 3000K | 92 | 50000 | Continuously Dimmable |  | 2016-08-11
Cree, Inc. | e-conolight | LED Downlight | S-DL4-11L-35K_S-DL4T-M-SSC |  | Indoor | LED | Downlight Recessed | 841 | 12 | 74.2 |  | 3500K | 92 | 50000 | Continuously Dimmable |  | 2016-08-11
Cree, Inc. | e-conolight | LED Downlight | S-DL4-11L-35K_S-DL4T-N-SSC |  | Indoor | LED | Downlight Recessed | 841 | 12 | 74.2 |  | 3500K | 92 | 50000 | Continuously Dimmable |  | 2016-08-11
Cree, Inc. | e-conolight | LED Downlight | S-DL4-11L-35K_S-DL4T-W-SSC |  | Indoor | LED | Downlight Recessed | 841 | 12 | 74.2 |  | 3500K | 92 | 50000 | Continuously Dimmable |  | 2016-08-11
Cree, Inc. | e-conolight | LED Downlight | S-DL4-11L-40K_S-DL4T-M-SSC |  | Indoor | LED | Downlight Recessed | 841 | 12 | 74.2 |  | 4000/4100K | 92 | 50000 | Continuously Dimmable |  | 2016-08-11
Cree, Inc. | e-conolight | LED Downlight | S-DL4-11L-40K_S-DL4T-N-SSC |  | Indoor | LED | Downlight Recessed | 841 | 12 | 74.2 |  | 4000/4100K | 92 | 50000 | Continuously Dimmable |  | 2016-08-11
Cree, Inc. | e-conolight | LED Downlight | S-DL4-11L-40K_S-DL4T-W-SSC |  | Indoor | LED | Downlight Recessed | 841 | 12 | 74.2 |  | 4000/4100K | 92 | 50000 | Continuously Dimmable |  | 2016-08-11
Cree, Inc. | e-conolight | LED Downlight | S-DL4-15L-27K_S-DL4T-M-SSC |  | Indoor | LED | Downlight Recessed | 1015 | 15 | 71.7 |  | 2700K | 92 | 50000 | Continuously Dimmable |  | 2016-08-11
Cree, Inc. | e-conolight | LED Downlight | S-DL4-15L-27K_S-DL4T-N-SSC |  | Indoor | LED | Downlight Recessed | 1015 | 15 | 71.7 |  | 2700K | 92 | 50000 | Continuously Dimmable |  | 2016-08-11
Cree, Inc. | e-conolight | LED Downlight | S-DL4-15L-27K_S-DL4T-W-SSC |  | Indoor | LED | Downlight Recessed | 1015 | 15 | 71.7 |  | 2700K | 92 | 50000 | Continuously Dimmable |  | 2016-08-11
Cree, Inc. | e-conolight | LED Downlight | S-DL4-15L-30K_S-DL4T-M-SSC |  | Indoor | LED | Downlight Recessed | 1015 | 15 | 71.7 |  | 3000K | 92 | 50000 | Continuously Dimmable |  | 2016-08-11
Cree, Inc. | e-conolight | LED Downlight | S-DL4-15L-30K_S-DL4T-N-SSC |  | Indoor | LED | Downlight Recessed | 1015 | 15 | 71.7 |  | 3000K | 92 | 50000 | Continuously Dimmable |  | 2016-08-11
Cree, Inc. | e-conolight | LED Downlight | S-DL4-15L-30K_S-DL4T-W-SSC |  | Indoor | LED | Downlight Recessed | 1015 | 15 | 71.7 |  | 3000K | 92 | 50000 | Continuously Dimmable |  | 2016-08-11
Cree, Inc. | e-conolight | LED Downlight | S-DL4-15L-35K_S-DL4T-M-SSC |  | Indoor | LED | Downlight Recessed | 1015 | 15 | 71.7 |  | 3500K | 92 | 50000 | Continuously Dimmable |  | 2016-08-11
Cree, Inc. | e-conolight | LED Downlight | S-DL4-15L-35K_S-DL4T-N-SSC |  | Indoor | LED | Downlight Recessed | 1015 | 15 | 71.7 |  | 3500K | 92 | 50000 | Continuously Dimmable |  | 2016-08-11
Cree, Inc. | e-conolight | LED Downlight | S-DL4-15L-35K_S-DL4T-W-SSC |  | Indoor | LED | Downlight Recessed | 1015 | 15 | 71.7 |  | 3500K | 92 | 50000 | Continuously Dimmable |  | 2016-08-11
Cree, Inc. | e-conolight | LED Downlight | S-DL4-15L-40K_S-DL4T-M-SSC |  | Indoor | LED | Downlight Recessed | 1015 | 15 | 71.7 |  | 4000/4100K | 92 | 50000 | Continuously Dimmable |  | 2016-08-11
Cree, Inc. | e-conolight | LED Downlight | S-DL4-15L-40K_S-DL4T-N-SSC |  | Indoor | LED | Downlight Recessed | 1015 | 15 | 71.7 |  | 4000/4100K | 92 | 50000 | Continuously Dimmable |  | 2016-08-11
Cree, Inc. | e-conolight | LED Downlight | S-DL4-15L-40K_S-DL4T-W-SSC |  | Indoor | LED | Downlight Recessed | 1015 | 15 | 71.7 |  | 4000/4100K | 92 | 50000 | Continuously Dimmable |  | 2016-08-11
Cree, Inc. | e-conolight | LED Downlight | S-DL4-24L-27K_S-DL4T-M-SSC |  | Indoor | LED | Downlight Recessed | 1724 | 24 | 77 |  | 2700K | 92 | 50000 | Continuously Dimmable |  | 2016-08-11
Cree, Inc. | e-conolight | LED Downlight | S-DL4-24L-27K_S-DL4T-N-SSC |  | Indoor | LED | Downlight Recessed | 1724 | 24 | 77 |  | 2700K | 92 | 50000 | Continuously Dimmable |  | 2016-08-11
Cree, Inc. | e-conolight | LED Downlight | S-DL4-24L-27K_S-DL4T-W-SSC |  | Indoor | LED | Downlight Recessed | 1724 | 24 | 77 |  | 2700K | 92 | 50000 | Continuously Dimmable |  | 2016-08-11
Cree, Inc. | e-conolight | LED Downlight | S-DL4-24L-30K_S-DL4T-M-SSC |  | Indoor | LED | Downlight Recessed | 1724 | 24 | 77 |  | 3000K | 92 | 50000 | Continuously Dimmable |  | 2016-08-11
Cree, Inc. | e-conolight | LED Downlight | S-DL4-24L-30K_S-DL4T-N-SSC |  | Indoor | LED | Downlight Recessed | 1724 | 24 | 77 |  | 3000K | 92 | 50000 | Continuously Dimmable |  | 2016-08-11
Cree, Inc. | e-conolight | LED Downlight | S-DL4-24L-30K_S-DL4T-W-SSC |  | Indoor | LED | Downlight Recessed | 1724 | 24 | 77 |  | 3000K | 92 | 50000 | Continuously Dimmable |  | 2016-08-11
Cree, Inc. | e-conolight | LED Downlight | S-DL4-24L-35K_S-DL4T-M-SSC |  | Indoor | LED | Downlight Recessed | 1724 | 24 | 77 |  | 3500K | 92 | 50000 | Continuously Dimmable |  | 2016-08-11
Cree, Inc. | e-conolight | LED Downlight | S-DL4-24L-35K_S-DL4T-N-SSC |  | Indoor | LED | Downlight Recessed | 1724 | 24 | 77 |  | 3500K | 92 | 50000 | Continuously Dimmable |  | 2016-08-11
Cree, Inc. | e-conolight | LED Downlight | S-DL4-24L-35K_S-DL4T-W-SSC |  | Indoor | LED | Downlight Recessed | 1724 | 24 | 77 |  | 3500K | 92 | 50000 | Continuously Dimmable |  | 2016-08-11
Cree, Inc. | e-conolight | LED Downlight | S-DL4-24L-40K_S-DL4T-M-SSC |  | Indoor | LED | Downlight Recessed | 1724 | 24 | 77 |  | 4000/4100K | 92 | 50000 | Continuously Dimmable |  | 2016-08-11
Cree, Inc. | e-conolight | LED Downlight | S-DL4-24L-40K_S-DL4T-N-SSC |  | Indoor | LED | Downlight Recessed | 1724 | 24 | 77 |  | 4000/4100K | 92 | 50000 | Continuously Dimmable |  | 2016-08-11
Cree, Inc. | Cree | 4'' RECESSED DOWNLIGHT | SRDL4-0572700FH-12DE26-1 | 4' RECESSED DOWNLIGHT,SRDL4-0572700FH-12DE26-1-11,Single Pack, for US market; 4' RECESSED DOWNLIGHT,SRDL4-0572700FH-12DE26-1-21,Single Pack, for Canada market | Indoor | LED | Downlight Solid State Retrofit | 575 | 9 | 76.3 |  | 2700K | 91 | 35000 | Continuously Dimmable,Wet Location Rated |  | 2016-07-12
Cree, Inc. | Cree | 4'' RECESSED DOWNLIGHT | SRDL4-0575000FH-12DE26-1 | 4' RECESSED DOWNLIGHT,SRDL4-0575000FH-12DE26-1-11,Single Pack, for US market; 4' RECESSED DOWNLIGHT,SRDL4-0575000FH-12DE26-1-21,Single Pack, for Canada market | Indoor | LED | Downlight Solid State Retrofit | 575 | 8 | 85.5 |  | 5000K | 93 | 35000 | Continuously Dimmable,Wet Location Rated |  | 2016-07-12
Cree, Inc. | e-conolight | LED Downlight | S-DL6-75L-40K_S-DL6T-M-SSC |  | Indoor | LED | Downlight Recessed | 5044 | 72 | 70.7 |  | 4000/4100K | 91 | 50000 | Continuously Dimmable |  | 2016-08-11
Cree, Inc. | e-conolight | LED Downlight | S-DL6-75L-40K_S-DL6T-N-SSC |  | Indoor | LED | Downlight Recessed | 5044 | 72 | 70.7 |  | 4000/4100K | 91 | 50000 | Continuously Dimmable |  | 2016-08-11
Cree, Inc. | e-conolight | LED Downlight | S-DL6-75L-40K_S-DL6T-W-SSC |  | Indoor | LED | Downlight Recessed | 5044 | 72 | 70.7 |  | 4000/4100K | 91 | 50000 | Continuously Dimmable |  | 2016-08-11
Cree, Inc. | e-conolight | LED Downlight | S-DL6-84L-27K_S-DL6T-M-SSC |  | Indoor | LED | Downlight Recessed | 5768 | 90 | 68.3 |  | 2700K | 92 | 50000 | Continuously Dimmable |  | 2016-08-11
Cree, Inc. | e-conolight | LED Downlight | S-DL6-84L-27K_S-DL6T-N-SSC |  | Indoor | LED | Downlight Recessed | 5768 | 90 | 68.3 |  | 2700K | 92 | 50000 | Continuously Dimmable |  | 2016-08-11
Cree, Inc. | e-conolight | LED Downlight | S-DL6-84L-27K_S-DL6T-W-SSC |  | Indoor | LED | Downlight Recessed | 5768 | 90 | 68.3 |  | 2700K | 92 | 50000 | Continuously Dimmable |  | 2016-08-11
Cree, Inc. | e-conolight | LED Downlight | S-DL6-84L-27K_S-DL6T-WW-SSC |  | Indoor | LED | Downlight Recessed | 5768 | 90 | 68.3 |  | 2700K | 92 | 50000 | Continuously Dimmable |  | 2016-08-11
Cree, Inc. | e-conolight | LED Downlight | S-DL6-84L-30K_S-DL6T-M-SSC |  | Indoor | LED | Downlight Recessed | 5768 | 90 | 68.3 |  | 3000K | 92 | 50000 | Continuously Dimmable |  | 2016-08-11
Cree, Inc. | e-conolight | LED Downlight | S-DL6-84L-30K_S-DL6T-N-SSC |  | Indoor | LED | Downlight Recessed | 5768 | 90 | 68.3 |  | 3000K | 92 | 50000 | Continuously Dimmable |  | 2016-08-11
Cree, Inc. | e-conolight | LED Downlight | S-DL6-84L-30K_S-DL6T-W-SSC |  | Indoor | LED | Downlight Recessed | 5768 | 90 | 68.3 |  | 3000K | 92 | 50000 | Continuously Dimmable |  | 2016-08-11
Cree, Inc. | e-conolight | LED Downlight | S-DL6-84L-30K_S-DL6T-WW-SSC |  | Indoor | LED | Downlight Recessed | 5768 | 90 | 68.3 |  | 3000K | 92 | 50000 | Continuously Dimmable |  | 2016-08-11
Cree, Inc. | e-conolight | LED Downlight | S-DL6-84L-35K_S-DL6T-M-SSC |  | Indoor | LED | Downlight Recessed | 5768 | 90 | 68.3 |  | 3500K | 92 | 50000 | Continuously Dimmable |  | 2016-08-11
Cree, Inc. | e-conolight | LED Downlight | S-DL6-84L-35K_S-DL6T-N-SSC |  | Indoor | LED | Downlight Recessed | 5768 | 90 | 68.3 |  | 3500K | 92 | 50000 | Continuously Dimmable |  | 2016-08-11
Cree, Inc. | e-conolight | LED Downlight | S-DL6-84L-35K_S-DL6T-W-SSC |  | Indoor | LED | Downlight Recessed | 5768 | 90 | 68.3 |  | 3500K | 92 | 50000 | Continuously Dimmable |  | 2016-08-11
Cree, Inc. | e-conolight | LED Downlight | S-DL6-84L-35K_S-DL6T-WW-SSC |  | Indoor | LED | Downlight Recessed | 5768 | 90 | 68.3 |  | 3500K | 92 | 50000 | Continuously Dimmable |  | 2016-08-11
Cree, Inc. | e-conolight | LED Downlight | S-DL6-84L-40K_S-DL6T-M-SSC |  | Indoor | LED | Downlight Recessed | 5768 | 90 | 68.3 |  | 4000/4100K | 92 | 50000 | Continuously Dimmable |  | 2016-08-11
Cree, Inc. | e-conolight | LED Downlight | S-DL6-84L-40K_S-DL6T-N-SSC |  | Indoor | LED | Downlight Recessed | 5768 | 90 | 68.3 |  | 4000/4100K | 92 | 50000 | Continuously Dimmable |  | 2016-08-11
Cree, Inc. | e-conolight | LED Downlight | S-DL6-84L-40K_S-DL6T-W-SSC |  | Indoor | LED | Downlight Recessed | 5768 | 90 | 68.3 |  | 4000/4100K | 92 | 50000 | Continuously Dimmable |  | 2016-08-11
Cree, Inc. | e-conolight | LED Downlight | S-DL6-84L-40K_S-DL6T-WW-SSC |  | Indoor | LED | Downlight Recessed | 5768 | 90 | 68.3 |  | 4000/4100K | 92 | 50000 | Continuously Dimmable |  | 2016-08-11
Cree, Inc. | e-conolight | LED Downlight | S-DL8-42L-27K_S-DL8T-M-SSC |  | Indoor | LED | Downlight Recessed | 2586 | 42 | 61.8 |  | 2700K | 93 | 50000 | Continuously Dimmable |  | 2016-08-11
Cree, Inc. | e-conolight | LED Downlight | S-DL8-42L-27K_S-DL8T-N-SSC |  | Indoor | LED | Downlight Recessed | 2586 | 42 | 61.8 |  | 2700K | 93 | 50000 | Continuously Dimmable |  | 2016-08-11
Cree, Inc. | e-conolight | LED Downlight | S-DL8-42L-27K_S-DL8T-W-SSC |  | Indoor | LED | Downlight Recessed | 2586 | 42 | 61.8 |  | 2700K | 93 | 50000 | Continuously Dimmable |  | 2016-08-11
Cree, Inc. | e-conolight | LED Downlight | S-DL8-42L-27K_S-DL8T-WW-SSC |  | Indoor | LED | Downlight Recessed | 2586 | 42 | 61.8 |  | 2700K | 93 | 50000 | Continuously Dimmable |  | 2016-08-11
Cree, Inc. | e-conolight | LED Downlight | S-DL8-42L-30K_S-DL8T-M-SSC |  | Indoor | LED | Downlight Recessed | 2586 | 42 | 61.8 |  | 3000K | 93 | 50000 | Continuously Dimmable |  | 2016-08-11
Cree, Inc. | e-conolight | LED Downlight | S-DL8-42L-30K_S-DL8T-N-SSC |  | Indoor | LED | Downlight Recessed | 2586 | 42 | 61.8 |  | 3000K | 93 | 50000 | Continuously Dimmable |  | 2016-08-11
Cree, Inc. | e-conolight | LED Downlight | S-DL8-42L-30K_S-DL8T-W-SSC |  | Indoor | LED | Downlight Recessed | 2586 | 42 | 61.8 |  | 3000K | 93 | 50000 | Continuously Dimmable |  | 2016-08-11
Cree, Inc. | e-conolight | LED Downlight | S-DL8-42L-30K_S-DL8T-WW-SSC |  | Indoor | LED | Downlight Recessed | 2586 | 42 | 61.8 |  | 3000K | 93 | 50000 | Continuously Dimmable |  | 2016-08-11
Cree, Inc. | e-conolight | LED Downlight | S-DL8-42L-35K_S-DL8T-M-SSC |  | Indoor | LED | Downlight Recessed | 2586 | 42 | 61.8 |  | 3500K | 93 | 50000 | Continuously Dimmable |  | 2016-08-11
Cree, Inc. | e-conolight | LED Downlight | S-DL8-42L-35K_S-DL8T-N-SSC |  | Indoor | LED | Downlight Recessed | 2586 | 42 | 61.8 |  | 3500K | 93 | 50000 | Continuously Dimmable |  | 2016-08-11
Cree, Inc. | e-conolight | LED Downlight | S-DL8-42L-35K_S-DL8T-W-SSC |  | Indoor | LED | Downlight Recessed | 2586 | 42 | 61.8 |  | 3500K | 93 | 50000 | Continuously Dimmable |  | 2016-08-11
Cree, Inc. | e-conolight | LED Downlight | S-DL8-42L-35K_S-DL8T-WW-SSC |  | Indoor | LED | Downlight Recessed | 2586 | 42 | 61.8 |  | 3500K | 93 | 50000 | Continuously Dimmable |  | 2016-08-11
Cree, Inc. | e-conolight | LED Downlight | S-DL8-42L-40K_S-DL8T-M-SSC |  | Indoor | LED | Downlight Recessed | 2586 | 42 | 61.8 |  | 4000/4100K | 93 | 50000 | Continuously Dimmable |  | 2016-08-11
Cree, Inc. | e-conolight | LED Downlight | S-DL8-42L-40K_S-DL8T-N-SSC |  | Indoor | LED | Downlight Recessed | 2586 | 42 | 61.8 |  | 4000/4100K | 93 | 50000 | Continuously Dimmable |  | 2016-08-11
Cree, Inc. | e-conolight | LED Downlight | S-DL8-42L-40K_S-DL8T-W-SSC |  | Indoor | LED | Downlight Recessed | 2586 | 42 | 61.8 |  | 4000/4100K | 93 | 50000 | Continuously Dimmable |  | 2016-08-11
Cree, Inc. | e-conolight | LED Downlight | S-DL8-42L-40K_S-DL8T-WW-SSC |  | Indoor | LED | Downlight Recessed | 2586 | 42 | 61.8 |  | 4000/4100K | 93 | 50000 | Continuously Dimmable |  | 2016-08-11
Cree, Inc. | e-conolight | LED Downlight | S-DL8-50L-27K_S-DL8T-M-SSC |  | Indoor | LED | Downlight Recessed | 3529 | 50 | 72.6 |  | 2700K | 92 | 50000 | Continuously Dimmable |  | 2016-08-11
Cree, Inc. | e-conolight | LED Downlight | S-DL8-50L-27K_S-DL8T-N-SSC |  | Indoor | LED | Downlight Recessed | 3529 | 50 | 72.6 |  | 2700K | 92 | 50000 | Continuously Dimmable |  | 2016-08-11
Cree, Inc. | e-conolight | LED Downlight | S-DL8-50L-27K_S-DL8T-W-SSC |  | Indoor | LED | Downlight Recessed | 3529 | 50 | 72.6 |  | 2700K | 92 | 50000 | Continuously Dimmable |  | 2016-08-11
Cree, Inc. | e-conolight | LED Downlight | S-DL8-50L-30K_S-DL8T-M-SSC |  | Indoor | LED | Downlight Recessed | 3529 | 50 | 72.6 |  | 3000K | 92 | 50000 | Continuously Dimmable |  | 2016-08-11
Cree, Inc. | e-conolight | LED Downlight | S-DL8-50L-30K_S-DL8T-N-SSC |  | Indoor | LED | Downlight Recessed | 3529 | 50 | 72.6 |  | 3000K | 92 | 50000 | Continuously Dimmable |  | 2016-08-11
Cree, Inc. | e-conolight | LED Downlight | S-DL8-50L-30K_S-DL8T-W-SSC |  | Indoor | LED | Downlight Recessed | 3529 | 50 | 72.6 |  | 3000K | 92 | 50000 | Continuously Dimmable |  | 2016-08-11
Cree, Inc. | e-conolight | LED Downlight | S-DL8-50L-35K_S-DL8T-M-SSC |  | Indoor | LED | Downlight Recessed | 3529 | 50 | 72.6 |  | 3500K | 92 | 50000 | Continuously Dimmable |  | 2016-08-11
Cree, Inc. | e-conolight | LED Downlight | S-DL8-50L-35K_S-DL8T-N-SSC |  | Indoor | LED | Downlight Recessed | 3529 | 50 | 72.6 |  | 3500K | 92 | 50000 | Continuously Dimmable |  | 2016-08-11
Cree, Inc. | e-conolight | LED Downlight | S-DL8-50L-35K_S-DL8T-W-SSC |  | Indoor | LED | Downlight Recessed | 3529 | 50 | 72.6 |  | 3500K | 92 | 50000 | Continuously Dimmable |  | 2016-08-11
Cree, Inc. | e-conolight | LED Downlight | S-DL8-50L-40K_S-DL8T-M-SSC |  | Indoor | LED | Downlight Recessed | 3529 | 50 | 72.6 |  | 4000/4100K | 92 | 50000 | Continuously Dimmable |  | 2016-08-11
Cree, Inc. | e-conolight | LED Downlight | S-DL8-50L-40K_S-DL8T-N-SSC |  | Indoor | LED | Downlight Recessed | 3529 | 50 | 72.6 |  | 4000/4100K | 92 | 50000 | Continuously Dimmable |  | 2016-08-11
Cree, Inc. | e-conolight | LED Downlight | S-DL8-50L-40K_S-DL8T-W-SSC |  | Indoor | LED | Downlight Recessed | 3529 | 50 | 72.6 |  | 4000/4100K | 92 | 50000 | Continuously Dimmable |  | 2016-08-11
Cree, Inc. | e-conolight | LED Downlight | S-DL8-63L-27K_S-DL8T-M-SSC |  | Indoor | LED | Downlight Recessed | 4381 | 60 | 77.3 |  | 2700K | 92 | 50000 | Continuously Dimmable |  | 2016-08-11
Cree, Inc. | e-conolight | LED Downlight | S-DL4-24L-40K_S-DL4T-W-SSC |  | Indoor | LED | Downlight Recessed | 1724 | 24 | 77 |  | 4000/4100K | 92 | 50000 | Continuously Dimmable |  | 2016-08-11
Cree, Inc. | e-conolight | LED Downlight | S-DL4-34L-27K_S-DL4T-M-SSC |  | Indoor | LED | Downlight Recessed | 2410 | 34 | 75 |  | 2700K | 93 | 50000 | Continuously Dimmable |  | 2016-08-11
Cree, Inc. | e-conolight | LED Downlight | S-DL4-34L-27K_S-DL4T-N-SSC |  | Indoor | LED | Downlight Recessed | 2410 | 34 | 75 |  | 2700K | 93 | 50000 | Continuously Dimmable |  | 2016-08-11
Cree, Inc. | e-conolight | LED Downlight | S-DL4-34L-27K_S-DL4T-W-SSC |  | Indoor | LED | Downlight Recessed | 2410 | 34 | 75 |  | 2700K | 93 | 50000 | Continuously Dimmable |  | 2016-08-11
Cree, Inc. | e-conolight | LED Downlight | S-DL4-34L-30K_S-DL4T-M-SSC |  | Indoor | LED | Downlight Recessed | 2410 | 34 | 75 |  | 3000K | 93 | 50000 | Continuously Dimmable |  | 2016-08-11
Cree, Inc. | e-conolight | LED Downlight | S-DL4-34L-30K_S-DL4T-N-SSC |  | Indoor | LED | Downlight Recessed | 2410 | 34 | 75 |  | 3000K | 93 | 50000 | Continuously Dimmable |  | 2016-08-11
Cree, Inc. | e-conolight | LED Downlight | S-DL4-34L-30K_S-DL4T-W-SSC |  | Indoor | LED | Downlight Recessed | 2410 | 34 | 75 |  | 3000K | 93 | 50000 | Continuously Dimmable |  | 2016-08-11
Cree, Inc. | e-conolight | LED Downlight | S-DL4-34L-35K_S-DL4T-M-SSC |  | Indoor | LED | Downlight Recessed | 2410 | 34 | 75 |  | 3500K | 93 | 50000 | Continuously Dimmable |  | 2016-08-11
Cree, Inc. | e-conolight | LED Downlight | S-DL4-34L-35K_S-DL4T-N-SSC |  | Indoor | LED | Downlight Recessed | 2410 | 34 | 75 |  | 3500K | 93 | 50000 | Continuously Dimmable |  | 2016-08-11
Cree, Inc. | e-conolight | LED Downlight | S-DL4-34L-35K_S-DL4T-W-SSC |  | Indoor | LED | Downlight Recessed | 2410 | 34 | 75 |  | 3500K | 93 | 50000 | Continuously Dimmable |  | 2016-08-11
Cree, Inc. | e-conolight | LED Downlight | S-DL4-34L-40K_S-DL4T-M-SSC |  | Indoor | LED | Downlight Recessed | 2410 | 34 | 75 |  | 4000/4100K | 93 | 50000 | Continuously Dimmable |  | 2016-08-11
Cree, Inc. | e-conolight | LED Downlight | S-DL4-34L-40K_S-DL4T-N-SSC |  | Indoor | LED | Downlight Recessed | 2410 | 34 | 75 |  | 4000/4100K | 93 | 50000 | Continuously Dimmable |  | 2016-08-11
Cree, Inc. | e-conolight | LED Downlight | S-DL4-34L-40K_S-DL4T-W-SSC |  | Indoor | LED | Downlight Recessed | 2410 | 34 | 75 |  | 4000/4100K | 93 | 50000 | Continuously Dimmable |  | 2016-08-11
Cree, Inc. | e-conolight | LED Downlight | S-DL4-42L-27K_S-DL4T-M-SSC |  | Indoor | LED | Downlight Recessed | 2586 | 42 | 61.8 |  | 2700K | 93 | 50000 | Continuously Dimmable |  | 2016-08-11
Cree, Inc. | e-conolight | LED Downlight | S-DL4-42L-27K_S-DL4T-N-SSC |  | Indoor | LED | Downlight Recessed | 2586 | 42 | 61.8 |  | 2700K | 93 | 50000 | Continuously Dimmable |  | 2016-08-11
Cree, Inc. | e-conolight | LED Downlight | S-DL4-42L-27K_S-DL4T-W-SSC |  | Indoor | LED | Downlight Recessed | 2586 | 42 | 61.8 |  | 2700K | 93 | 50000 | Continuously Dimmable |  | 2016-08-11
Cree, Inc. | e-conolight | LED Downlight | S-DL4-42L-30K_S-DL4T-M-SSC |  | Indoor | LED | Downlight Recessed | 2586 | 42 | 61.8 |  | 3000K | 93 | 50000 | Continuously Dimmable |  | 2016-08-11
Cree, Inc. | e-conolight | LED Downlight | S-DL4-42L-30K_S-DL4T-N-SSC |  | Indoor | LED | Downlight Recessed | 2586 | 42 | 61.8 |  | 3000K | 93 | 50000 | Continuously Dimmable |  | 2016-08-11
Cree, Inc. | e-conolight | LED Downlight | S-DL4-42L-30K_S-DL4T-W-SSC |  | Indoor | LED | Downlight Recessed | 2586 | 42 | 61.8 |  | 3000K | 93 | 50000 | Continuously Dimmable |  | 2016-08-11
Cree, Inc. | e-conolight | LED Downlight | S-DL4-42L-35K_S-DL4T-M-SSC |  | Indoor | LED | Downlight Recessed | 2586 | 42 | 61.8 |  | 3500K | 93 | 50000 | Continuously Dimmable |  | 2016-08-11
Cree, Inc. | e-conolight | LED Downlight | S-DL4-42L-35K_S-DL4T-N-SSC |  | Indoor | LED | Downlight Recessed | 2586 | 42 | 61.8 |  | 3500K | 93 | 50000 | Continuously Dimmable |  | 2016-08-11
Cree, Inc. | e-conolight | LED Downlight | S-DL4-42L-35K_S-DL4T-W-SSC |  | Indoor | LED | Downlight Recessed | 2586 | 42 | 61.8 |  | 3500K | 93 | 50000 | Continuously Dimmable |  | 2016-08-11
Cree, Inc. | e-conolight | LED Downlight | S-DL4-42L-40K_S-DL4T-M-SSC |  | Indoor | LED | Downlight Recessed | 2586 | 42 | 61.8 |  | 4000/4100K | 93 | 50000 | Continuously Dimmable |  | 2016-08-11
Cree, Inc. | e-conolight | LED Downlight | S-DL4-42L-40K_S-DL4T-N-SSC |  | Indoor | LED | Downlight Recessed | 2586 | 42 | 61.8 |  | 4000/4100K | 93 | 50000 | Continuously Dimmable |  | 2016-08-11
Cree, Inc. | e-conolight | LED Downlight | S-DL4-42L-40K_S-DL4T-W-SSC |  | Indoor | LED | Downlight Recessed | 2586 | 42 | 61.8 |  | 4000/4100K | 93 | 50000 | Continuously Dimmable |  | 2016-08-11
Cree, Inc. | e-conolight | LED Downlight | S-DL6-11L-27K_S-DL6T-M-SSC |  | Indoor | LED | Downlight Recessed | 841 | 12 | 74.2 |  | 2700K | 92 | 50000 | Continuously Dimmable |  | 2016-08-11
Cree, Inc. | e-conolight | LED Downlight | S-DL6-11L-27K_S-DL6T-N-SSC |  | Indoor | LED | Downlight Recessed | 841 | 12 | 74.2 |  | 2700K | 92 | 50000 | Continuously Dimmable |  | 2016-08-11
Cree, Inc. | e-conolight | LED Downlight | S-DL6-11L-27K_S-DL6T-W-SSC |  | Indoor | LED | Downlight Recessed | 841 | 12 | 74.2 |  | 2700K | 92 | 50000 | Continuously Dimmable |  | 2016-08-11
Cree, Inc. | e-conolight | LED Downlight | S-DL6-11L-30K_S-DL6T-M-SSC |  | Indoor | LED | Downlight Recessed | 841 | 12 | 74.2 |  | 3000K | 92 | 50000 | Continuously Dimmable |  | 2016-08-11
Cree, Inc. | e-conolight | LED Downlight | S-DL6-11L-30K_S-DL6T-N-SSC |  | Indoor | LED | Downlight Recessed | 841 | 12 | 74.2 |  | 3000K | 92 | 50000 | Continuously Dimmable |  | 2016-08-11
Cree, Inc. | e-conolight | LED Downlight | S-DL6-11L-30K_S-DL6T-W-SSC |  | Indoor | LED | Downlight Recessed | 841 | 12 | 74.2 |  | 3000K | 92 | 50000 | Continuously Dimmable |  | 2016-08-11
Cree, Inc. | e-conolight | LED Downlight | S-DL6-11L-35K_S-DL6T-M-SSC |  | Indoor | LED | Downlight Recessed | 841 | 12 | 74.2 |  | 3500K | 92 | 50000 | Continuously Dimmable |  | 2016-08-11
Cree, Inc. | e-conolight | LED Downlight | S-DL6-11L-35K_S-DL6T-N-SSC |  | Indoor | LED | Downlight Recessed | 841 | 12 | 74.2 |  | 3500K | 92 | 50000 | Continuously Dimmable |  | 2016-08-11
Cree, Inc. | e-conolight | LED Downlight | S-DL6-11L-35K_S-DL6T-W-SSC |  | Indoor | LED | Downlight Recessed | 841 | 12 | 74.2 |  | 3500K | 92 | 50000 | Continuously Dimmable |  | 2016-08-11
Cree, Inc. | e-conolight | LED Downlight | S-DL6-11L-40K_S-DL6T-M-SSC |  | Indoor | LED | Downlight Recessed | 841 | 12 | 74.2 |  | 4000/4100K | 92 | 50000 | Continuously Dimmable |  | 2016-08-11
Cree, Inc. | e-conolight | LED Downlight | S-DL6-11L-40K_S-DL6T-N-SSC |  | Indoor | LED | Downlight Recessed | 841 | 12 | 74.2 |  | 4000/4100K | 92 | 50000 | Continuously Dimmable |  | 2016-08-11
Cree, Inc. | e-conolight | LED Downlight | S-DL6-11L-40K_S-DL6T-W-SSC |  | Indoor | LED | Downlight Recessed | 841 | 12 | 74.2 |  | 4000/4100K | 92 | 50000 | Continuously Dimmable |  | 2016-08-11
Cree, Inc. | e-conolight | LED Downlight | S-DL6-15L-27K_S-DL6T-M-SSC |  | Indoor | LED | Downlight Recessed | 1015 | 15 | 71.7 |  | 2700K | 92 | 50000 | Continuously Dimmable |  | 2016-08-11
Cree, Inc. | e-conolight | LED Downlight | S-DL6-15L-27K_S-DL6T-N-SSC |  | Indoor | LED | Downlight Recessed | 1015 | 15 | 71.7 |  | 2700K | 92 | 50000 | Continuously Dimmable |  | 2016-08-11
Cree, Inc. | e-conolight | LED Downlight | S-DL6-15L-27K_S-DL6T-W-SSC |  | Indoor | LED | Downlight Recessed | 1015 | 15 | 71.7 |  | 2700K | 92 | 50000 | Continuously Dimmable |  | 2016-08-11
Cree, Inc. | e-conolight | LED Downlight | S-DL6-15L-30K_S-DL6T-M-SSC |  | Indoor | LED | Downlight Recessed | 1015 | 15 | 71.7 |  | 3000K | 92 | 50000 | Continuously Dimmable |  | 2016-08-11
Cree, Inc. | e-conolight | LED Downlight | S-DL6-15L-30K_S-DL6T-N-SSC |  | Indoor | LED | Downlight Recessed | 1015 | 15 | 71.7 |  | 3000K | 92 | 50000 | Continuously Dimmable |  | 2016-08-11
Cree, Inc. | e-conolight | LED Downlight | S-DL6-15L-30K_S-DL6T-W-SSC |  | Indoor | LED | Downlight Recessed | 1015 | 15 | 71.7 |  | 3000K | 92 | 50000 | Continuously Dimmable |  | 2016-08-11
Cree, Inc. | e-conolight | LED Downlight | S-DL6-15L-35K_S-DL6T-M-SSC |  | Indoor | LED | Downlight Recessed | 1015 | 15 | 71.7 |  | 3500K | 92 | 50000 | Continuously Dimmable |  | 2016-08-11
Cree, Inc. | e-conolight | LED Downlight | S-DL6-15L-35K_S-DL6T-N-SSC |  | Indoor | LED | Downlight Recessed | 1015 | 15 | 71.7 |  | 3500K | 92 | 50000 | Continuously Dimmable |  | 2016-08-11
Cree, Inc. | e-conolight | LED Downlight | S-DL6-15L-35K_S-DL6T-W-SSC |  | Indoor | LED | Downlight Recessed | 1015 | 15 | 71.7 |  | 3500K | 92 | 50000 | Continuously Dimmable |  | 2016-08-11
Cree, Inc. | e-conolight | LED Downlight | S-DL6-15L-40K_S-DL6T-M-SSC |  | Indoor | LED | Downlight Recessed | 1015 | 15 | 71.7 |  | 4000/4100K | 92 | 50000 | Continuously Dimmable |  | 2016-08-11
Cree, Inc. | e-conolight | LED Downlight | S-DL6-15L-40K_S-DL6T-N-SSC |  | Indoor | LED | Downlight Recessed | 1015 | 15 | 71.7 |  | 4000/4100K | 92 | 50000 | Continuously Dimmable |  | 2016-08-11
Cree, Inc. | e-conolight | LED Downlight | S-DL6-15L-40K_S-DL6T-W-SSC |  | Indoor | LED | Downlight Recessed | 1015 | 15 | 71.7 |  | 4000/4100K | 92 | 50000 | Continuously Dimmable |  | 2016-08-11
Cree, Inc. | e-conolight | LED Downlight | S-DL6-24L-27K_S-DL6T-M-SSC |  | Indoor | LED | Downlight Recessed | 1724 | 24 | 77 |  | 2700K | 92 | 50000 | Continuously Dimmable |  | 2016-08-11
Cree, Inc. | e-conolight | LED Downlight | S-DL6-24L-27K_S-DL6T-N-SSC |  | Indoor | LED | Downlight Recessed | 1724 | 24 | 77 |  | 2700K | 92 | 50000 | Continuously Dimmable |  | 2016-08-11
Cree, Inc. | e-conolight | LED Downlight | S-DL6-24L-27K_S-DL6T-W-SSC |  | Indoor | LED | Downlight Recessed | 1724 | 24 | 77 |  | 2700K | 92 | 50000 | Continuously Dimmable |  | 2016-08-11
Cree, Inc. | e-conolight | LED Downlight | S-DL6-24L-30K_S-DL6T-M-SSC |  | Indoor | LED | Downlight Recessed | 1724 | 24 | 77 |  | 3000K | 92 | 50000 | Continuously Dimmable |  | 2016-08-11
Cree, Inc. | e-conolight | LED Downlight | S-DL6-24L-30K_S-DL6T-N-SSC |  | Indoor | LED | Downlight Recessed | 1724 | 24 | 77 |  | 3000K | 92 | 50000 | Continuously Dimmable |  | 2016-08-11
Cree, Inc. | e-conolight | LED Downlight | S-DL6-24L-30K_S-DL6T-W-SSC |  | Indoor | LED | Downlight Recessed | 1724 | 24 | 77 |  | 3000K | 92 | 50000 | Continuously Dimmable |  | 2016-08-11
Cree, Inc. | e-conolight | LED Downlight | S-DL6-24L-35K_S-DL6T-M-SSC |  | Indoor | LED | Downlight Recessed | 1724 | 24 | 77 |  | 3500K | 92 | 50000 | Continuously Dimmable |  | 2016-08-11
Cree, Inc. | e-conolight | LED Downlight | S-DL6-24L-35K_S-DL6T-N-SSC |  | Indoor | LED | Downlight Recessed | 1724 | 24 | 77 |  | 3500K | 92 | 50000 | Continuously Dimmable |  | 2016-08-11
Cree, Inc. | e-conolight | LED Downlight | S-DL6-24L-35K_S-DL6T-W-SSC |  | Indoor | LED | Downlight Recessed | 1724 | 24 | 77 |  | 3500K | 92 | 50000 | Continuously Dimmable |  | 2016-08-11
Cree, Inc. | e-conolight | LED Downlight | S-DL6-24L-40K_S-DL6T-M-SSC |  | Indoor | LED | Downlight Recessed | 1724 | 24 | 77 |  | 4000/4100K | 92 | 50000 | Continuously Dimmable |  | 2016-08-11
Cree, Inc. | e-conolight | LED Downlight | S-DL6-24L-40K_S-DL6T-N-SSC |  | Indoor | LED | Downlight Recessed | 1724 | 24 | 77 |  | 4000/4100K | 92 | 50000 | Continuously Dimmable |  | 2016-08-11
Cree, Inc. | e-conolight | LED Downlight | S-DL6-24L-40K_S-DL6T-W-SSC |  | Indoor | LED | Downlight Recessed | 1724 | 24 | 77 |  | 4000/4100K | 92 | 50000 | Continuously Dimmable |  | 2016-08-11
Cree, Inc. | e-conolight | LED Downlight | S-DL6-34L-27K_S-DL6T-M-SSC |  | Indoor | LED | Downlight Recessed | 2410 | 34 | 75 |  | 2700K | 93 | 50000 | Continuously Dimmable |  | 2016-08-11
Cree, Inc. | e-conolight | LED Downlight | S-DL6-34L-27K_S-DL6T-N-SSC |  | Indoor | LED | Downlight Recessed | 2410 | 34 | 75 |  | 2700K | 93 | 50000 | Continuously Dimmable |  | 2016-08-11
Cree, Inc. | e-conolight | LED Downlight | S-DL6-34L-27K_S-DL6T-W-SSC |  | Indoor | LED | Downlight Recessed | 2410 | 34 | 75 |  | 2700K | 93 | 50000 | Continuously Dimmable |  | 2016-08-11
Cree, Inc. | e-conolight | LED Downlight | S-DL6-34L-30K_S-DL6T-M-SSC |  | Indoor | LED | Downlight Recessed | 2410 | 34 | 75 |  | 3000K | 93 | 50000 | Continuously Dimmable |  | 2016-08-11
Cree, Inc. | e-conolight | LED Downlight | S-DL6-34L-30K_S-DL6T-N-SSC |  | Indoor | LED | Downlight Recessed | 2410 | 34 | 75 |  | 3000K | 93 | 50000 | Continuously Dimmable |  | 2016-08-11
Cree, Inc. | e-conolight | LED Downlight | S-DL6-34L-30K_S-DL6T-W-SSC |  | Indoor | LED | Downlight Recessed | 2410 | 34 | 75 |  | 3000K | 93 | 50000 | Continuously Dimmable |  | 2016-08-11
Cree, Inc. | e-conolight | LED Downlight | S-DL6-34L-35K_S-DL6T-M-SSC |  | Indoor | LED | Downlight Recessed | 2410 | 34 | 75 |  | 3500K | 93 | 50000 | Continuously Dimmable |  | 2016-08-11
Cree, Inc. | e-conolight | LED Downlight | S-DL6-34L-35K_S-DL6T-N-SSC |  | Indoor | LED | Downlight Recessed | 2410 | 34 | 75 |  | 3500K | 93 | 50000 | Continuously Dimmable |  | 2016-08-11
Cree, Inc. | e-conolight | LED Downlight | S-DL6-34L-35K_S-DL6T-W-SSC |  | Indoor | LED | Downlight Recessed | 2410 | 34 | 75 |  | 3500K | 93 | 50000 | Continuously Dimmable |  | 2016-08-11
Cree, Inc. | e-conolight | LED Downlight | S-DL6-34L-40K_S-DL6T-M-SSC |  | Indoor | LED | Downlight Recessed | 2410 | 34 | 75 |  | 4000/4100K | 93 | 50000 | Continuously Dimmable |  | 2016-08-11
Cree, Inc. | e-conolight | LED Downlight | S-DL6-34L-40K_S-DL6T-N-SSC |  | Indoor | LED | Downlight Recessed | 2410 | 34 | 75 |  | 4000/4100K | 93 | 50000 | Continuously Dimmable |  | 2016-08-11
Cree, Inc. | e-conolight | LED Downlight | S-DL6-34L-40K_S-DL6T-W-SSC |  | Indoor | LED | Downlight Recessed | 2410 | 34 | 75 |  | 4000/4100K | 93 | 50000 | Continuously Dimmable |  | 2016-08-11
Cree, Inc. | e-conolight | LED Downlight | S-DL6-42L-27K_S-DL6T-M-SSC |  | Indoor | LED | Downlight Recessed | 2586 | 42 | 61.8 |  | 2700K | 93 | 50000 | Continuously Dimmable |  | 2016-08-11
Cree, Inc. | e-conolight | LED Downlight | S-DL6-42L-27K_S-DL6T-N-SSC |  | Indoor | LED | Downlight Recessed | 2586 | 42 | 61.8 |  | 2700K | 93 | 50000 | Continuously Dimmable |  | 2016-08-11
Cree, Inc. | e-conolight | LED Downlight | S-DL6-42L-27K_S-DL6T-W-SSC |  | Indoor | LED | Downlight Recessed | 2586 | 42 | 61.8 |  | 2700K | 93 | 50000 | Continuously Dimmable |  | 2016-08-11
Cree, Inc. | e-conolight | LED Downlight | S-DL6-42L-27K_S-DL6T-WW-SSC |  | Indoor | LED | Downlight Recessed | 2586 | 42 | 61.8 |  | 2700K | 93 | 50000 | Continuously Dimmable |  | 2016-08-11
Cree, Inc. | e-conolight | LED Downlight | S-DL6-42L-30K_S-DL6T-M-SSC |  | Indoor | LED | Downlight Recessed | 2586 | 42 | 61.8 |  | 3000K | 93 | 50000 | Continuously Dimmable |  | 2016-08-11
Cree, Inc. | e-conolight | LED Downlight | S-DL6-42L-30K_S-DL6T-N-SSC |  | Indoor | LED | Downlight Recessed | 2586 | 42 | 61.8 |  | 3000K | 93 | 50000 | Continuously Dimmable |  | 2016-08-11
Cree, Inc. | e-conolight | LED Downlight | S-DL6-42L-30K_S-DL6T-W-SSC |  | Indoor | LED | Downlight Recessed | 2586 | 42 | 61.8 |  | 3000K | 93 | 50000 | Continuously Dimmable |  | 2016-08-11
Cree, Inc. | e-conolight | LED Downlight | S-DL6-42L-30K_S-DL6T-WW-SSC |  | Indoor | LED | Downlight Recessed | 2586 | 42 | 61.8 |  | 3000K | 93 | 50000 | Continuously Dimmable |  | 2016-08-11
Cree, Inc. | e-conolight | LED Downlight | S-DL6-42L-35K_S-DL6T-M-SSC |  | Indoor | LED | Downlight Recessed | 2586 | 42 | 61.8 |  | 3500K | 93 | 50000 | Continuously Dimmable |  | 2016-08-11
Cree, Inc. | e-conolight | LED Downlight | S-DL6-42L-35K_S-DL6T-N-SSC |  | Indoor | LED | Downlight Recessed | 2586 | 42 | 61.8 |  | 3500K | 93 | 50000 | Continuously Dimmable |  | 2016-08-11
Cree, Inc. | e-conolight | LED Downlight | S-DL6-42L-35K_S-DL6T-W-SSC |  | Indoor | LED | Downlight Recessed | 2586 | 42 | 61.8 |  | 3500K | 93 | 50000 | Continuously Dimmable |  | 2016-08-11
Cree, Inc. | e-conolight | LED Downlight | S-DL6-42L-35K_S-DL6T-WW-SSC |  | Indoor | LED | Downlight Recessed | 2586 | 42 | 61.8 |  | 3500K | 93 | 50000 | Continuously Dimmable |  | 2016-08-11
Cree, Inc. | e-conolight | LED Downlight | S-DL6-42L-40K_S-DL6T-M-SSC |  | Indoor | LED | Downlight Recessed | 2586 | 42 | 61.8 |  | 4000/4100K | 93 | 50000 | Continuously Dimmable |  | 2016-08-11
Cree, Inc. | e-conolight | LED Downlight | S-DL6-42L-40K_S-DL6T-N-SSC |  | Indoor | LED | Downlight Recessed | 2586 | 42 | 61.8 |  | 4000/4100K | 93 | 50000 | Continuously Dimmable |  | 2016-08-11
Cree, Inc. | e-conolight | LED Downlight | S-DL6-42L-40K_S-DL6T-W-SSC |  | Indoor | LED | Downlight Recessed | 2586 | 42 | 61.8 |  | 4000/4100K | 93 | 50000 | Continuously Dimmable |  | 2016-08-11
Cree, Inc. | e-conolight | LED Downlight | S-DL6-42L-40K_S-DL6T-WW-SSC |  | Indoor | LED | Downlight Recessed | 2586 | 42 | 61.8 |  | 4000/4100K | 93 | 50000 | Continuously Dimmable |  | 2016-08-11
Cree, Inc. | e-conolight | LED Downlight | S-DL6-50L-27K_S-DL6T-M-SSC |  | Indoor | LED | Downlight Recessed | 3529 | 50 | 72.6 |  | 2700K | 92 | 50000 | Continuously Dimmable |  | 2016-08-11
Cree, Inc. | e-conolight | LED Downlight | S-DL6-50L-27K_S-DL6T-N-SSC |  | Indoor | LED | Downlight Recessed | 3529 | 50 | 72.6 |  | 2700K | 92 | 50000 | Continuously Dimmable |  | 2016-08-11
Cree, Inc. | e-conolight | LED Downlight | S-DL6-50L-27K_S-DL6T-W-SSC |  | Indoor | LED | Downlight Recessed | 3529 | 50 | 72.6 |  | 2700K | 92 | 50000 | Continuously Dimmable |  | 2016-08-11
Cree, Inc. | e-conolight | LED Downlight | S-DL6-50L-30K_S-DL6T-M-SSC |  | Indoor | LED | Downlight Recessed | 3529 | 50 | 72.6 |  | 3000K | 92 | 50000 | Continuously Dimmable |  | 2016-08-11
Cree, Inc. | e-conolight | LED Downlight | S-DL6-50L-30K_S-DL6T-N-SSC |  | Indoor | LED | Downlight Recessed | 3529 | 50 | 72.6 |  | 3000K | 92 | 50000 | Continuously Dimmable |  | 2016-08-11
Cree, Inc. | e-conolight | LED Downlight | S-DL6-50L-30K_S-DL6T-W-SSC |  | Indoor | LED | Downlight Recessed | 3529 | 50 | 72.6 |  | 3000K | 92 | 50000 | Continuously Dimmable |  | 2016-08-11
Cree, Inc. | e-conolight | LED Downlight | S-DL6-50L-35K_S-DL6T-M-SSC |  | Indoor | LED | Downlight Recessed | 3529 | 50 | 72.6 |  | 3500K | 92 | 50000 | Continuously Dimmable |  | 2016-08-11
Cree, Inc. | e-conolight | LED Downlight | S-DL6-50L-35K_S-DL6T-N-SSC |  | Indoor | LED | Downlight Recessed | 3529 | 50 | 72.6 |  | 3500K | 92 | 50000 | Continuously Dimmable |  | 2016-08-11
Cree, Inc. | e-conolight | LED Downlight | S-DL6-50L-35K_S-DL6T-W-SSC |  | Indoor | LED | Downlight Recessed | 3529 | 50 | 72.6 |  | 3500K | 92 | 50000 | Continuously Dimmable |  | 2016-08-11
Cree, Inc. | e-conolight | LED Downlight | S-DL6-50L-40K_S-DL6T-M-SSC |  | Indoor | LED | Downlight Recessed | 3529 | 50 | 72.6 |  | 4000/4100K | 92 | 50000 | Continuously Dimmable |  | 2016-08-11
Cree, Inc. | e-conolight | LED Downlight | S-DL6-50L-40K_S-DL6T-N-SSC |  | Indoor | LED | Downlight Recessed | 3529 | 50 | 72.6 |  | 4000/4100K | 92 | 50000 | Continuously Dimmable |  | 2016-08-11
Cree, Inc. | e-conolight | LED Downlight | S-DL6-50L-40K_S-DL6T-W-SSC |  | Indoor | LED | Downlight Recessed | 3529 | 50 | 72.6 |  | 4000/4100K | 92 | 50000 | Continuously Dimmable |  | 2016-08-11
Cree, Inc. | e-conolight | LED Downlight | S-DL6-63L-27K_S-DL6T-M-SSC |  | Indoor | LED | Downlight Recessed | 4381 | 60 | 77.3 |  | 2700K | 92 | 50000 | Continuously Dimmable |  | 2016-08-11
Cree, Inc. | e-conolight | LED Downlight | S-DL6-63L-27K_S-DL6T-N-SSC |  | Indoor | LED | Downlight Recessed | 4381 | 60 | 77.3 |  | 2700K | 92 | 50000 | Continuously Dimmable |  | 2016-08-11
Cree, Inc. | e-conolight | LED Downlight | S-DL6-63L-27K_S-DL6T-W-SSC |  | Indoor | LED | Downlight Recessed | 4381 | 60 | 77.3 |  | 2700K | 92 | 50000 | Continuously Dimmable |  | 2016-08-11
Cree, Inc. | e-conolight | LED Downlight | S-DL6-63L-30K_S-DL6T-M-SSC |  | Indoor | LED | Downlight Recessed | 4381 | 60 | 77.3 |  | 3000K | 92 | 50000 | Continuously Dimmable |  | 2016-08-11
Cree, Inc. | e-conolight | LED Downlight | S-DL6-63L-30K_S-DL6T-N-SSC |  | Indoor | LED | Downlight Recessed | 4381 | 60 | 77.3 |  | 3000K | 92 | 50000 | Continuously Dimmable |  | 2016-08-11
Cree, Inc. | e-conolight | LED Downlight | S-DL6-63L-30K_S-DL6T-W-SSC |  | Indoor | LED | Downlight Recessed | 4381 | 60 | 77.3 |  | 3000K | 92 | 50000 | Continuously Dimmable |  | 2016-08-11
Cree, Inc. | e-conolight | LED Downlight | S-DL6-63L-35K_S-DL6T-M-SSC |  | Indoor | LED | Downlight Recessed | 4381 | 60 | 77.3 |  | 3500K | 92 | 50000 | Continuously Dimmable |  | 2016-08-11
Cree, Inc. | e-conolight | LED Downlight | S-DL6-63L-35K_S-DL6T-N-SSC |  | Indoor | LED | Downlight Recessed | 4381 | 60 | 77.3 |  | 3500K | 92 | 50000 | Continuously Dimmable |  | 2016-08-11
Cree, Inc. | e-conolight | LED Downlight | S-DL6-63L-35K_S-DL6T-W-SSC |  | Indoor | LED | Downlight Recessed | 4381 | 60 | 77.3 |  | 3500K | 92 | 50000 | Continuously Dimmable |  | 2016-08-11
Cree, Inc. | e-conolight | LED Downlight | S-DL6-63L-40K_S-DL6T-M-SSC |  | Indoor | LED | Downlight Recessed | 4381 | 60 | 77.3 |  | 4000/4100K | 92 | 50000 | Continuously Dimmable |  | 2016-08-11
Cree, Inc. | e-conolight | LED Downlight | S-DL6-63L-40K_S-DL6T-N-SSC |  | Indoor | LED | Downlight Recessed | 4381 | 60 | 77.3 |  | 4000/4100K | 92 | 50000 | Continuously Dimmable |  | 2016-08-11
Cree, Inc. | e-conolight | LED Downlight | S-DL6-63L-40K_S-DL6T-W-SSC |  | Indoor | LED | Downlight Recessed | 4381 | 60 | 77.3 |  | 4000/4100K | 92 | 50000 | Continuously Dimmable |  | 2016-08-11
Cree, Inc. | e-conolight | LED Downlight | S-DL6-75L-27K_S-DL6T-M-SSC |  | Indoor | LED | Downlight Recessed | 5044 | 72 | 70.7 |  | 2700K | 91 | 50000 | Continuously Dimmable |  | 2016-08-11
Cree, Inc. | e-conolight | LED Downlight | S-DL6-75L-27K_S-DL6T-N-SSC |  | Indoor | LED | Downlight Recessed | 5044 | 72 | 70.7 |  | 2700K | 91 | 50000 | Continuously Dimmable |  | 2016-08-11
Cree, Inc. | e-conolight | LED Downlight | S-DL6-75L-27K_S-DL6T-W-SSC |  | Indoor | LED | Downlight Recessed | 5044 | 72 | 70.7 |  | 2700K | 91 | 50000 | Continuously Dimmable |  | 2016-08-11
Cree, Inc. | e-conolight | LED Downlight | S-DL6-75L-30K_S-DL6T-M-SSC |  | Indoor | LED | Downlight Recessed | 5044 | 72 | 70.7 |  | 3000K | 91 | 50000 | Continuously Dimmable |  | 2016-08-11
Cree, Inc. | e-conolight | LED Downlight | S-DL6-75L-30K_S-DL6T-N-SSC |  | Indoor | LED | Downlight Recessed | 5044 | 72 | 70.7 |  | 3000K | 91 | 50000 | Continuously Dimmable |  | 2016-08-11
Cree, Inc. | e-conolight | LED Downlight | S-DL6-75L-30K_S-DL6T-W-SSC |  | Indoor | LED | Downlight Recessed | 5044 | 72 | 70.7 |  | 3000K | 91 | 50000 | Continuously Dimmable |  | 2016-08-11
Cree, Inc. | e-conolight | LED Downlight | S-DL6-75L-35K_S-DL6T-M-SSC |  | Indoor | LED | Downlight Recessed | 5044 | 72 | 70.7 |  | 3500K | 91 | 50000 | Continuously Dimmable |  | 2016-08-11
Cree, Inc. | e-conolight | LED Downlight | S-DL6-75L-35K_S-DL6T-N-SSC |  | Indoor | LED | Downlight Recessed | 5044 | 72 | 70.7 |  | 3500K | 91 | 50000 | Continuously Dimmable |  | 2016-08-11
Cree, Inc. | e-conolight | LED Downlight | S-DL6-75L-35K_S-DL6T-W-SSC |  | Indoor | LED | Downlight Recessed | 5044 | 72 | 70.7 |  | 3500K | 91 | 50000 | Continuously Dimmable |  | 2016-08-11
Cree, Inc. | e-conolight | LED Downlight | S-DL8-84L-27K_S-DL8T-N-SSC |  | Indoor | LED | Downlight Recessed | 5768 | 90 | 68.3 |  | 2700K | 92 | 50000 | Continuously Dimmable |  | 2016-08-11
Cree, Inc. | e-conolight | LED Downlight | S-DL8-84L-27K_S-DL8T-W-SSC |  | Indoor | LED | Downlight Recessed | 5768 | 90 | 68.3 |  | 2700K | 92 | 50000 | Continuously Dimmable |  | 2016-08-11
Cree, Inc. | e-conolight | LED Downlight | S-DL8-84L-27K_S-DL8T-WW-SSC |  | Indoor | LED | Downlight Recessed | 5768 | 90 | 68.3 |  | 2700K | 92 | 50000 | Continuously Dimmable |  | 2016-08-11
Cree, Inc. | e-conolight | LED Downlight | S-DL8-84L-30K_S-DL8T-M-SSC |  | Indoor | LED | Downlight Recessed | 5768 | 90 | 68.3 |  | 3000K | 92 | 50000 | Continuously Dimmable |  | 2016-08-11
Cree, Inc. | e-conolight | LED Downlight | S-DL8-84L-30K_S-DL8T-N-SSC |  | Indoor | LED | Downlight Recessed | 5768 | 90 | 68.3 |  | 3000K | 92 | 50000 | Continuously Dimmable |  | 2016-08-11
Cree, Inc. | e-conolight | LED Downlight | S-DL8-84L-30K_S-DL8T-W-SSC |  | Indoor | LED | Downlight Recessed | 5768 | 90 | 68.3 |  | 3000K | 92 | 50000 | Continuously Dimmable |  | 2016-08-11
Cree, Inc. | e-conolight | LED Downlight | S-DL8-84L-30K_S-DL8T-WW-SSC |  | Indoor | LED | Downlight Recessed | 5768 | 90 | 68.3 |  | 3000K | 92 | 50000 | Continuously Dimmable |  | 2016-08-11
Cree, Inc. | e-conolight | LED Downlight | S-DL8-84L-35K_S-DL8T-M-SSC |  | Indoor | LED | Downlight Recessed | 5768 | 90 | 68.3 |  | 3500K | 92 | 50000 | Continuously Dimmable |  | 2016-08-11
Cree, Inc. | e-conolight | LED Downlight | S-DL8-84L-35K_S-DL8T-N-SSC |  | Indoor | LED | Downlight Recessed | 5768 | 90 | 68.3 |  | 3500K | 92 | 50000 | Continuously Dimmable |  | 2016-08-11
Cree, Inc. | e-conolight | LED Downlight | S-DL8-84L-35K_S-DL8T-W-SSC |  | Indoor | LED | Downlight Recessed | 5768 | 90 | 68.3 |  | 3500K | 92 | 50000 | Continuously Dimmable |  | 2016-08-11
Cree, Inc. | e-conolight | LED Downlight | S-DL8-84L-35K_S-DL8T-WW-SSC |  | Indoor | LED | Downlight Recessed | 5768 | 90 | 68.3 |  | 3500K | 92 | 50000 | Continuously Dimmable |  | 2016-08-11
Cree, Inc. | e-conolight | LED Downlight | S-DL8-84L-40K_S-DL8T-M-SSC |  | Indoor | LED | Downlight Recessed | 5768 | 90 | 68.3 |  | 4000/4100K | 92 | 50000 | Continuously Dimmable |  | 2016-08-11
Cree, Inc. | e-conolight | LED Downlight | S-DL8-84L-40K_S-DL8T-N-SSC |  | Indoor | LED | Downlight Recessed | 5768 | 90 | 68.3 |  | 4000/4100K | 92 | 50000 | Continuously Dimmable |  | 2016-08-11
Cree, Inc. | e-conolight | LED Downlight | S-DL8-84L-40K_S-DL8T-W-SSC |  | Indoor | LED | Downlight Recessed | 5768 | 90 | 68.3 |  | 4000/4100K | 92 | 50000 | Continuously Dimmable |  | 2016-08-11
Cree, Inc. | e-conolight | LED Downlight | S-DL8-84L-40K_S-DL8T-WW-SSC |  | Indoor | LED | Downlight Recessed | 5768 | 90 | 68.3 |  | 4000/4100K | 92 | 50000 | Continuously Dimmable |  | 2016-08-11
Cree, Inc. | e-conolight | LED Downlight | S-DL8-63L-27K_S-DL8T-N-SSC |  | Indoor | LED | Downlight Recessed | 4381 | 60 | 77.3 |  | 2700K | 92 | 50000 | Continuously Dimmable |  | 2016-08-11
Cree, Inc. | e-conolight | LED Downlight | S-DL8-63L-27K_S-DL8T-W-SSC |  | Indoor | LED | Downlight Recessed | 4381 | 60 | 77.3 |  | 2700K | 92 | 50000 | Continuously Dimmable |  | 2016-08-11
Cree, Inc. | e-conolight | LED Downlight | S-DL8-63L-30K_S-DL8T-M-SSC |  | Indoor | LED | Downlight Recessed | 4381 | 60 | 77.3 |  | 3000K | 92 | 50000 | Continuously Dimmable |  | 2016-08-11
Cree, Inc. | e-conolight | LED Downlight | S-DL8-63L-30K_S-DL8T-N-SSC |  | Indoor | LED | Downlight Recessed | 4381 | 60 | 77.3 |  | 3000K | 92 | 50000 | Continuously Dimmable |  | 2016-08-11
Cree, Inc. | e-conolight | LED Downlight | S-DL8-63L-30K_S-DL8T-W-SSC |  | Indoor | LED | Downlight Recessed | 4381 | 60 | 77.3 |  | 3000K | 92 | 50000 | Continuously Dimmable |  | 2016-08-11
Cree, Inc. | e-conolight | LED Downlight | S-DL8-63L-35K_S-DL8T-M-SSC |  | Indoor | LED | Downlight Recessed | 4381 | 60 | 77.3 |  | 3500K | 92 | 50000 | Continuously Dimmable |  | 2016-08-11
Cree, Inc. | e-conolight | LED Downlight | S-DL8-63L-35K_S-DL8T-N-SSC |  | Indoor | LED | Downlight Recessed | 4381 | 60 | 77.3 |  | 3500K | 92 | 50000 | Continuously Dimmable |  | 2016-08-11
Cree, Inc. | e-conolight | LED Downlight | S-DL8-63L-35K_S-DL8T-W-SSC |  | Indoor | LED | Downlight Recessed | 4381 | 60 | 77.3 |  | 3500K | 92 | 50000 | Continuously Dimmable |  | 2016-08-11
Cree, Inc. | e-conolight | LED Downlight | S-DL8-63L-40K_S-DL8T-M-SSC |  | Indoor | LED | Downlight Recessed | 4381 | 60 | 77.3 |  | 4000/4100K | 92 | 50000 | Continuously Dimmable |  | 2016-08-11
Cree, Inc. | e-conolight | LED Downlight | S-DL8-63L-40K_S-DL8T-N-SSC |  | Indoor | LED | Downlight Recessed | 4381 | 60 | 77.3 |  | 4000/4100K | 92 | 50000 | Continuously Dimmable |  | 2016-08-11
Cree, Inc. | e-conolight | LED Downlight | S-DL8-63L-40K_S-DL8T-W-SSC |  | Indoor | LED | Downlight Recessed | 4381 | 60 | 77.3 |  | 4000/4100K | 92 | 50000 | Continuously Dimmable |  | 2016-08-11
Cree, Inc. | e-conolight | LED Downlight | S-DL8-75L-27K_S-DL8T-M-SSC |  | Indoor | LED | Downlight Recessed | 5044 | 72 | 70.7 |  | 2700K | 91 | 50000 | Continuously Dimmable |  | 2016-08-11
Cree, Inc. | e-conolight | LED Downlight | S-DL8-75L-27K_S-DL8T-N-SSC |  | Indoor | LED | Downlight Recessed | 5044 | 72 | 70.7 |  | 2700K | 91 | 50000 | Continuously Dimmable |  | 2016-08-11
Cree, Inc. | e-conolight | LED Downlight | S-DL8-75L-27K_S-DL8T-W-SSC |  | Indoor | LED | Downlight Recessed | 5044 | 72 | 70.7 |  | 2700K | 91 | 50000 | Continuously Dimmable |  | 2016-08-11
Cree, Inc. | e-conolight | LED Downlight | S-DL8-75L-30K_S-DL8T-M-SSC |  | Indoor | LED | Downlight Recessed | 5044 | 72 | 70.7 |  | 3000K | 91 | 50000 | Continuously Dimmable |  | 2016-08-11
Cree, Inc. | e-conolight | LED Downlight | S-DL8-75L-30K_S-DL8T-N-SSC |  | Indoor | LED | Downlight Recessed | 5044 | 72 | 70.7 |  | 3000K | 91 | 50000 | Continuously Dimmable |  | 2016-08-11
Cree, Inc. | e-conolight | LED Downlight | S-DL8-75L-30K_S-DL8T-W-SSC |  | Indoor | LED | Downlight Recessed | 5044 | 72 | 70.7 |  | 3000K | 91 | 50000 | Continuously Dimmable |  | 2016-08-11
Cree, Inc. | e-conolight | LED Downlight | S-DL8-75L-35K_S-DL8T-M-SSC |  | Indoor | LED | Downlight Recessed | 5044 | 72 | 70.7 |  | 3500K | 91 | 50000 | Continuously Dimmable |  | 2016-08-11
Cree, Inc. | e-conolight | LED Downlight | S-DL8-75L-35K_S-DL8T-N-SSC |  | Indoor | LED | Downlight Recessed | 5044 | 72 | 70.7 |  | 3500K | 91 | 50000 | Continuously Dimmable |  | 2016-08-11
Cree, Inc. | e-conolight | LED Downlight | S-DL8-75L-35K_S-DL8T-W-SSC |  | Indoor | LED | Downlight Recessed | 5044 | 72 | 70.7 |  | 3500K | 91 | 50000 | Continuously Dimmable |  | 2016-08-11
Cree, Inc. | e-conolight | LED Downlight | S-DL8-75L-40K_S-DL8T-M-SSC |  | Indoor | LED | Downlight Recessed | 5044 | 72 | 70.7 |  | 4000/4100K | 91 | 50000 | Continuously Dimmable |  | 2016-08-11
Cree, Inc. | e-conolight | LED Downlight | S-DL8-75L-40K_S-DL8T-N-SSC |  | Indoor | LED | Downlight Recessed | 5044 | 72 | 70.7 |  | 4000/4100K | 91 | 50000 | Continuously Dimmable |  | 2016-08-11
Cree, Inc. | e-conolight | LED Downlight | S-DL8-75L-40K_S-DL8T-W-SSC |  | Indoor | LED | Downlight Recessed | 5044 | 72 | 70.7 |  | 4000/4100K | 91 | 50000 | Continuously Dimmable |  | 2016-08-11
Cree, Inc. | e-conolight | LED Downlight | S-DL8-84L-27K_S-DL8T-M-SSC |  | Indoor | LED | Downlight Recessed | 5768 | 90 | 68.3 |  | 2700K | 92 | 50000 | Continuously Dimmable |  | 2016-08-11
CSE Inc | CSE | 1110qxyzcc | 1110qxyzcc |  | Indoor | LED | Downlight Solid State Retrofit | 645 | 12 | 68.2 |  | 2700K | 81 | 36000 | Continuously Dimmable | 'q' refers to optic; 1 = Down Light 30, 2 = Down Light 60, 3 = Down Light 90, 4 = Cathedral 10 Degree, 5 = Cathedral 20 Degree, 6 = Cathedral 30 Degree, 7 = Cathedral 45 Degree, 8 = Oval light 20X'x' refers to Lens Color; 0 = Clear, 1 = White, 2 = Light Almond, 3 = Almond, 4 = Ivory, 5 = Gray, 6 = Brown, 7= Black, 8 = Stainless Steel, 9 = Chrome, 22 = Natural Clay, 33 = Hearthstone, 44 = Red'y' refers to Bezel Color; 1 = White, 2 = Light Almond, 3 = Almond, 4 = Ivory, 5 = Gray, 6 = Brown, 7= Black, 8 = Stainless Steel, 9 = Chrome, 22 = Natural Clay, 33 = Hearthstone, 44 = Red'z' refers to PCB Color; 1 = White, 2 = Light Almond, 3 = Almond, 4 = Ivory, 5 = Gray, 6 = Brown, 7= Black, 8 = Stainless Steel, 9 = Chrome, 22 = Natural Clay, 33 = Hearthstone, 44 = Red'cc' refers to LED Color Temperature; 27 = 2700K, 30 = 3000K, 35 = 3500K, 40 = 4000K, 50 = 5000K | 2015-08-06
Curtis Mathes Inc | Curtis Mathes | CM4DL-7202-927 | CM4DL-7202-927 | CM4DL-7202-940,CM4DL-7202-940,4000K | Indoor | LED | Downlight Solid State Retrofit | 600 | 10 | 67.6 |  | 2700K | 92 | 35000 | Continuously Dimmable |  | 2016-04-27
Curtis Mathes Inc | Curtis Mathes | CM56DL-7104-927 | CM56DL-7104-927 |  | Indoor | LED | Downlight Solid State Retrofit | 750 | 12 | 73.9 |  | 2700K | 92 | 35000 | Continuously Dimmable |  | 2016-04-26
Curtis Mathes Inc | Curtis Mathes | CM56DL-7106-940 | CM56DL-7106-940 |  | Indoor/Outdoor | LED | Downlight Solid State Retrofit | 1200 | 19 | 69.7 |  | 4000/4100K | 92 | 35000 | Continuously Dimmable |  | 2016-04-26
Cyber Tech Lighting Inc. | Eco Star | LC12RT6-ECO-S/WW/ | LC12RT6-ECO-S/WW/1P | ,LC12RT6-ECO-S/WW/4P,4-Pack | Indoor/Outdoor | LED | Downlight Solid State Retrofit | 820 | 12 | 71.3 |  | 2700K | 91 | 50000 | Continuously Dimmable |  | 2015-09-24
Cyber Tech Lighting Inc. | Eco-Star | LC12RT6-ECO-S/WW/ | LC12RT6-ECO-S/WW/1PK | ,LC12RT6-ECO-S/WW/4PK,4 PK | Indoor/Outdoor | LED | Downlight Solid State Retrofit | 850 | 12 | 71 |  | 2700K | 92 | 50000 | Continuously Dimmable |  | 2016-02-08
DALS Lighting Inc. | Dals | LED Downlight | LEDDOWN4SL-WH | LED Downlight,LEDDOWN4SL-SN, | Indoor | LED | Downlight Recessed | 580 | 9 | 66 |  | 3000K | 80 | 36000 | Continuously Dimmable |  | 2016-07-20
DALS Lighting Inc. | Dals | LED Downlight | LEDDOWNPNLR3-WH | LED Downlight,LEDDOWNPNLR3-SN, | Indoor | LED | Downlight Recessed | 470 | 6.2 | 78 |  | 3000K | 80 | 36000 | Continuously Dimmable |  | 2016-07-20
DALS Lighting Inc. | Dals | LED Downlight | LEDDOWNPNLR5-WH | LED Downlight,LEDDOWNPNLR5-SN, | Indoor | LED | Downlight Recessed | 730 | 9 | 81 |  | 3000K | 80 | 36000 | Continuously Dimmable |  | 2016-07-20
DALS Lighting Inc. | Dals | LED Downlight | LEDDOWNPNLR6-WH | LED Downlight,LEDDOWNPNLR6-SN, | Indoor | LED | Downlight Recessed | 1060 | 12.5 | 88 |  | 3000K | 80 | 36000 | Continuously Dimmable |  | 2016-07-20
DALS Lighting Inc. | Dals | LED Downlight | LEDDOWNSQ4-WH | LED Downlight,LEDDOWNSQ4-SN, | Indoor | LED | Downlight Recessed | 510 | 8.1 | 63 |  | 3000K | 80 | 36000 | Continuously Dimmable |  | 2016-07-20
DALS Lighting Inc. | Dals | LED Downlight | LEDDOWNSQ6-WH | LED Downlight,LEDDOWNSQ6-SN, | Indoor | LED | Downlight Recessed | 830 | 12.1 | 69 |  | 3000K | 80 | 36000 | Continuously Dimmable |  | 2016-07-20
DALS Lighting Inc. | Dals | SSL Downlight Retrofit | LEDPNLRTF4XX |  | Indoor | LED | Downlight Solid State Retrofit | 600 | 9 | 66.8 |  | 2700K | 82 | 35000 | Continuously Dimmable | â€œXXâ€ could be WH or SN denotes surface finish White or Satin Nickel. | 2016-08-23
DALS Lighting Inc. | Dals | SSL Downlight Retrofit | LEDPNLRTF56XX |  | Indoor | LED | Downlight Solid State Retrofit | 720 | 10 | 72.5 |  | 2700K | 81 | 35000 | Continuously Dimmable | â€œXXâ€ could be WH or SN denotes surface finish White or Satin Nickel. | 2016-08-23
DALS Lighting Inc. | DALS Lighting Inc | LED Recessed Downlight | 7003-YY-XX | ,7003-XX,CCT: 2700K; ,K4-7003-XX,CCT: 2700K | Indoor | LED | Downlight Recessed | 400 | 6 | 67.8 |  | 2700K | 81 | 35000 | Continuously Dimmable,Wet Location Rated | â€œYYâ€ could be 27, 30, 40 or 50 denotes CCT 2700K, 3000K, 4000K or 5000K; â€œXXâ€ could be WH or SN denotes paint color White or Satin Nickel. | 2016-08-05
DALS Lighting Inc. | DALS Lighting Inc | LED Recessed Downlight | 7004-YY-XX | ,7004-XX,CCT: 2700K; ,K4-7004-XX,CCT: 2700K | Indoor/Outdoor | LED | Downlight Recessed | 600 | 9 | 73.3 |  | 2700K | 80 | 35000 | Continuously Dimmable,Wet Location Rated | â€œYYâ€ could be 27, 30, 40 or 50 denotes CCT 2700K, 3000K, 4000K or 5000K; â€œXXâ€ could be WH or SN denotes paint color White or Satin Nickel. | 2016-08-01
DALS Lighting Inc. | DALS Lighting Inc | LED Recessed Downlight | 7005-YY-XX | ,7005-XX,CCT: 2700K | Indoor | LED | Downlight Recessed | 650 | 10 | 65.7 |  | 2700K | 81 | 35000 | Continuously Dimmable,Wet Location Rated | â€œYYâ€ could be 27, 30, 40 or 50 denotes CCT 2700K, 3000K, 4000K or 5000K; â€œXXâ€ could be WH or SN denotes paint color White or Satin Nickel. | 2016-08-08
DALS Lighting Inc. | DALS Lighting Inc | LED Recessed Downlight | 7006-YY-XX | ,7006-XX,CCT: 2700K | Indoor/Outdoor | LED | Downlight Recessed | 850 | 12 | 83.3 |  | 2700K | 81 | 35000 | Continuously Dimmable,Wet Location Rated | â€œYYâ€ could be 27, 30, 40 or 50 denotes CCT 2700K, 3000K, 4000K or 5000K; â€œXXâ€ could be WH or SN denotes paint color White or Satin Nickel. | 2016-08-01
DALS Lighting Inc. | Illume | LED Downlight | I-DSPN4WH | LED Downlight,I-DSPN4SN, | Indoor | LED | Downlight Recessed | 570 | 9 | 66 |  | 3000K | 80 | 36000 | Continuously Dimmable |  | 2016-07-20
DALS Lighting Inc. | Illume | LED Downlight | I-EL3PPWH | LED Downlight,I-EL3PPSN, | Indoor | LED | Downlight Recessed | 470 | 6.2 | 78 |  | 3000K | 80 | 36000 | Continuously Dimmable |  | 2016-07-20
DALS Lighting Inc. | Illume | LED Downlight | I-EL4PPWH | LED Downlight,I-EL4PPSN, | Indoor | LED | Downlight Recessed | 730 | 9 | 81 |  | 3000K | 80 | 36000 | Continuously Dimmable |  | 2016-07-20
DALS Lighting Inc. | Illume | LED Downlight | I-EL6PPWH | LED Downlight,I-EL6PPSN, | Indoor | LED | Downlight Recessed | 1060 | 12.5 | 88 |  | 3000K | 80 | 36000 | Continuously Dimmable |  | 2016-07-20
DALS Lighting Inc. | Illume | LED Recessed Downlight | I-ELPRO3XX | ,I-EL4KPRO3XX,; ,I-K4PRO3XX, | Indoor | LED | Downlight Recessed | 400 | 6 | 67.8 |  | 2700K | 81 | 35000 | Continuously Dimmable,Wet Location Rated | â€œXXâ€ could be WH or SN denotes paint color White or Satin Nickel. | 2016-08-05
DALS Lighting Inc. | Illume | LED Recessed Downlight | I-ELPRO4XX | ,I-EL4KPRO4XX,; ,I-K4PRO4XX, | Indoor/Outdoor | LED | Downlight Recessed | 600 | 9 | 73.3 |  | 2700K | 80 | 35000 | Continuously Dimmable,Wet Location Rated | â€œXXâ€ could be WH or SN denotes paint color White or Satin Nickel. | 2016-08-01
DALS Lighting Inc. | Illume | LED Recessed Downlight | I-ELPRO5XX | ,I-EL4KPRO5XX, | Indoor | LED | Downlight Recessed | 650 | 10 | 65.7 |  | 2700K | 81 | 35000 | Continuously Dimmable,Wet Location Rated | â€œXXâ€ could be WH or SN denotes paint color White or Satin Nickel. | 2016-08-08
DALS Lighting Inc. | Illume | LED Recessed Downlight | I-ELPRO6XX | ,I-EL4KPRO6XX, | Indoor/Outdoor | LED | Downlight Recessed | 850 | 12 | 83.3 |  | 2700K | 81 | 35000 | Continuously Dimmable,Wet Location Rated | â€œXXâ€ could be WH or SN denotes paint color White or Satin Nickel. | 2016-08-01
DALS Lighting Inc. | Illume | SSL Downlight Retrofit | I-ELRT4XX |  | Indoor | LED | Downlight Solid State Retrofit | 600 | 9 | 66.8 |  | 2700K | 82 | 35000 | Continuously Dimmable | â€œXXâ€ could be WH or SN denotes surface finish White or Satin Nickel. | 2016-08-23
DALS Lighting Inc. | Illume | SSL Downlight Retrofit | I-ELRT6XX |  | Indoor | LED | Downlight Solid State Retrofit | 720 | 10 | 72.5 |  | 2700K | 81 | 35000 | Continuously Dimmable | â€œXXâ€ could be WH or SN denotes surface finish White or Satin Nickel. | 2016-08-23
DALS Lighting Inc. | Illume | LED Downlight | I-ELSQ4WH | LED Downlight,I-ELSQ4SN, | Indoor | LED | Downlight Recessed | 510 | 8.1 | 63 |  | 3000K | 80 | 36000 | Continuously Dimmable |  | 2016-07-20
DALS Lighting Inc. | Illume | LED Downlight | I-ELSQ6WH | LED Downlight,I-ELSQ6SN, | Indoor | LED | Downlight Recessed | 830 | 12.1 | 69 |  | 3000K | 80 | 36000 | Continuously Dimmable |  | 2016-07-20
Deco Lighting | Deco Lighting | LED Downlight | DLED-ARFK63040UNV |  | Indoor | LED | Downlight Surface Mount | 2000 | 30 | 54.7 |  | 4000/4100K | 82 | 35000 | Continuously Dimmable |  | 2016-09-02
Deco Lighting | Deco Lighting | LED Downlight | DLED-ARFK63050UNV |  | Indoor | LED | Downlight Surface Mount | 2000 | 30 | 54.7 |  | 5000K | 82 | 35000 | Continuously Dimmable |  | 2016-09-02
Deco Lighting | Deco Lighting | LED Downlight | DLED-ARFK814A27UNV |  | Indoor | LED | Downlight Surface Mount | 1120 | 15 | 75.5 |  | 2700K | 82 | 35000 | Continuously Dimmable |  | 2016-09-19
Deco Lighting | Deco Lighting | LED Downlight | DLED-ARFK814A30UNV |  | Indoor | LED | Downlight Surface Mount | 1120 | 15 | 75.5 |  | 3000K | 82 | 35000 | Continuously Dimmable |  | 2016-09-19
Deco Lighting | Deco Lighting | LED Downlight | DLED-ARFK814A35UNV |  | Indoor | LED | Downlight Surface Mount | 1120 | 15 | 75.5 |  | 3500K | 82 | 35000 | Continuously Dimmable |  | 2016-09-19
Deco Lighting | Deco Lighting | LED Downlight | DLED-ARFK814A40UNV |  | Indoor | LED | Downlight Surface Mount | 1120 | 15 | 75.5 |  | 4000/4100K | 82 | 35000 | Continuously Dimmable |  | 2016-09-19
Deco Lighting | Deco Lighting | LED Downlight | DLED-ARFK814A50UNV |  | Indoor | LED | Downlight Surface Mount | 1120 | 15 | 75.5 |  | 5000K | 82 | 35000 | Continuously Dimmable |  | 2016-09-19
Deco Lighting | Deco Lighting | LED Downlight | DLED-ARFK82327UNV |  | Indoor | LED | Downlight Surface Mount | 1360 | 23 | 74.3 |  | 2700K | 81 | 36000 | Continuously Dimmable |  | 2016-09-02
Deco Lighting | Deco Lighting | LED Downlight | DLED-ARFK82330UNV |  | Indoor | LED | Downlight Surface Mount | 1360 | 23 | 74.3 |  | 3000K | 81 | 36000 | Continuously Dimmable |  | 2016-09-02
Deco Lighting | Deco Lighting | LED Downlight | DLED-ARFK82335UNV |  | Indoor | LED | Downlight Surface Mount | 1360 | 23 | 74.3 |  | 3500K | 81 | 36000 | Continuously Dimmable |  | 2016-09-02
Deco Lighting | Deco Lighting | LED Downlight | DLED-ARFK82340UNV |  | Indoor | LED | Downlight Surface Mount | 1360 | 23 | 74.3 |  | 4000/4100K | 81 | 36000 | Continuously Dimmable |  | 2016-09-02
Deco Lighting | Deco Lighting | LED Downlight | DLED-ARFK82350UNV |  | Indoor | LED | Downlight Surface Mount | 1360 | 23 | 74.3 |  | 5000K | 81 | 36000 | Continuously Dimmable |  | 2016-09-02
Deco Lighting | Deco Lighting | LED Downlight | DLED-ARFK83027UNV |  | Indoor | LED | Downlight Surface Mount | 2000 | 30 | 64.7 |  | 2700K | 81 | 35000 | Continuously Dimmable |  | 2016-09-02
Deco Lighting | Deco Lighting | LED Downlight | DLED-ARFK83030UNV |  | Indoor | LED | Downlight Surface Mount | 2000 | 30 | 64.7 |  | 3000K | 81 | 35000 | Continuously Dimmable |  | 2016-09-02
Deco Lighting | Deco Lighting | LED Downlight | DLED-ARFK83035UNV |  | Indoor | LED | Downlight Surface Mount | 2000 | 30 | 64.7 |  | 3500K | 81 | 35000 | Continuously Dimmable |  | 2016-09-02
Deco Lighting | Deco Lighting | LED Downlight | DLED-ARFK83040UNV |  | Indoor | LED | Downlight Surface Mount | 2000 | 30 | 64.7 |  | 4000/4100K | 81 | 35000 | Continuously Dimmable |  | 2016-09-02
Deco Lighting | Deco Lighting | LED Downlight | DLED-ARFK83050UNV |  | Indoor | LED | Downlight Surface Mount | 2000 | 30 | 64.7 |  | 5000K | 81 | 35000 | Continuously Dimmable |  | 2016-09-02
Deco Lighting | Deco Lighting | LED Downlight | DLED-ARFK914A27UNV |  | Indoor | LED | Downlight Surface Mount | 1120 | 15 | 75.5 |  | 2700K | 82 | 35000 | Continuously Dimmable |  | 2016-09-19
Deco Lighting | Deco Lighting | LED Downlight | DLED-ARFK914A30UNV |  | Indoor | LED | Downlight Surface Mount | 1120 | 15 | 75.5 |  | 3000K | 82 | 35000 | Continuously Dimmable |  | 2016-09-19
Deco Lighting | Deco Lighting | LED Downlight | DLED-ARFK914A35UNV |  | Indoor | LED | Downlight Surface Mount | 1120 | 15 | 75.5 |  | 3500K | 82 | 35000 | Continuously Dimmable |  | 2016-09-19
Deco Lighting | Deco Lighting | LED Downlight | DLED-ARFK914A40UNV |  | Indoor | LED | Downlight Surface Mount | 1120 | 15 | 75.5 |  | 4000/4100K | 82 | 35000 | Continuously Dimmable |  | 2016-09-19
Deco Lighting | Deco Lighting | LED Downlight | DLED-ARFK914A50UNV |  | Indoor | LED | Downlight Surface Mount | 1120 | 15 | 75.5 |  | 5000K | 82 | 35000 | Continuously Dimmable |  | 2016-09-19
Deco Lighting | Deco Lighting | LED Downlight | DLED-ARFK92327UNV |  | Indoor | LED | Downlight Surface Mount | 1360 | 23 | 76.2 |  | 2700K | 82 | 36000 | Continuously Dimmable |  | 2016-09-02
Deco Lighting | Deco Lighting | LED Downlight | DLED-ARFK92330UNV |  | Indoor | LED | Downlight Surface Mount | 1360 | 23 | 76.2 |  | 3000K | 82 | 36000 | Continuously Dimmable |  | 2016-09-02
Deco Lighting | Deco Lighting | LED Downlight | DLED-ARFK92335UNV |  | Indoor | LED | Downlight Surface Mount | 1360 | 23 | 76.2 |  | 3500K | 82 | 36000 | Continuously Dimmable |  | 2016-09-02
Deco Lighting | Deco Lighting | LED Downlight | DLED-ARFK92340UNV |  | Indoor | LED | Downlight Surface Mount | 1360 | 23 | 76.2 |  | 4000/4100K | 82 | 36000 | Continuously Dimmable |  | 2016-09-02
Deco Lighting | Deco Lighting | LED Downlight | DLED-ARFK92350UNV |  | Indoor | LED | Downlight Surface Mount | 1360 | 23 | 76.2 |  | 5000K | 82 | 36000 | Continuously Dimmable |  | 2016-09-02
Deco Lighting | Deco Lighting | LED Downlight | DLED-ARFK93027UNV |  | Indoor | LED | Downlight Surface Mount | 2000 | 30 | 66.4 |  | 2700K | 81 | 35000 | Continuously Dimmable |  | 2016-09-02
Deco Lighting | Deco Lighting | LED Downlight | DLED-ARFK93030UNV |  | Indoor | LED | Downlight Surface Mount | 2000 | 30 | 66.4 |  | 3000K | 81 | 35000 | Continuously Dimmable |  | 2016-09-02
Deco Lighting | Deco Lighting | LED Downlight | DLED-ARFK93035UNV |  | Indoor | LED | Downlight Surface Mount | 2000 | 30 | 66.4 |  | 3500K | 81 | 35000 | Continuously Dimmable |  | 2016-09-02
Deco Lighting | Deco Lighting | LED Downlight | DLED-ARFK93040UNV |  | Indoor | LED | Downlight Surface Mount | 2000 | 30 | 66.4 |  | 4000/4100K | 81 | 35000 | Continuously Dimmable |  | 2016-09-02
Deco Lighting | Deco Lighting | LED Downlight | DLED-ARFK93050UNV |  | Indoor | LED | Downlight Surface Mount | 2000 | 30 | 66.4 |  | 5000K | 81 | 35000 | Continuously Dimmable |  | 2016-09-02
Deco Lighting | Deco Lighting | LED RETROFIT CONVERSION KIT | DLED-CFK4-14A-30 |  | Indoor | LED | Downlight Solid State Retrofit | 1120 | 15 | 75.5 |  | 3000K | 82 | 35000 | Continuously Dimmable |  | 2016-09-19
Deco Lighting | Deco Lighting | LED RETROFIT CONVERSION KIT | DLED-CFK4-14A-35 |  | Indoor | LED | Downlight Solid State Retrofit | 1120 | 15 | 75.5 |  | 3500K | 82 | 35000 | Continuously Dimmable |  | 2016-09-19
Deco Lighting | Deco Lighting | LED RETROFIT CONVERSION KIT | DLED-CFK4-14A-40 |  | Indoor | LED | Downlight Solid State Retrofit | 1120 | 15 | 75.5 |  | 4000/4100K | 82 | 35000 | Continuously Dimmable |  | 2016-09-19
Deco Lighting | Deco Lighting | LED RETROFIT CONVERSION KIT | DLED-CFK4-23-30 |  | Indoor | LED | Downlight Solid State Retrofit | 1360 | 23 | 63.5 |  | 3000K | 81 | 36000 | Continuously Dimmable |  | 2016-09-02
Deco Lighting | Deco Lighting | LED RETROFIT CONVERSION KIT | DLED-CFK4-23-35 |  | Indoor | LED | Downlight Solid State Retrofit | 1360 | 23 | 63.5 |  | 3500K | 81 | 36000 | Continuously Dimmable |  | 2016-09-02
Deco Lighting | Deco Lighting | LED RETROFIT CONVERSION KIT | DLED-CFK4-23-40 |  | Indoor | LED | Downlight Solid State Retrofit | 1360 | 23 | 63.5 |  | 4000/4100K | 81 | 36000 | Continuously Dimmable |  | 2016-09-02
Deco Lighting | Deco Lighting | LED RETROFIT CONVERSION KIT | DLED-CFK6-14A-30 |  | Indoor | LED | Downlight Solid State Retrofit | 1120 | 15 | 75.5 |  | 3000K | 82 | 35000 | Continuously Dimmable |  | 2016-09-19
Deco Lighting | Deco Lighting | LED RETROFIT CONVERSION KIT | DLED-CFK6-14A-35 |  | Indoor | LED | Downlight Solid State Retrofit | 1120 | 15 | 75.5 |  | 3500K | 82 | 35000 | Continuously Dimmable |  | 2016-09-19
Deco Lighting | Deco Lighting | LED RETROFIT CONVERSION KIT | DLED-CFK6-14A-40 |  | Indoor | LED | Downlight Solid State Retrofit | 1120 | 15 | 75.5 |  | 4000/4100K | 82 | 35000 | Continuously Dimmable |  | 2016-09-19
Deco Lighting | Deco Lighting | LED RETROFIT CONVERSION KIT | DLED-CFK6-23-30 |  | Indoor | LED | Downlight Solid State Retrofit | 1360 | 23 | 63.5 |  | 3000K | 81 | 36000 | Continuously Dimmable |  | 2016-09-02
Deco Lighting | Deco Lighting | LED RETROFIT CONVERSION KIT | DLED-CFK6-23-35 |  | Indoor | LED | Downlight Solid State Retrofit | 1360 | 23 | 63.5 |  | 3500K | 81 | 36000 | Continuously Dimmable |  | 2016-09-02
Deco Lighting | Deco Lighting | LED RETROFIT CONVERSION KIT | DLED-CFK6-23-40 |  | Indoor | LED | Downlight Solid State Retrofit | 1360 | 23 | 63.5 |  | 4000/4100K | 81 | 36000 | Continuously Dimmable |  | 2016-09-02
Deco Lighting | Deco Lighting | LED RETROFIT CONVERSION KIT | DLED-CFK6-30-30 |  | Indoor | LED | Downlight Solid State Retrofit | 2000 | 30 | 54.7 |  | 3000K | 82 | 35000 | Continuously Dimmable |  | 2016-09-02
Deco Lighting | Deco Lighting | LED RETROFIT CONVERSION KIT | DLED-CFK6-30-35 |  | Indoor | LED | Downlight Solid State Retrofit | 2000 | 30 | 54.7 |  | 3500K | 82 | 35000 | Continuously Dimmable |  | 2016-09-02
Deco Lighting | Deco Lighting | LED RETROFIT CONVERSION KIT | DLED-CFK6-30-40 |  | Indoor | LED | Downlight Solid State Retrofit | 2000 | 30 | 54.7 |  | 4000/4100K | 82 | 35000 | Continuously Dimmable |  | 2016-09-02
Deco Lighting | Deco Lighting | LED RETROFIT CONVERSION KIT | DLED-CFK8-14A-30 |  | Indoor | LED | Downlight Solid State Retrofit | 1120 | 15 | 75.5 |  | 3000K | 82 | 35000 | Continuously Dimmable |  | 2016-09-19
Deco Lighting | Deco Lighting | LED RETROFIT CONVERSION KIT | DLED-CFK8-14A-35 |  | Indoor | LED | Downlight Solid State Retrofit | 1120 | 15 | 75.5 |  | 3500K | 82 | 35000 | Continuously Dimmable |  | 2016-09-19
Deco Lighting | Deco Lighting | LED RETROFIT CONVERSION KIT | DLED-AFK4-14A-30 |  | Indoor | LED | Downlight Solid State Retrofit | 1120 | 15 | 75.5 |  | 3000K | 82 | 35000 | Continuously Dimmable |  | 2016-09-19
Deco Lighting | Deco Lighting | LED RETROFIT CONVERSION KIT | DLED-AFK4-14A-35 |  | Indoor | LED | Downlight Solid State Retrofit | 1120 | 15 | 75.5 |  | 3500K | 82 | 35000 | Continuously Dimmable |  | 2016-09-19
Deco Lighting | Deco Lighting | LED RETROFIT CONVERSION KIT | DLED-AFK4-14A-40 |  | Indoor | LED | Downlight Solid State Retrofit | 1120 | 15 | 75.5 |  | 4000/4100K | 82 | 35000 | Continuously Dimmable |  | 2016-09-19
Deco Lighting | Deco Lighting | LED RETROFIT CONVERSION KIT | DLED-AFK4-23-30 |  | Indoor | LED | Downlight Solid State Retrofit | 1360 | 23 | 63.5 |  | 3000K | 81 | 36000 | Continuously Dimmable |  | 2016-09-02
Deco Lighting | Deco Lighting | LED RETROFIT CONVERSION KIT | DLED-AFK4-23-35 |  | Indoor | LED | Downlight Solid State Retrofit | 1360 | 23 | 63.5 |  | 3500K | 81 | 36000 | Continuously Dimmable |  | 2016-09-02
Deco Lighting | Deco Lighting | LED RETROFIT CONVERSION KIT | DLED-AFK4-23-40 |  | Indoor | LED | Downlight Solid State Retrofit | 1360 | 23 | 63.5 |  | 4000/4100K | 81 | 36000 | Continuously Dimmable |  | 2016-09-02
Deco Lighting | Deco Lighting | LED RETROFIT CONVERSION KIT | DLED-AFK6-14A-30 |  | Indoor | LED | Downlight Solid State Retrofit | 1120 | 15 | 75.5 |  | 3000K | 82 | 35000 | Continuously Dimmable |  | 2016-09-19
Deco Lighting | Deco Lighting | LED RETROFIT CONVERSION KIT | DLED-AFK6-14A-35 |  | Indoor | LED | Downlight Solid State Retrofit | 1120 | 15 | 75.5 |  | 3500K | 82 | 35000 | Continuously Dimmable |  | 2016-09-19
Deco Lighting | Deco Lighting | LED RETROFIT CONVERSION KIT | DLED-AFK6-14A-40 |  | Indoor | LED | Downlight Solid State Retrofit | 1120 | 15 | 75.5 |  | 4000/4100K | 82 | 35000 | Continuously Dimmable |  | 2016-09-19
Deco Lighting | Deco Lighting | LED RETROFIT CONVERSION KIT | DLED-AFK6-23-30 |  | Indoor | LED | Downlight Solid State Retrofit | 1360 | 23 | 63.5 |  | 3000K | 81 | 36000 | Continuously Dimmable |  | 2016-09-02
Deco Lighting | Deco Lighting | LED RETROFIT CONVERSION KIT | DLED-AFK6-23-35 |  | Indoor | LED | Downlight Solid State Retrofit | 1360 | 23 | 63.5 |  | 3500K | 81 | 36000 | Continuously Dimmable |  | 2016-09-02
Deco Lighting | Deco Lighting | LED RETROFIT CONVERSION KIT | DLED-AFK6-23-40 |  | Indoor | LED | Downlight Solid State Retrofit | 1360 | 23 | 63.5 |  | 4000/4100K | 81 | 36000 | Continuously Dimmable |  | 2016-09-02
Deco Lighting | Deco Lighting | LED RETROFIT CONVERSION KIT | DLED-AFK6-30-30 |  | Indoor | LED | Downlight Solid State Retrofit | 2000 | 30 | 54.7 |  | 3000K | 82 | 35000 | Continuously Dimmable |  | 2016-09-02
Deco Lighting | Deco Lighting | LED RETROFIT CONVERSION KIT | DLED-AFK6-30-35 |  | Indoor | LED | Downlight Solid State Retrofit | 2000 | 30 | 54.7 |  | 3500K | 82 | 35000 | Continuously Dimmable |  | 2016-09-02
Deco Lighting | Deco Lighting | LED RETROFIT CONVERSION KIT | DLED-AFK6-30-40 |  | Indoor | LED | Downlight Solid State Retrofit | 2000 | 30 | 54.7 |  | 4000/4100K | 82 | 35000 | Continuously Dimmable |  | 2016-09-02
Deco Lighting | Deco Lighting | LED RETROFIT CONVERSION KIT | DLED-AFK8-14A-30 |  | Indoor | LED | Downlight Solid State Retrofit | 1120 | 15 | 75.5 |  | 3000K | 82 | 35000 | Continuously Dimmable |  | 2016-09-19
Deco Lighting | Deco Lighting | LED RETROFIT CONVERSION KIT | DLED-AFK8-14A-35 |  | Indoor | LED | Downlight Solid State Retrofit | 1120 | 15 | 75.5 |  | 3500K | 82 | 35000 | Continuously Dimmable |  | 2016-09-19
Deco Lighting | Deco Lighting | LED RETROFIT CONVERSION KIT | DLED-AFK8-14A-40 |  | Indoor | LED | Downlight Solid State Retrofit | 1120 | 15 | 75.5 |  | 4000/4100K | 82 | 35000 | Continuously Dimmable |  | 2016-09-19
Deco Lighting | Deco Lighting | LED RETROFIT CONVERSION KIT | DLED-AFK8-23-30 |  | Indoor | LED | Downlight Solid State Retrofit | 1360 | 23 | 63.5 |  | 3000K | 81 | 36000 | Continuously Dimmable |  | 2016-09-02
Deco Lighting | Deco Lighting | LED RETROFIT CONVERSION KIT | DLED-AFK8-23-35 |  | Indoor | LED | Downlight Solid State Retrofit | 1360 | 23 | 63.5 |  | 3500K | 81 | 36000 | Continuously Dimmable |  | 2016-09-02
Deco Lighting | Deco Lighting | LED RETROFIT CONVERSION KIT | DLED-AFK8-23-40 |  | Indoor | LED | Downlight Solid State Retrofit | 1360 | 23 | 63.5 |  | 4000/4100K | 81 | 36000 | Continuously Dimmable |  | 2016-09-02
Deco Lighting | Deco Lighting | LED RETROFIT CONVERSION KIT | DLED-AFK8-30-30 |  | Indoor | LED | Downlight Solid State Retrofit | 2000 | 30 | 64.7 |  | 3000K | 81 | 35000 | Continuously Dimmable |  | 2016-09-02
Deco Lighting | Deco Lighting | LED RETROFIT CONVERSION KIT | DLED-AFK8-30-35 |  | Indoor | LED | Downlight Solid State Retrofit | 2000 | 30 | 64.7 |  | 3500K | 81 | 35000 | Continuously Dimmable |  | 2016-09-02
Deco Lighting | Deco Lighting | LED RETROFIT CONVERSION KIT | DLED-AFK8-30-40 |  | Indoor | LED | Downlight Solid State Retrofit | 2000 | 30 | 64.7 |  | 4000/4100K | 81 | 35000 | Continuously Dimmable |  | 2016-09-02
Deco Lighting | Deco Lighting | LED RETROFIT CONVERSION KIT | DLED-AFK9-14A-30 |  | Indoor | LED | Downlight Solid State Retrofit | 1120 | 15 | 75.5 |  | 3000K | 82 | 35000 | Continuously Dimmable |  | 2016-09-19
Deco Lighting | Deco Lighting | LED RETROFIT CONVERSION KIT | DLED-AFK9-14A-35 |  | Indoor | LED | Downlight Solid State Retrofit | 1120 | 15 | 75.5 |  | 3500K | 82 | 35000 | Continuously Dimmable |  | 2016-09-19
Deco Lighting | Deco Lighting | LED RETROFIT CONVERSION KIT | DLED-AFK9-14A-40 |  | Indoor | LED | Downlight Solid State Retrofit | 1120 | 15 | 75.5 |  | 4000/4100K | 82 | 35000 | Continuously Dimmable |  | 2016-09-19
Deco Lighting | Deco Lighting | LED RETROFIT CONVERSION KIT | DLED-AFK9-23-30 |  | Indoor | LED | Downlight Solid State Retrofit | 1360 | 23 | 63.5 |  | 3000K | 81 | 36000 | Continuously Dimmable |  | 2016-09-02
Deco Lighting | Deco Lighting | LED RETROFIT CONVERSION KIT | DLED-AFK9-23-35 |  | Indoor | LED | Downlight Solid State Retrofit | 1360 | 23 | 63.5 |  | 3500K | 81 | 36000 | Continuously Dimmable |  | 2016-09-02
Deco Lighting | Deco Lighting | LED RETROFIT CONVERSION KIT | DLED-AFK9-23-40 |  | Indoor | LED | Downlight Solid State Retrofit | 1360 | 23 | 63.5 |  | 4000/4100K | 81 | 36000 | Continuously Dimmable |  | 2016-09-02
Deco Lighting | Deco Lighting | LED RETROFIT CONVERSION KIT | DLED-AFK9-30-30 |  | Indoor | LED | Downlight Solid State Retrofit | 2000 | 30 | 66.4 |  | 3000K | 81 | 35000 | Continuously Dimmable |  | 2016-09-02
Deco Lighting | Deco Lighting | LED RETROFIT CONVERSION KIT | DLED-AFK9-30-35 |  | Indoor | LED | Downlight Solid State Retrofit | 2000 | 30 | 66.4 |  | 3500K | 81 | 35000 | Continuously Dimmable |  | 2016-09-02
Deco Lighting | Deco Lighting | LED RETROFIT CONVERSION KIT | DLED-AFK9-30-40 |  | Indoor | LED | Downlight Solid State Retrofit | 2000 | 30 | 66.4 |  | 4000/4100K | 81 | 35000 | Continuously Dimmable |  | 2016-09-02
Deco Lighting | Deco Lighting | LED Downlight | DLED-ARFK414A27UNV |  | Indoor | LED | Downlight Surface Mount | 1120 | 15 | 75.5 |  | 2700K | 82 | 35000 | Continuously Dimmable |  | 2016-09-19
Deco Lighting | Deco Lighting | LED Downlight | DLED-ARFK414A30UNV |  | Indoor | LED | Downlight Surface Mount | 1120 | 15 | 75.5 |  | 3000K | 82 | 35000 | Continuously Dimmable |  | 2016-09-19
Deco Lighting | Deco Lighting | LED Downlight | DLED-ARFK414A35UNV |  | Indoor | LED | Downlight Surface Mount | 1120 | 15 | 75.5 |  | 3500K | 82 | 35000 | Continuously Dimmable |  | 2016-09-19
Deco Lighting | Deco Lighting | LED Downlight | DLED-ARFK414A40UNV |  | Indoor | LED | Downlight Surface Mount | 1120 | 15 | 75.5 |  | 4000/4100K | 82 | 35000 | Continuously Dimmable |  | 2016-09-19
Deco Lighting | Deco Lighting | LED Downlight | DLED-ARFK414A50UNV |  | Indoor | LED | Downlight Surface Mount | 1120 | 15 | 75.5 |  | 5000K | 82 | 35000 | Continuously Dimmable |  | 2016-09-19
Deco Lighting | Deco Lighting | LED Downlight | DLED-ARFK42327UNV |  | Indoor | LED | Downlight Surface Mount | 1360 | 23 | 63 |  | 2700K | 82 | 36000 | Continuously Dimmable |  | 2016-09-02
Deco Lighting | Deco Lighting | LED Downlight | DLED-ARFK42330UNV |  | Indoor | LED | Downlight Surface Mount | 1360 | 23 | 63 |  | 3000K | 82 | 36000 | Continuously Dimmable |  | 2016-09-02
Deco Lighting | Deco Lighting | LED Downlight | DLED-ARFK42335UNV |  | Indoor | LED | Downlight Surface Mount | 1360 | 23 | 63 |  | 3500K | 82 | 36000 | Continuously Dimmable |  | 2016-09-02
Deco Lighting | Deco Lighting | LED Downlight | DLED-ARFK42340UNV |  | Indoor | LED | Downlight Surface Mount | 1360 | 23 | 63 |  | 4000/4100K | 82 | 36000 | Continuously Dimmable |  | 2016-09-02
Deco Lighting | Deco Lighting | LED Downlight | DLED-ARFK42350UNV |  | Indoor | LED | Downlight Surface Mount | 1360 | 23 | 63 |  | 5000K | 82 | 36000 | Continuously Dimmable |  | 2016-09-02
Deco Lighting | Deco Lighting | LED Downlight | DLED-ARFK614A27UNV |  | Indoor | LED | Downlight Surface Mount | 1120 | 15 | 75.5 |  | 2700K | 82 | 35000 | Continuously Dimmable |  | 2016-09-19
Deco Lighting | Deco Lighting | LED Downlight | DLED-ARFK614A30UNV |  | Indoor | LED | Downlight Surface Mount | 1120 | 15 | 75.5 |  | 3000K | 82 | 35000 | Continuously Dimmable |  | 2016-09-19
Deco Lighting | Deco Lighting | LED Downlight | DLED-ARFK614A35UNV |  | Indoor | LED | Downlight Surface Mount | 1120 | 15 | 75.5 |  | 3500K | 82 | 35000 | Continuously Dimmable |  | 2016-09-19
Deco Lighting | Deco Lighting | LED Downlight | DLED-ARFK614A40UNV |  | Indoor | LED | Downlight Surface Mount | 1120 | 15 | 75.5 |  | 4000/4100K | 82 | 35000 | Continuously Dimmable |  | 2016-09-19
Deco Lighting | Deco Lighting | LED Downlight | DLED-ARFK614A50UNV |  | Indoor | LED | Downlight Surface Mount | 1120 | 15 | 75.5 |  | 5000K | 82 | 35000 | Continuously Dimmable |  | 2016-09-19
Deco Lighting | Deco Lighting | LED Downlight | DLED-ARFK62327UNV |  | Indoor | LED | Downlight Surface Mount | 1360 | 23 | 62.7 |  | 2700K | 82 | 36000 | Continuously Dimmable |  | 2016-09-02
Deco Lighting | Deco Lighting | LED Downlight | DLED-ARFK62330UNV |  | Indoor | LED | Downlight Surface Mount | 1360 | 23 | 62.7 |  | 3000K | 82 | 36000 | Continuously Dimmable |  | 2016-09-02
Deco Lighting | Deco Lighting | LED Downlight | DLED-ARFK62335UNV |  | Indoor | LED | Downlight Surface Mount | 1360 | 23 | 62.7 |  | 3500K | 82 | 36000 | Continuously Dimmable |  | 2016-09-02
Deco Lighting | Deco Lighting | LED Downlight | DLED-ARFK62340UNV |  | Indoor | LED | Downlight Surface Mount | 1360 | 23 | 62.7 |  | 4000/4100K | 82 | 36000 | Continuously Dimmable |  | 2016-09-02
Deco Lighting | Deco Lighting | LED Downlight | DLED-ARFK62350UNV |  | Indoor | LED | Downlight Surface Mount | 1360 | 23 | 62.7 |  | 5000K | 82 | 36000 | Continuously Dimmable |  | 2016-09-02
Deco Lighting | Deco Lighting | LED Downlight | DLED-ARFK63027UNV |  | Indoor | LED | Downlight Surface Mount | 2000 | 30 | 54.7 |  | 2700K | 82 | 35000 | Continuously Dimmable |  | 2016-09-02
Deco Lighting | Deco Lighting | LED Downlight | DLED-ARFK63030UNV |  | Indoor | LED | Downlight Surface Mount | 2000 | 30 | 54.7 |  | 3000K | 82 | 35000 | Continuously Dimmable |  | 2016-09-02
Deco Lighting | Deco Lighting | LED Downlight | DLED-ARFK63035UNV |  | Indoor | LED | Downlight Surface Mount | 2000 | 30 | 54.7 |  | 3500K | 82 | 35000 | Continuously Dimmable |  | 2016-09-02
Deco Lighting | Deco Lighting | LED RETROFIT CONVERSION KIT | DLED-CFK8-14A-40 |  | Indoor | LED | Downlight Solid State Retrofit | 1120 | 15 | 75.5 |  | 4000/4100K | 82 | 35000 | Continuously Dimmable |  | 2016-09-19
Deco Lighting | Deco Lighting | LED RETROFIT CONVERSION KIT | DLED-CFK8-23-30 |  | Indoor | LED | Downlight Solid State Retrofit | 1360 | 23 | 63.5 |  | 3000K | 81 | 36000 | Continuously Dimmable |  | 2016-09-02
Deco Lighting | Deco Lighting | LED RETROFIT CONVERSION KIT | DLED-CFK8-23-35 |  | Indoor | LED | Downlight Solid State Retrofit | 1360 | 23 | 63.5 |  | 3500K | 81 | 36000 | Continuously Dimmable |  | 2016-09-02
Deco Lighting | Deco Lighting | LED RETROFIT CONVERSION KIT | DLED-CFK8-23-40 |  | Indoor | LED | Downlight Solid State Retrofit | 1360 | 23 | 63.5 |  | 4000/4100K | 81 | 36000 | Continuously Dimmable |  | 2016-09-02
Deco Lighting | Deco Lighting | LED RETROFIT CONVERSION KIT | DLED-CFK8-30-30 |  | Indoor | LED | Downlight Solid State Retrofit | 2000 | 30 | 64.7 |  | 3000K | 81 | 35000 | Continuously Dimmable |  | 2016-09-02
Deco Lighting | Deco Lighting | LED RETROFIT CONVERSION KIT | DLED-CFK8-30-35 |  | Indoor | LED | Downlight Solid State Retrofit | 2000 | 30 | 64.7 |  | 3500K | 81 | 35000 | Continuously Dimmable |  | 2016-09-02
Deco Lighting | Deco Lighting | LED RETROFIT CONVERSION KIT | DLED-CFK8-30-40 |  | Indoor | LED | Downlight Solid State Retrofit | 2000 | 30 | 64.7 |  | 4000/4100K | 81 | 35000 | Continuously Dimmable |  | 2016-09-02
Deco Lighting | Deco Lighting | LED Downlight | DLED-E-RET-41130UNVWH | LED Downlight,DLED-E-RET-41150UNVWH,CCT: 5000K | Indoor | LED | Downlight Solid State Retrofit | 750 | 11 | 86.1 |  | 3000K | 81 | 55000 | Continuously Dimmable,Damp Location Rated |  | 2016-09-06
Deco Lighting | Deco Lighting | LED Downlight | DLED-E-RET-61830UNVWH | LED Downlight,DLED-E-RET-61850UNVWH,CCT: 5000K | Indoor | LED | Downlight Solid State Retrofit | 1300 | 18 | 81.3 |  | 3000K | 81 | 55000 | Continuously Dimmable,Damp Location Rated |  | 2016-09-06
Deco Lighting | Deco Lighting | LED RETROFIT CONVERSION KIT | DLED-RFK4-14A-30 |  | Indoor | LED | Downlight Solid State Retrofit | 1120 | 15 | 75.5 |  | 3000K | 82 | 35000 | Continuously Dimmable |  | 2016-09-19
Deco Lighting | Deco Lighting | LED RETROFIT CONVERSION KIT | DLED-RFK4-14A-35 |  | Indoor | LED | Downlight Solid State Retrofit | 1120 | 15 | 75.5 |  | 3500K | 82 | 35000 | Continuously Dimmable |  | 2016-09-19
Deco Lighting | Deco Lighting | LED RETROFIT CONVERSION KIT | DLED-RFK4-14A-40 |  | Indoor | LED | Downlight Solid State Retrofit | 1120 | 15 | 75.5 |  | 4000/4100K | 82 | 35000 | Continuously Dimmable |  | 2016-09-19
Deco Lighting | Deco Lighting | LED RETROFIT CONVERSION KIT | DLED-RFK4-23-30 |  | Indoor | LED | Downlight Solid State Retrofit | 1360 | 23 | 63.5 |  | 3000K | 81 | 36000 | Continuously Dimmable |  | 2016-09-02
Deco Lighting | Deco Lighting | LED RETROFIT CONVERSION KIT | DLED-RFK4-23-35 |  | Indoor | LED | Downlight Solid State Retrofit | 1360 | 23 | 63.5 |  | 3500K | 81 | 36000 | Continuously Dimmable |  | 2016-09-02
Deco Lighting | Deco Lighting | LED RETROFIT CONVERSION KIT | DLED-RFK4-23-40 |  | Indoor | LED | Downlight Solid State Retrofit | 1360 | 23 | 63.5 |  | 4000/4100K | 81 | 36000 | Continuously Dimmable |  | 2016-09-02
Deco Lighting | Deco Lighting | LED RETROFIT CONVERSION KIT | DLED-RFK6-14A-30 |  | Indoor | LED | Downlight Solid State Retrofit | 1120 | 15 | 75.5 |  | 3000K | 82 | 35000 | Continuously Dimmable |  | 2016-09-19
Deco Lighting | Deco Lighting | LED RETROFIT CONVERSION KIT | DLED-RFK6-14A-35 |  | Indoor | LED | Downlight Solid State Retrofit | 1120 | 15 | 75.5 |  | 3500K | 82 | 35000 | Continuously Dimmable |  | 2016-09-19
Deco Lighting | Deco Lighting | LED RETROFIT CONVERSION KIT | DLED-RFK6-14A-40 |  | Indoor | LED | Downlight Solid State Retrofit | 1120 | 15 | 75.5 |  | 4000/4100K | 82 | 35000 | Continuously Dimmable |  | 2016-09-19
Deco Lighting | Deco Lighting | LED RETROFIT CONVERSION KIT | DLED-RFK6-23-30 |  | Indoor | LED | Downlight Solid State Retrofit | 1360 | 23 | 63.5 |  | 3000K | 81 | 36000 | Continuously Dimmable |  | 2016-09-02
Deco Lighting | Deco Lighting | LED RETROFIT CONVERSION KIT | DLED-RFK6-23-35 |  | Indoor | LED | Downlight Solid State Retrofit | 1360 | 23 | 63.5 |  | 3500K | 81 | 36000 | Continuously Dimmable |  | 2016-09-02
Deco Lighting | Deco Lighting | LED RETROFIT CONVERSION KIT | DLED-RFK6-23-40 |  | Indoor | LED | Downlight Solid State Retrofit | 1360 | 23 | 63.5 |  | 4000/4100K | 81 | 36000 | Continuously Dimmable |  | 2016-09-02
Deco Lighting | Deco Lighting | LED RETROFIT CONVERSION KIT | DLED-RFK6-30-30 |  | Indoor | LED | Downlight Solid State Retrofit | 2000 | 30 | 54.7 |  | 3000K | 82 | 35000 | Continuously Dimmable |  | 2016-09-02
Deco Lighting | Deco Lighting | LED RETROFIT CONVERSION KIT | DLED-RFK6-30-35 |  | Indoor | LED | Downlight Solid State Retrofit | 2000 | 30 | 54.7 |  | 3500K | 82 | 35000 | Continuously Dimmable |  | 2016-09-02
Deco Lighting | Deco Lighting | LED RETROFIT CONVERSION KIT | DLED-RFK6-30-40 |  | Indoor | LED | Downlight Solid State Retrofit | 2000 | 30 | 54.7 |  | 4000/4100K | 82 | 35000 | Continuously Dimmable |  | 2016-09-02
Deco Lighting | Deco Lighting | LED RETROFIT CONVERSION KIT | DLED-RFK8-14A-30 |  | Indoor | LED | Downlight Solid State Retrofit | 1120 | 15 | 75.5 |  | 3000K | 82 | 35000 | Continuously Dimmable |  | 2016-09-19
Deco Lighting | Deco Lighting | LED RETROFIT CONVERSION KIT | DLED-RFK8-14A-35 |  | Indoor | LED | Downlight Solid State Retrofit | 1120 | 15 | 75.5 |  | 3500K | 82 | 35000 | Continuously Dimmable |  | 2016-09-19
Deco Lighting | Deco Lighting | LED RETROFIT CONVERSION KIT | DLED-RFK8-14A-40 |  | Indoor | LED | Downlight Solid State Retrofit | 1120 | 15 | 75.5 |  | 4000/4100K | 82 | 35000 | Continuously Dimmable |  | 2016-09-19
Deco Lighting | Deco Lighting | LED RETROFIT CONVERSION KIT | DLED-RFK8-23-30 |  | Indoor | LED | Downlight Solid State Retrofit | 1360 | 23 | 63.5 |  | 3000K | 81 | 36000 | Continuously Dimmable |  | 2016-09-02
Deco Lighting | Deco Lighting | LED RETROFIT CONVERSION KIT | DLED-RFK8-23-35 |  | Indoor | LED | Downlight Solid State Retrofit | 1360 | 23 | 63.5 |  | 3500K | 81 | 36000 | Continuously Dimmable |  | 2016-09-02
Deco Lighting | Deco Lighting | LED RETROFIT CONVERSION KIT | DLED-RFK8-23-40 |  | Indoor | LED | Downlight Solid State Retrofit | 1360 | 23 | 63.5 |  | 4000/4100K | 81 | 36000 | Continuously Dimmable |  | 2016-09-02
Deco Lighting | Deco Lighting | LED RETROFIT CONVERSION KIT | DLED-RFK8-30-30 |  | Indoor | LED | Downlight Solid State Retrofit | 2000 | 30 | 64.7 |  | 3000K | 81 | 35000 | Continuously Dimmable |  | 2016-09-02
Deco Lighting | Deco Lighting | LED RETROFIT CONVERSION KIT | DLED-RFK8-30-35 |  | Indoor | LED | Downlight Solid State Retrofit | 2000 | 30 | 64.7 |  | 3500K | 81 | 35000 | Continuously Dimmable |  | 2016-09-02
Deco Lighting | Deco Lighting | LED RETROFIT CONVERSION KIT | DLED-RFK8-30-40 |  | Indoor | LED | Downlight Solid State Retrofit | 2000 | 30 | 64.7 |  | 4000/4100K | 81 | 35000 | Continuously Dimmable |  | 2016-09-02
DJL Electric Device (Shanghai) Co., Ltd. | Amax | LED Flush Mount Fixture | LED-SM55DL-XX |  | Indoor/Outdoor | LED | Downlight Surface Mount | 660 | 12 | 57 |  | 3000K | 96 | 35000 | Continuously Dimmable |  | 2015-08-04
DJL Electric Device (Shanghai) Co., Ltd. | Amax | LED Flush Mount Fixture | LED-SM63DL-XX |  | Indoor/Outdoor | LED | Downlight Surface Mount | 720 | 13 | 61.6 |  | 3000K | 93 | 35000 | Continuously Dimmable |  | 2015-08-04
DJL Electric Device (Shanghai) Co., Ltd. | Amax | LED Flush Mount Fixture | LED-SM7DL-XX |  | Indoor/Outdoor | LED | Downlight Surface Mount | 850 | 16 | 59.8 |  | 3000K | 96 | 35000 | Continuously Dimmable |  | 2015-08-04
DJL Electric Device (Shanghai) Co., Ltd. | Amax | LED Flush Mount Fixture | LED-SM8DL-XX |  | Indoor/Outdoor | LED | Downlight Surface Mount | 1000 | 18 | 61.2 |  | 3000K | 94 | 35000 | Continuously Dimmable |  | 2015-08-04
DJL Electric Device (Shanghai) Co., Ltd. | Amax | LED-SR4P-BK-YYY(3000K) | LED-SR4P-BK-YYY(3000K) |  | Indoor | LED | Downlight Solid State Retrofit | 600 | 10 | 61.7 |  | 3000K | 92 | 25000 | Continuously Dimmable |  | 2016-06-16
DJL Electric Device (Shanghai) Co., Ltd. | Amax | LED-SR4P-BK-YYY(4000K) | LED-SR4P-BK-YYY(4000K) |  | Indoor | LED | Downlight Solid State Retrofit | 600 | 10 | 64.5 |  | 4000/4100K | 90 | 25000 | Continuously Dimmable |  | 2016-06-16
DJL Electric Device (Shanghai) Co., Ltd. | Amax | LED-SR4P-BN-YYY(3000K) | LED-SR4P-BN-YYY(3000K) |  | Indoor | LED | Downlight Solid State Retrofit | 600 | 10 | 61.7 |  | 3000K | 92 | 25000 | Continuously Dimmable |  | 2016-06-16
DJL Electric Device (Shanghai) Co., Ltd. | Amax | LED-SR4P-BN-YYY(4000K) | LED-SR4P-BN-YYY(4000K) |  | Indoor | LED | Downlight Solid State Retrofit | 600 | 10 | 64.5 |  | 4000/4100K | 90 | 25000 | Continuously Dimmable |  | 2016-06-16
DJL Electric Device (Shanghai) Co., Ltd. | Amax | LED-SR4P-BZ-YYY(3000K) | LED-SR4P-BZ-YYY(3000K) |  | Indoor | LED | Downlight Solid State Retrofit | 600 | 10 | 61.7 |  | 3000K | 92 | 25000 | Continuously Dimmable |  | 2016-06-16
DJL Electric Device (Shanghai) Co., Ltd. | Amax | LED-SR4P-BZ-YYY(4000K) | LED-SR4P-BZ-YYY(4000K) |  | Indoor | LED | Downlight Solid State Retrofit | 600 | 10 | 64.5 |  | 4000/4100K | 90 | 25000 | Continuously Dimmable |  | 2016-06-16
DJL Electric Device (Shanghai) Co., Ltd. | Amax | LED-SR4P-WT-YYY(3000K) | LED-SR4P-WT-YYY(3000K) |  | Indoor | LED | Downlight Solid State Retrofit | 600 | 10 | 61.7 |  | 3000K | 92 | 25000 | Continuously Dimmable |  | 2016-06-16
DJL Electric Device (Shanghai) Co., Ltd. | Amax | LED-SR4P-WT-YYY(4000K) | LED-SR4P-WT-YYY(4000K) |  | Indoor | LED | Downlight Solid State Retrofit | 600 | 10 | 64.5 |  | 4000/4100K | 90 | 25000 | Continuously Dimmable |  | 2016-06-16
DJL Electric Device (Shanghai) Co., Ltd. | Amax | LED-SR6P-BK-YYY(3000K) | LED-SR6P-BK-YYY(3000K) |  | Indoor | LED | Downlight Solid State Retrofit | 925 | 15 | 63.5 |  | 3000K | 90 | 25000 | Continuously Dimmable |  | 2016-06-16
DJL Electric Device (Shanghai) Co., Ltd. | Amax | LED-SR6P-BK-YYY(4000K) | LED-SR6P-BK-YYY(4000K) |  | Indoor | LED | Downlight Solid State Retrofit | 925 | 15 | 65.3 |  | 4000/4100K | 91 | 25000 | Continuously Dimmable |  | 2016-06-16
DJL Electric Device (Shanghai) Co., Ltd. | Amax | LED-SR6P-BN-YYY(3000K) | LED-SR6P-BN-YYY(3000K) |  | Indoor | LED | Downlight Solid State Retrofit | 925 | 15 | 63.5 |  | 3000K | 90 | 25000 | Continuously Dimmable |  | 2016-06-16
DJL Electric Device (Shanghai) Co., Ltd. | Amax | LED-SR6P-BN-YYY(4000K) | LED-SR6P-BN-YYY(4000K) |  | Indoor | LED | Downlight Solid State Retrofit | 925 | 15 | 65.3 |  | 4000/4100K | 91 | 25000 | Continuously Dimmable |  | 2016-06-16
DJL Electric Device (Shanghai) Co., Ltd. | Amax | LED-SR6P-BZ-YYY(3000K) | LED-SR6P-BZ-YYY(3000K) |  | Indoor | LED | Downlight Solid State Retrofit | 925 | 15 | 63.5 |  | 3000K | 90 | 25000 | Continuously Dimmable |  | 2016-06-16
DJL Electric Device (Shanghai) Co., Ltd. | Amax | LED-SR6P-BZ-YYY(4000K) | LED-SR6P-BZ-YYY(4000K) |  | Indoor | LED | Downlight Solid State Retrofit | 925 | 15 | 65.3 |  | 4000/4100K | 91 | 25000 | Continuously Dimmable |  | 2016-06-16
DJL Electric Device (Shanghai) Co., Ltd. | Amax | LED-SR6P-WT-YYY(3000K) | LED-SR6P-WT-YYY(3000K) |  | Indoor | LED | Downlight Solid State Retrofit | 925 | 15 | 63.5 |  | 3000K | 90 | 25000 | Continuously Dimmable |  | 2016-06-16
DJL Electric Device (Shanghai) Co., Ltd. | Amax | LED-SR6P-WT-YYY(4000K) | LED-SR6P-WT-YYY(4000K) |  | Indoor | LED | Downlight Solid State Retrofit | 925 | 15 | 65.3 |  | 4000/4100K | 91 | 25000 | Continuously Dimmable |  | 2016-06-16
DMF Lighting | DMF Lighting | DCC2MMZXXYYWH | DCC2MMZXXYYWH | ,DCC2MMZXXYYBA,; ,DCC2MMZXXYYBL,; ,DCC2MMZXXYYBZ,; ,DCC2MMZXXYYCC,; ,DCC2MMZXXYYSL, | Indoor | LED | Downlight Surface Mount | 1998 | 27.7 | 72.2 |  | 2700K | 92 | 42000 | Continuously Dimmable | Additional models differ by color finishing. "MM" denotes mounting type; "Z" denotes cylinder length; "XX" denotes lumen; "YY" denotes correlated color temperature | 2016-03-28
DMF Lighting | DMF Lighting | DCC3MMZXXYYWH | DCC3MMZXXYYWH | ,DCC3MMZXXYYBA,; ,DCC3MMZXXYYCC,; ,DCC3MMZXXYYOBK,; ,DCC3MMZXXYYOBZ,; ,DCC3MMZXXYYOSL,; ,DCC3MMZXXYYOWH, | Indoor | LED | Downlight Surface Mount | 1998 | 27.7 | 72.2 |  | 2700K | 92 | 42000 | Continuously Dimmable | Additional models differ by color finishing. "MM" denotes mounting type; "Z" denotes cylinder length; "XX" denotes lumen; "YY" denotes correlated color temperature | 2016-03-28
DMF Lighting | DMF Lighting | DCD1MXX9YYZ | DCD1MXX9YYZ |  | Indoor | LED | Downlight Recessed | 1634 | 27.7 | 59.1 |  | 2700K | 92 | 42000 | Continuously Dimmable | "XX" denotes lumen; "YY" denotes correlated color temperature; "Z" denotes dimming typology (optional.) Refer to manufacturer website for Non-IC contruction. | 2016-03-28
DMF Lighting | DMF Lighting | DCD2MXX9YYOO | DCD2MXX9YYOO |  | Indoor | LED | Downlight Recessed | 1565 | 24.1 | 64.9 |  | 2700K | 93 | 42000 | Continuously Dimmable |  | 2016-03-28
DMF Lighting | DMF Lighting | DHAM6 | DHAM6LEDvxx9ccyz |  | Indoor | LED | Downlight Recessed | 3554 | 62 | 57.3 |  | 2700K,4000/4100K,3000K,3500K,5000K | 92 | 55000 | Continuously Dimmable,0-10V Dimming,Wet Location Rated | v â€“ input voltage, xx â€“ Lumen, cc â€“ CCT, y â€“ dimming, z â€“ EM option | 2016-07-08
DMF Lighting | DMF Lighting | DRD2M109xx | DRD2M109xx | ,DRD2M109xx-DRDHNJ-DRD2TJxxx,; ,DRD2M109xx-DRDHNxx4x-DRD2Tx4xxx,; ,DRD2M109xx-DRDHNxx5x-DRD2Tx5xxx,; ,DRD2M109xx-DRDHNxx6x-DRD2Tx6xxx,; ,DRD2M109xx-DRDHRxx4x-DRD2Tx4xxx,; ,DRD2M109xx-DRDHRxx5x-DRD2Tx5xxx,; ,DRD2M109xx-DRDHRxx6x-DRD2Tx6xxx,; ,DRD2M109xx-DRDHS-DRD2TRJxxx, | Indoor | LED | Downlight Recessed | 960 | 13.8 | 69.8 |  | 2700K | 95 | 42000 | Continuously Dimmable |  | 2016-08-04
DMF Lighting | DMF Lighting | DRD2 | DRD2M79## |  | Indoor | LED | Downlight Recessed | 538 | 7.76 | 69.3 |  | 2700K | 97 | 42000 | Continuously Dimmable |  | 2016-10-06
DMF Lighting | DMF Lighting | DRD2 | DRD2M79xx | ,DRD2M79xx-DRDHNJ-DRD2TJxxx,; ,DRD2M79xx-DRDHNxx4x-DRD2Tx4xxx,; ,DRD2M79xx-DRDHNxx5x-DRD2Tx5xxx,; ,DRD2M79xx-DRDHNxx6x-DRD2Tx6xxx,; ,DRD2M79xx-DRDHRxx4x-DRD2Tx4xxx,; ,DRD2M79xx-DRDHRxx5x-DRD2Tx5xxx,; ,DRD2M79xx-DRDHRxx6x-DRD2Tx6xxx,; ,DRD2M79xx-DRDHS-DRD2TRJxxx, | Indoor | LED | Downlight Recessed | 722 | 11.7 | 62 |  | 2700K | 96 | 42000 | Continuously Dimmable |  | 2016-07-08
DMF Lighting | DMF Lighting | DRD3MXX9YYOOWHZ | DRD3MXX9YYOOWHZ | ,DRD3MXX9YYOOBKZ,; ,DRD3MXX9YYOOCCZ, | Indoor | LED | Downlight Recessed | 987 | 14.2 | 69.3 |  | 2700K | 93 | 42000 | Continuously Dimmable | "XX" denotes lumen; "YY" denotes correlated color temperature; "Z" denotes dimming typology (optional.) | 2016-03-28
DMF Lighting | DMF Lighting | DRDHNJx-DRD2M79xx | DRDHNJx-DRD2M79xx | ,DRDHNJx-DRD2M109xx, | Indoor | LED | Downlight Recessed | 990 | 13.8 | 71.8 |  | 2700K | 96 | 42000 | Continuously Dimmable |  | 2016-03-28
DMF Lighting | DMF Lighting | LD | LD239UUXYYT1 |  | Indoor | LED | Downlight Recessed | 444 | 6.13 | 72.4 |  | 2700K | 92 | 55000 | Continuously Dimmable,0-10V Dimming,Wet Location Rated | UU â€“ denotes color temperature, 2700/3000/3500/4000K X â€“ denotes installation (I for New construction / R for Remodel) YY â€“ denotes beam angle (13, 28, 45) | 2016-09-21
DMF Lighting | DMF Lighting | LD | LD299UUXYYT1 |  | Indoor | LED | Downlight Recessed | 1059 | 16.61 | 63.7 |  | 2700K | 91 | 55000 | Continuously Dimmable,0-10V Dimming,Wet Location Rated | UU â€“ denotes color temperature, 2700/3000/3500/4000K X â€“ denotes installation (I for New construction / R for Remodel) YY â€“ denotes beam angle (13, 28, 45) | 2016-09-21
EarthTronics, Inc. | EarthBulb | LRT41130D | LRT41130D | ,LRT41130D,10279 | Indoor/Outdoor | LED | Downlight Solid State Retrofit | 800 | 11 | 76.8 |  | 3000K | 83 | 42000 | Continuously Dimmable,Damp Location Rated |  | 2016-07-22
EarthTronics, Inc. | EarthBulb | LRT4840D5 | LRT4840D5 | ,LRT4840D5,10430 | Indoor | LED | Downlight Solid State Retrofit | 510 | 7.7 | 67.7 |  | 4000/4100K | 93 | 60000 | Continuously Dimmable |  | 2016-09-21
EarthTronics, Inc. | EarthBulb | LRT61130D5 | LRT61130D5 | ,LRT61130D5,10348 | Indoor/Outdoor | LED | Downlight Solid State Retrofit | 800 | 78.4 | 72.7 |  | 3000K | 82 | 60000 | Continuously Dimmable,Damp Location Rated |  | 2016-07-21
EarthTronics, Inc. | EarthBulb | LRT61130DCEC | LRT61130DCEC | ,LRT61130DCEC,10275 | Indoor/Outdoor | LED | Downlight Solid State Retrofit | 650 | 11 | 61 |  | 3000K | 93 | 60000 | Continuously Dimmable,Damp Location Rated |  | 2016-07-22
EarthTronics, Inc. | EarthBulb | LRT61140D5 | LRT61140D5 | ,LRT61140D5,10429 | Indoor | LED | Downlight Solid State Retrofit | 690 | 11.5 | 69.9 |  | 4000/4100K | 92 | 60000 | Continuously Dimmable |  | 2016-09-21
EarthTronics, Inc. | EarthBulb | LRT61150D5 | LRT61150D5 | ,LRT61150D5,10349 | Indoor/Outdoor | LED | Downlight Solid State Retrofit | 800 | 78.4 | 72.7 |  | 5000K | 82 | 60000 | Continuously Dimmable,Damp Location Rated |  | 2016-07-22
EATON (formerly Cooper Lighting) | EATON | LT460WH6930R | LT460WH6930R |  | Indoor | LED | Downlight Solid State Retrofit | 554 | 8 | 72.3 |  | 3000K | 92 | 35000 | Continuously Dimmable,Damp Location Rated,Wet Location Rated |  | 2016-10-17
EATON (formerly Cooper Lighting) | EATON | LT560WH6930R | LT560WH6930R |  | Indoor | LED | Downlight Solid State Retrofit | 683 | 10 | 69.2 |  | 3000K | 92 | 35000 | Continuously Dimmable,Damp Location Rated,Wet Location Rated |  | 2016-10-17
EATON (formerly Cooper Lighting) | EATON | RL560WH6927R | RL560WH6927R |  | Indoor | LED | Downlight Solid State Retrofit | 623 | 8.7 | 73.6 |  | 2700K | 92 | 50000 | Damp Location Rated,Wet Location Rated |  | 2016-09-30
EATON (formerly Cooper Lighting) | EATON | RL560WH6930R | RL560WH6930R |  | Indoor | LED | Downlight Solid State Retrofit | 645 | 8.8 | 73.5 |  | 3000K | 91 | 50000 | Damp Location Rated,Wet Location Rated |  | 2016-09-30
EATON (formerly Cooper Lighting) | EATON | RL560WH6935R | RL560WH6935R |  | Indoor | LED | Downlight Solid State Retrofit | 650 | 8.9 | 74.8 |  | 3500K | 93 | 50000 | Damp Location Rated,Wet Location Rated |  | 2016-09-30
EATON (formerly Cooper Lighting) | EATON | RL560WH6940R | RL560WH6940R |  | Indoor | LED | Downlight Solid State Retrofit | 690 | 9.2 | 75.1 |  | 4000/4100K | 92 | 50000 | Damp Location Rated,Wet Location Rated |  | 2016-09-30
EATON (formerly Cooper Lighting) | EATON | RL560WH6950R | RL560WH6950R |  | Indoor | LED | Downlight Solid State Retrofit | 715 | 8.9 | 81.6 |  | 5000K | 91 | 50000 | Damp Location Rated,Wet Location Rated |  | 2016-09-30
EATON (formerly Cooper Lighting) | EATON | RL560WH9935R | RL560WH9935R |  | Indoor | LED | Downlight Solid State Retrofit | 940 | 12.7 | 74.7 |  | 3500K | 92 | 50000 | Damp Location Rated,Wet Location Rated |  | 2016-09-30
EATON (formerly Cooper Lighting) | Halo | LT460WH6927 | LT460WH6927 |  | Indoor | LED | Downlight Solid State Retrofit | 560 | 7.5 | 74.4 |  | 2700K | 93 | 35000 | Continuously Dimmable,Damp Location Rated,Wet Location Rated |  | 2016-08-30
EATON (formerly Cooper Lighting) | Halo | Luminaires | LT460WH6930 | Luminaires,LT460WH6930R, | Indoor | LED | Downlight Solid State Retrofit | 547 | 7.9 | 72.1 |  | 3000K | 93 | 35000 | Continuously Dimmable |  | 2016-02-02
EATON (formerly Cooper Lighting) | Halo | LT460WH6930 | LT460WH6930 |  | Indoor | LED | Downlight Solid State Retrofit | 560 | 8 | 72.3 |  | 3000K | 92 | 35000 | Continuously Dimmable,Damp Location Rated,Wet Location Rated |  | 2016-08-30
EATON (formerly Cooper Lighting) | Halo | Luminaires | LT460WH6930C |  | Indoor | LED | Downlight Solid State Retrofit | 540 | 7.9 | 72.1 |  | 3000K | 93 | 35000 | Continuously Dimmable |  | 2016-07-25
EATON (formerly Cooper Lighting) | Halo | LT460WH6935 | LT460WH6935 |  | Indoor | LED | Downlight Solid State Retrofit | 560 | 7.8 | 74.3 |  | 3500K | 94 | 35000 | Continuously Dimmable,Damp Location Rated,Wet Location Rated |  | 2016-08-30
EATON (formerly Cooper Lighting) | Halo | LT460WH6940 | LT460WH6940 |  | Indoor | LED | Downlight Solid State Retrofit | 560 | 7.9 | 75.9 |  | 4000/4100K | 94 | 35000 | Continuously Dimmable,Damp Location Rated,Wet Location Rated |  | 2016-08-30
EATON (formerly Cooper Lighting) | Halo | LT460WH6950 | LT460WH6950 |  | Indoor | LED | Downlight Solid State Retrofit | 560 | 7.9 | 79 |  | 5000K | 93 | 35000 | Continuously Dimmable,Damp Location Rated,Wet Location Rated |  | 2016-08-30
EATON (formerly Cooper Lighting) | Halo | LT560WH6927 | LT560WH6927 |  | Indoor | LED | Downlight Solid State Retrofit | 600 | 10 | 71 |  | 2700K | 93 | 35000 | Continuously Dimmable,Damp Location Rated,Wet Location Rated |  | 2016-08-30
EATON (formerly Cooper Lighting) | Halo | LED Retrofit Downlight | RL460WH835 | LED Retrofit Downlight,RL460WH835-C,; LED Retrofit Downlight,RL460WH835PK, | Indoor | LED | Downlight Solid State Retrofit | 621 | 8.8 | 70.4 |  | 3500K | 83 | 50000 | Continuously Dimmable |  | 2016-07-19
EATON (formerly Cooper Lighting) | Halo | LED Retrofit Downlight | RL460WH840 | LED Retrofit Downlight,RL460WH840-C,; LED Retrofit Downlight,RL460WH840PK, | Indoor | LED | Downlight Solid State Retrofit | 621 | 8.8 | 70.4 |  | 4000/4100K | 86 | 50000 | Continuously Dimmable |  | 2016-07-19
EATON (formerly Cooper Lighting) | Halo | LED Retrofit Downlight | RL460WH927 | ,RL460WH927-C,; ,RL460WH927PK,; ,RL460WH930,; ,RL460WH930-C,; ,RL460WH930PK,; ,RL460WH935,; ,RL460WH935-C,; ,RL460WH935PK,; ,RL460WH940,; ,RL460WH940-C,; ,RL460WH940PK, | Indoor | LED | Downlight Solid State Retrofit | 594 | 9.9 | 60.1 |  | 2700K | 93 | 50000 | Continuously Dimmable |  | 2016-09-28
EATON (formerly Cooper Lighting) | Halo | LED Retrofit Downlight | RL560SN6827 | ,RL560SN6830,; ,RL560WH-C,; ,RL560WH-R, | Indoor | LED | Downlight Solid State Retrofit | 646 | 9.1 | 71.1 |  | 2700K | 82 | 50000 | Continuously Dimmable |  | 2016-07-20
EATON (formerly Cooper Lighting) | Halo | LED Retrofit Downlight | RL560WH6827 | ,RL560WH6827R, | Indoor | LED | Downlight Solid State Retrofit | 694 | 10 | 78.6 |  | 2700K | 83 | 50000 | Continuously Dimmable |  | 2016-07-22
EATON (formerly Cooper Lighting) | Halo | LED Retrofit Downlight | RL560WH6830 | ,RL560WHC,; ,RL560WHR, | Indoor | LED | Downlight Solid State Retrofit | 689 | 10 | 86.2 |  | 3000K | 83 | 50000 | Continuously Dimmable |  | 2016-07-22
EATON (formerly Cooper Lighting) | Halo | LED Retrofit Downlight | RL560WH6835 | ,RL560WH6835R, | Indoor | LED | Downlight Solid State Retrofit | 662 | 7.2 | 91.6 |  | 3500K | 85 | 50000 | Continuously Dimmable |  | 2016-07-22
EATON (formerly Cooper Lighting) | Halo | LED Retrofit Downlight | RL560WH6840 | ,RL560WH6840R, | Indoor | LED | Downlight Solid State Retrofit | 680 | 10 | 92.9 |  | 4000/4100K | 85 | 50000 | Continuously Dimmable |  | 2016-07-22
EATON (formerly Cooper Lighting) | Halo | LED Retrofit Downlight | RL560WH6927 | ,RL560WH6927R, | Indoor | LED | Downlight Solid State Retrofit | 633 | 9.7 | 65.6 |  | 2700K | 93 | 50000 | Continuously Dimmable |  | 2016-07-25
EATON (formerly Cooper Lighting) | Halo | LED Retrofit Downlight | RL560WH6930 | ,RL560WH6930R, | Indoor | LED | Downlight Solid State Retrofit | 699 | 9.7 | 72.1 |  | 3000K | 93 | 50000 | Continuously Dimmable |  | 2016-07-25
EATON (formerly Cooper Lighting) | Halo | LED Retrofit Downlight | RL560WH6935 | ,RL560WH6935R, | Indoor | LED | Downlight Solid State Retrofit | 648 | 9 | 72.4 |  | 3500K | 93 | 50000 | Continuously Dimmable |  | 2016-07-25
EATON (formerly Cooper Lighting) | Halo | LED Retrofit Downlight | RL560WH6940 | ,RL560WH6940R, | Indoor | LED | Downlight Solid State Retrofit | 710 | 9.3 | 76.6 |  | 4000/4100K | 95 | 50000 | Continuously Dimmable |  | 2016-07-25
EATON (formerly Cooper Lighting) | Halo | RL56 LED Retrofit Module Trim | RL560WH9927 | ,RL560WH9930,; ,RL560WH9935,; ,RL560WH9935R,; ,RL560WH9940, | Indoor | LED | Downlight Solid State Retrofit | 881 | 13 | 67.7 |  | 2700K | 92 | 50000 | Continuously Dimmable |  | 2016-08-22
EATON (formerly Cooper Lighting) | Halo | Retrofit Downlight - Surface Mount | SLD405827WH | ,SLD405827WHJB,; ,SLD405827WHR, | Indoor | LED | Downlight Solid State Retrofit | 742 | 11.9 | 62.4 |  | 2700K | 83 | 50000 | Continuously Dimmable |  | 2016-06-08
EATON (formerly Cooper Lighting) | Halo | Downlight - Surface Mount | SLD405830WH | ,SLD405830WHC,; ,SLD405830WHJB,; ,SLD405830WHR, | Indoor | LED | Downlight Recessed | 719 | 12.2 | 59 |  | 3000K | 84 | 50000 | Continuously Dimmable | Housings: H995ICAT,H995RICAT,H99ICAT,H99TAT,H99RTAT,EI400ATSB,ET400ATSB,ET400RATSB | 2016-08-16
EATON (formerly Cooper Lighting) | Halo | Retrofit Downlight - Surface Mount | SLD405835WH | ,SLD405835WHJB, | Indoor | LED | Downlight Solid State Retrofit | 817 | 11.8 | 69.2 |  | 3500K | 83 | 50000 | Continuously Dimmable |  | 2016-06-08
EATON (formerly Cooper Lighting) | Halo | Retrofit Downlight - Surface Mount | SLD405840WH | ,SLD405840WHJB, | Indoor | LED | Downlight Solid State Retrofit | 852 | 12 | 71.2 |  | 4000/4100K | 84 | 50000 | Continuously Dimmable |  | 2016-06-08
EATON (formerly Cooper Lighting) | Halo | Downlight - Surface Mount | SLD405930WH | ,SLD405930WHC,; ,SLD405930WHJB,; ,SLD405930WHR, | Indoor | LED | Downlight Recessed | 689 | 12.1 | 57.1 |  | 3000K | 95 | 50000 | Continuously Dimmable | Housings: H995ICAT,H995RICAT,H99ICAT,H99TAT,H99RTAT,EI400ATSB,ET400ATSB,ET400RATSB | 2016-08-16
EATON (formerly Cooper Lighting) | Halo | Retrofit Downlight - Surface Mount | SLD405935WH | ,SLD405935WHJB, | Indoor | LED | Downlight Solid State Retrofit | 719 | 11.6 | 62 |  | 3500K | 97 | 50000 | Continuously Dimmable |  | 2016-06-16
EATON (formerly Cooper Lighting) | PORTFOLIO | 4" Medium Beam Recessed LED Downlight | LD4A09D010TE ERM4A09930D2W 4LM1H | ,LD4A09D010TE ERM4A09930D2W 4LMxxx,; ,LD4A09D010TR ERM4A09930D2W 4LMxxx,; ,LD4ACP09D010TE ERM4A09930D2WCP 4LMxxx,; ,LD4ACP09D010TR ERM4A09930D2WCP 4LMxxx,; ,LD4AR09D010TE ERM4A09930D2W 4LMxxx,; ,LD4AR09D010TR ERM4A09930D2W 4LMxxx,; ,LD4ARCP09D010TE ERM4A09930D2WCP 4LMxxx,; ,LD4ARCP09D010TR ERM4A09930D2WCP 4LMxxx, | Indoor | LED | Downlight Recessed | 858 | 13.6 | 63.1 |  | 3000K | 92 | 50000 | Warm Dimming | xxx IN MODEL NUMBER are wild cards for the following trims: 0H, 0LI, 1H, 1LI | 2016-07-12
EATON (formerly Cooper Lighting) | PORTFOLIO | 4" Narrow Beam Recessed LED Downlight | LD4A09D010TE ERN4A09930D2W 4LN1H | ,LD4A09D010TE ERN4A09930D2W 4LNxxx,; ,LD4A09D010TR ERN4A09930D2W 4LNxxx,; ,LD4ACP09D010TE ERN4A09930D2WCP 4LNxxx,; ,LD4ACP09D010TR ERN4A09930D2WCP 4LNxxx,; ,LD4AR09D010TE ERN4A09930D2W 4LNxxx,; ,LD4AR09D010TR ERN4A09930D2W 4LNxxx,; ,LD4ARCP09D010TE ERN4A09930D2WCP 4LNxxx,; ,LD4ARCP09D010TR ERN4A09930D2WCP 4LNxxx, | Indoor | LED | Downlight Recessed | 836 | 13.7 | 61 |  | 3000K | 92 | 50000 | Warm Dimming | xxx in model number are wild cards for the following trims: 0H, 0LI, 1H, 1LI | 2016-07-12
EATON (formerly Cooper Lighting) | PORTFOLIO | 4" Wide Beam Recessed LED Downlight | LD4A09D010TE ERW4A09930D2W 4LW1H | ,LD4A09D010TE ERW4A09930D2W 4LWxxx,; ,LD4A09D010TR ERW4A09930D2W 4LWxxx,; ,LD4ACP09D010TE ERW4A09930D2WCP 4LWxxx,; ,LD4ACP09D010TR ERW4A09930D2WCP 4LWxxx,; ,LD4AR09D010TE ERW4A09930D2W 4LWxxx,; ,LD4AR09D010TR ERW4A09930D2W 4LWxxx,; ,LD4ARCP09D010TE ERW4A09930D2WCP 4LWxxx,; ,LD4ARCP09D010TR ERW4A09930D2WCP 4LWxxx, | Indoor | LED | Downlight Recessed | 975 | 13.7 | 71.1 |  | 3000K | 92 | 50000 | Warm Dimming | xxx in model number are wild cards for the following trims: 0H, 0LI, 1H, 1LI | 2016-07-12
EATON (formerly Cooper Lighting) | PORTFOLIO | 4" Medium Beam Recessed LED Downlight | LD4A13D010TE ERM4A13930D2W 4LM1LI | ,LD4A13D010TE ERM4A13930D2W 4LMxxx,; ,LD4A13D010TR ERM4A13930D2W 4LMxxx,; ,LD4ACP13D010TE ERM4A13930D2WCP 4LMxxx,; ,LD4ACP13D010TR ERM4A13930D2WCP 4LMxxx,; ,LD4AR13D010TE ERM4A13930D2W 4LMxxx,; ,LD4AR13D010TR ERM4A13930D2W 4LMxxx,; ,LD4ARCP13D010TE ERM4A13930D2WCP 4LMxxx,; ,LD4ARCP13D010TR ERM4A13930D2WCP 4LMxxx, | Indoor | LED | Downlight Recessed | 1411 | 21.9 | 64.4 |  | 3000K | 92 | 50000 | Warm Dimming | xxx in model number are wild cards for the following trims: 0H, 0LI, 1H, 1LI | 2016-07-12
EATON (formerly Cooper Lighting) | PORTFOLIO | 4" Wide Beam Recessed LED Downlight | LD4A13D010TE ERW4A930D2W 4LW1LI | ,LD4A13D010TE ERW4A13930D2W 4LWxxx,; ,LD4A13D010TR ERW4A13930D2W 4LWxxx,; ,LD4ACP13D010TE ERW4A13930D2WCP 4LWxxx,; ,LD4ACP13D010TR ERW4A13930D2WCP 4LWxxx,; ,LD4AR13D010TE ERW4A13930D2W 4LWxxx,; ,LD4AR13D010TR ERW4A13930D2W 4LWxxx,; ,LD4ARCP13D010TE ERW4A13930D2WCP 4LWxxx,; ,LD4ARCP13D010TR ERW4A13930D2WCP 4LWxxx, | Indoor | LED | Downlight Recessed | 1411 | 21.9 | 64.4 |  | 3000K | 92 | 50000 | Warm Dimming | xxx in model numbers are wild cards for the following trims: 0LI, 1LI | 2016-07-13
EATON (formerly Cooper Lighting) | PORTFOLIO | 4" Medium Beam Recessed LED Downlight | LD4A18D010TE ERM4A18930D2W 4LM1LI | ,LD4A18D010TE ERM4A18930D2W 4LMxxx,; ,LD4A18D010TR ERM4A18930D2W 4LMxxx,; ,LD4ACP18D010TE ERM4A18930D2WCP 4LMxxx,; ,LD4ACP18D010TR ERM4A18930D2WCP 4LMxxx,; ,LD4AR18D010TE ERM4A18930D2W 4LMxxx,; ,LD4AR18D010TR ERM4A18930D2W 4LMxxx,; ,LD4ARCP18D010TE ERM4A18930D2WCP 4LMxxx,; ,LD4ARCP18D010TR ERM4A18930D2WCP 4LMxxx, | Indoor | LED | Downlight Recessed | 1936 | 32.7 | 59.2 |  | 3000K | 93 | 50000 | Continuously Dimmable | xxx are wild cards for the following trims: 0LI, 1LI | 2016-06-28
EATON (formerly Cooper Lighting) | PORTFOLIO | 4" Wide Beam Recessed LED Downlight | LD4A18D010TE ERW4A18930D2W 4LW1LI | ,LD4A18D010TE ERW4A18930D2W 4LWxxx,; ,LD4A18D010TR ERW4A18930D2W 4LWxxx,; ,LD4ACP18D010TE ERW4A18930D2WCP 4LWxxx,; ,LD4ACP18D010TR ERW4A18930D2WCP 4LWxxx,; ,LD4AR18D010TE ERW4A18930D2W 4LWxxx,; ,LD4AR18D010TR ERW4A18930D2W 4LWxxx,; ,LD4ARCP18D010TE ERW4A18930D2WCP 4LWxxx,; ,LD4ARCP18D010TR ERW4A18930D2WCP 4LWxxx, | Indoor | LED | Downlight Recessed | 1876 | 32.7 | 57.4 |  | 3000K | 93 | 50000 | Warm Dimming | xxx in model number are wild cards for the following trims: 0LI, 1LI | 2016-07-12
EATON (formerly Cooper Lighting) | PORTFOLIO | 6" Medium Beam Recessed LED Downlight | LD6A10D010TE ERM6A10827 6LM1H | ,LD6A10D010TE ERM6A10827 6LMxxx,; ,LD6A10D010TE ERM6A10830 6LMxxx,; ,LD6A10D010TE ERM6A10835 6LMxxx,; ,LD6A10D010TE ERM6A10840 6LMxxx,; ,LD6ACP09D010TE ERM6A10827CP 6LMxxx,; ,LD6ACP09D010TE ERM6A10830CP 6LMxxx,; ,LD6ACP09D010TE ERM6A10835CP 6LMxxx,; ,LD6AR09D010TE ERM6A10827 6LMxxx,; ,LD6AR09D010TE ERM6A10830 6LMxxx,; ,LD6AR09D010TE ERM6A10835 6LMxxx,; ,LD6AR09D010TE ERM6A10840 6LMxxx,; ,LD6ARCP09D010TE ERM6A10827CP 6LMxxx,; ,LD6ARCP09D010TE ERM6A10830CP 6LMxxx,; ,LD6ARCP09D010TE ERM6A10835CP 6LMxxx,; ,LD6RCPA09D010TE ERM6A10840CP 6LMxxx, | Indoor/Outdoor | LED | Downlight Recessed | 902 | 14.8 | 60.9 |  | 2700K | 82 | 50000 | Continuously Dimmable | xxx in model number are wild cards for the following trims: 0H, 0LI, 1H, 1LI | 2016-08-08
EATON (formerly Cooper Lighting) | PORTFOLIO | 6" Medium Beam Recessed LED Downlight | LD6A10D010TE ERM6A10930D2W 6LM1H | ,LD6A10D010TE ERM6A10930D2W 6LMxxx,; ,LD6A10D010TR ERM6A10930D2W 6LMxxx,; ,LD6ACP10D010TE ERM6A10930D2WCP 6LMxxx,; ,LD6ACP10D010TR ERM6A10930D2WCP 6LMxxx,; ,LD6AR10D010TE ERM6A10930D2W 6LMxxx,; ,LD6AR10D010TR ERM6A10930D2W 6LMxxx,; ,LD6ARCP10D010TE ERM6A10930D2WCP 6LMxxx,; ,LD6ARCP10D010TR ERM6A10930D2WCP 6LMxxx, | Indoor | LED | Downlight Recessed | 826 | 13.7 | 60.3 |  | 3000K | 93 | 50000 | Warm Dimming | xxx in the model number are wild cards for the following trims: 0H, 0LI, 1H, 1LI | 2016-07-12
EATON (formerly Cooper Lighting) | PORTFOLIO | 6" Narrow Beam Recessed LED Downlight | LD6A10D010TE ERN6A10827 6LN1H | ,LD6A10D010TE ERN6A10827 6LNxxx,; ,LD6A10D010TE ERN6A10830 6LNxxx,; ,LD6A10D010TE ERN6A10835 6LNxxx,; ,LD6A10D010TE ERN6A10840 6LNxxx,; ,LD6ACP09D010TE ERN6A10827CP 6LNxxx,; ,LD6ACP09D010TE ERN6A10830CP 6LNxxx,; ,LD6ACP09D010TE ERN6A10835CP 6LNxxx,; ,LD6ACP09D010TE ERN6A10840CP 6LNxxx,; ,LD6AR09D010TE ERN6A10827 6LNxxx,; ,LD6AR09D010TE ERN6A10830 6LNxxx,; ,LD6AR09D010TE ERN6A10835 6LNxxx,; ,LD6AR09D010TE ERN6A10840 6LNxxx,; ,LD6ARCP09D010TE ERN6A10827CP 6LNxxx,; ,LD6ARCP09D010TE ERN6A10830CP 6LNxxx,; ,LD6ARCP09D010TE ERN6A10835CP 6LNxxx,; ,LD6RCPA09D010TE ERN6A10840CP 6LNxxx, | Indoor/Outdoor | LED | Downlight Recessed | 855 | 14.9 | 57.5 |  | 2700K | 82 | 50000 | Continuously Dimmable | xxx in model numbers are wild cards for the following trims: 0H, 0LI, 1H, 1LI | 2016-08-08
EATON (formerly Cooper Lighting) | PORTFOLIO | 6" Narrow Beam Recessed LED Downlight | LD6A10D010TE ERN6A10930D2W 6LN1H | ,LD6A10D010TE ERN6A10930D2W 6LNxxx,; ,LD6A10D010TR ERN6A10930D2W 6LNxxx,; ,LD6ACP10D010TE ERN6A10930D2WCP 6LNxxx,; ,LD6ACP10D010TR ERN6A10930D2WCP 6LNxxx,; ,LD6AR10D010TE ERN6A10930D2W 6LNxxx,; ,LD6AR10D010TR ERN6A10930D2W 6LNxxx,; ,LD6ARCP10D010TE ERN6A10930D2WCP 6LNxxx,; ,LD6ARCP10D010TR ERN6A10930D2WCP 6LNxxx, | Indoor | LED | Downlight Recessed | 869 | 13.7 | 63.4 |  | 3000K | 93 | 50000 | Warm Dimming | xxx in the model numbers are wild cards for the following trims: 0H, 0LI, 1H, 1LI | 2016-07-12
EATON (formerly Cooper Lighting) | Halo | Retrofit Downlight - Surface Mount | SLD606835WH | ,SLD606835WHJB, | Indoor | LED | Downlight Solid State Retrofit | 810 | 11.8 | 69 |  | 3500K | 84 | 50000 | Continuously Dimmable |  | 2016-06-08
EATON (formerly Cooper Lighting) | PORTFOLIO | 6" Wide Beam Recessed LED Downlight | LD6A10D010TE ERW6A10827 6LW1H | ,LD6A10D010TE ERW6A10827 6LWxxx,; ,LD6A10D010TE ERW6A10830 6LWxxx,; ,LD6A10D010TE ERW6A10835 6LWxxx,; ,LD6A10D010TE ERW6A10840 6LWxxx,; ,LD6ACP09D010TE ERW6A10827CP 6LWxxx,; ,LD6ACP09D010TE ERW6A10830CP 6LWxxx,; ,LD6ACP09D010TE ERW6A10835CP 6LWxxx,; ,LD6ACP09D010TE ERW6A10840CP 6LWxxx,; ,LD6AR09D010TE ERW6A10827 6LWxxx,; ,LD6AR09D010TE ERW6A10830 6LWxxx,; ,LD6AR09D010TE ERW6A10835 6LWxxx,; ,LD6AR09D010TE ERW6A10840 6LWxxx,; ,LD6ARCP09D010TE ERW6A10827CP 6LWxxx,; ,LD6ARCP09D010TE ERW6A10830CP 6LWxxx,; ,LD6ARCP09D010TE ERW6A10835CP 6LWxxx,; ,LD6RCPA09D010TE ERW6A10840CP 6LWxxx, | Indoor/Outdoor | LED | Downlight Recessed | 915 | 14.7 | 62.2 |  | 2700K | 82 | 50000 | Continuously Dimmable | xxx in model numbers are wild cards for the following trims: 0H, 0LI, 1H, 1LI | 2016-08-08
EATON (formerly Cooper Lighting) | PORTFOLIO | 6" Wide Beam Recessed LED Downlight | LD6A10D010TE ERW6A10930D2W 6LW1H | ,LD6A10D010TE ERW6A10930D2W 6LWxxx,; ,LD6A10D010TR ERW6A10930D2W 6LWxxx,; ,LD6ACP10D010TE ERW6A10930D2WCP 6LWxxx,; ,LD6ACP10D010TR ERW6A10930D2WCP 6LWxxx,; ,LD6AR10D010TE ERW6A10930D2W 6LWxxx,; ,LD6AR10D010TR ERW6A10930D2W 6LWxxx,; ,LD6ARCP10D010TE ERW6A10930D2WCP 6LWxxx,; ,LD6ARCP10D010TR ERW6A10930D2WCP 6LWxxx, | Indoor | LED | Downlight Recessed | 998 | 13.8 | 72.3 |  | 3000K | 93 | 50000 | Warm Dimming | xxx in model number are wild cards for the following trims: 0H, 0LI, 1H, 1LI | 2016-07-12
EATON (formerly Cooper Lighting) | PORTFOLIO | 6" Medium Beam Recessed LED Downlight | LD6A15D010TE ERM6A15827 6LM1H | ,LD6A15D010TE ERM6A15827 6LMxxx,; ,LD6A15D010TE ERM6A15830 6LMxxx,; ,LD6A15D010TE ERM6A15835 6LMxxx,; ,LD6A15D010TE ERM6A15840 6LMxxx,; ,LD6ACP09D010TE ERM6A15827CP 6LMxxx,; ,LD6ACP09D010TE ERM6A15830CP 6LMxxx,; ,LD6ACP09D010TE ERM6A15835CP 6LMxxx,; ,LD6ACP09D010TE ERM6A15840CP 6LMxxx,; ,LD6AR09D010TE ERM6A15827 6LMxxx,; ,LD6AR09D010TE ERM6A15830 6LMxxx,; ,LD6AR09D010TE ERM6A15835 6LMxxx,; ,LD6AR09D010TE ERM6A15840 6LMxxx,; ,LD6ARCP09D010TE ERM6A15827CP 6LMxxx,; ,LD6ARCP09D010TE ERM6A15830CP 6LMxxx,; ,LD6ARCP09D010TE ERM6A15835CP 6LMxxx,; ,LD6RCPA09D010TE ERM6A15840CP 6LMxxx, | Indoor/Outdoor | LED | Downlight Recessed | 1483 | 21.8 | 68 |  | 2700K | 82 | 50000 | Continuously Dimmable | xxx in model numbers are wild cards for the following trims: 0H, 0LI, 1H, 1LI | 2016-08-08
EATON (formerly Cooper Lighting) | PORTFOLIO | 6" Narrow Beam Recessed LED Downlight | LD6A15D010TE ERN615A827 6LN1H | ,LD6A15D010TE ERN6A15827 6LNxxx,; ,LD6A15D010TE ERN6A15830 6LNxxx,; ,LD6A15D010TE ERN6A15835 6LNxxx,; ,LD6A15D010TE ERN6A15840 6LNxxx,; ,LD6ACP09D010TE ERN6A15827CP 6LNxxx,; ,LD6ACP09D010TE ERN6A15830CP 6LNxxx,; ,LD6ACP09D010TE ERN6A15835CP 6LNxxx,; ,LD6ACP09D010TE ERN6A15840CP 6LNxxx,; ,LD6AR09D010TE ERN6A15827 6LNxxx,; ,LD6AR09D010TE ERN6A15830 6LNxxx,; ,LD6AR09D010TE ERN6A15835 6LNxxx,; ,LD6AR09D010TE ERN6A15840 6LNxxx,; ,LD6ARCP09D010TE ERN6A15827CP 6LNxxx,; ,LD6ARCP09D010TE ERN6A15830CP 6LNxxx,; ,LD6ARCP09D010TE ERN6A15835CP 6LNxxx,; ,LD6RCPA09D010TE ERN6A15840CP 6LNxxx, | Indoor/Outdoor | LED | Downlight Recessed | 1425 | 21.8 | 65.4 |  | 2700K | 82 | 50000 | Continuously Dimmable | xxx in model numbers are wild cards for the following trims: 0H, 0LI, 1H, 1LI | 2016-08-08
EATON (formerly Cooper Lighting) | PORTFOLIO | 6" Wide Beam Recessed LED Downlight | LD6A15D010TE ERW6A15827 6LW1H | ,LD6A15D010TE ERW6A15827 6LWxxx,; ,LD6A15D010TE ERW6A15830 6LWxxx,; ,LD6A15D010TE ERW6A15835 6LWxxx,; ,LD6A15D010TE ERW6A15840 6LWxxx,; ,LD6ACP09D010TE ERW6A15827CP 6LWxxx,; ,LD6ACP09D010TE ERW6A15830CP 6LWxxx,; ,LD6ACP09D010TE ERW6A15835CP 6LWxxx,; ,LD6ACP09D010TE ERW6A15840CP 6LWxxx,; ,LD6AR09D010TE ERW6A15827 6LWxxx,; ,LD6AR09D010TE ERW6A15830 6LWxxx,; ,LD6AR09D010TE ERW6A15835 6LWxxx,; ,LD6AR09D010TE ERW6A15840 6LWxxx,; ,LD6ARCP09D010TE ERW6A15827CP 6LWxxx,; ,LD6ARCP09D010TE ERW6A15830CP 6LWxxx,; ,LD6ARCP09D010TE ERW6A15835CP 6LWxxx,; ,LD6RCPA09D010TE ERW6A15840CP 6LWxxx, | Indoor/Outdoor | LED | Downlight Recessed | 1438 | 21.8 | 66 |  | 2700K | 82 | 50000 | Continuously Dimmable | xxx in the model number are wild cards for the following trims: 0H, 0LI, 1H, 1LI | 2016-08-08
EATON (formerly Cooper Lighting) | PORTFOLIO | 6" Wide Beam Recessed LED Downlight | LD6A15D010TE ERW6A15930D2W 6LW1LI | ,LD6A15D010TE ERW6A15930D2W 6LWxxx,; ,LD6A15D010TR ERW6A15930D2W 6LWxxx,; ,LD6ACP15D010TE ERW6A15930D2WCP 6LWxxx,; ,LD6ACP15D010TR ERW6A15930D2WCP 6LWxxx,; ,LD6AR15D010TE ERW6A15930D2W 6LWxxx,; ,LD6AR15D010TR ERW6A15930D2W 6LWxxx,; ,LD6ARCP15D010TE ERW6A15930D2WCP 6LWxxx,; ,LD6ARCP15D010TR ERW6A15930D2WCP 6LWxxx, | Indoor | LED | Downlight Recessed | 1687 | 22 | 76.7 |  | 3000K | 92 | 50000 | Warm Dimming | xxx in model number are wild cards for the following trims: 0LI, 1LI | 2016-07-12
EATON (formerly Cooper Lighting) | Halo | Retrofit Downlight - Surface Mount | SLD405940WH | ,SLD405940WHJB,; ,SLD405940WHR, | Indoor | LED | Downlight Solid State Retrofit | 719 | 11.4 | 63.3 |  | 4000/4100K | 97 | 50000 | Continuously Dimmable |  | 2016-06-08
EATON (formerly Cooper Lighting) | Halo | Retrofit Downlight - Surface Mount | SLD606827WH | ,SLD606827WHJB,; ,SLD606827WHR, | Indoor | LED | Downlight Solid State Retrofit | 806 | 11.9 | 67.6 |  | 2700K | 82 | 50000 | Continuously Dimmable |  | 2016-06-08
EATON (formerly Cooper Lighting) | Halo | Retrofit Downlight - Surface Mount | SLD606830WH | ,SLD606830WHC,; ,SLD606830WHR, | Indoor | LED | Downlight Solid State Retrofit | 779 | 12.2 | 63.7 |  | 3000K | 83 | 50000 | Continuously Dimmable |  | 2016-07-06
EATON (formerly Cooper Lighting) | Halo | Retrofit Downlight - Surface Mount | SLD606840WH | ,SLD606840WHJB, | Indoor | LED | Downlight Solid State Retrofit | 853 | 12.3 | 69.3 |  | 4000/4100K | 84 | 50000 | Continuously Dimmable |  | 2016-06-08
EATON (formerly Cooper Lighting) | Halo | Retrofit Downlight - Surface Mount | SLD606930WH |  | Indoor | LED | Downlight Solid State Retrofit | 776 | 13.2 | 61.3 |  | 3000K | 96 | 50000 | Continuously Dimmable |  | 2016-06-28
EATON (formerly Cooper Lighting) | Halo | Retrofit Downlight - Surface Mount | SLD606935WH | ,SLD606935WHJB, | Indoor | LED | Downlight Solid State Retrofit | 795 | 12.6 | 63.1 |  | 3500K | 97 | 50000 | Continuously Dimmable |  | 2016-06-16
EATON (formerly Cooper Lighting) | Halo | Retrofit Downlight - Surface Mount | SLD606935WH | ,SLD606935WHJB, | Indoor | LED | Downlight Solid State Retrofit | 795 | 13.2 | 63.1 |  | 3500K | 97 | 50000 | Continuously Dimmable |  | 2016-06-28
EATON (formerly Cooper Lighting) | Halo | Retrofit Downlight - Surface Mount | SLD606940WH | ,SLD606940WHJB,; ,SLD606940WHR, | Indoor | LED | Downlight Solid State Retrofit | 799 | 12.9 | 61.8 |  | 4000/4100K | 97 | 50000 | Continuously Dimmable |  | 2016-06-16
EATON (formerly Cooper Lighting) | Halo | Retrofit Downlight - Surface Mount | SLD606940WH | ,SLD606940WHJB,; ,SLD606940WHR, | Indoor | LED | Downlight Solid State Retrofit | 799 | 13.2 | 61.8 |  | 4000/4100K | 97 | 50000 | Continuously Dimmable |  | 2016-06-28
EATON (formerly Cooper Lighting) | Halo | Retrofit Downlight - Surface Mount | SLD612827WH |  | Indoor | LED | Downlight Solid State Retrofit | 1156 | 14.8 | 78.4 |  | 2700K | 82 | 50000 | Continuously Dimmable |  | 2016-06-16
EATON (formerly Cooper Lighting) | Halo | Retrofit Downlight - Surface Mount | SLD612830WH |  | Indoor | LED | Downlight Solid State Retrofit | 1156 | 14.6 | 84.1 |  | 3000K | 82 | 50000 | Continuously Dimmable |  | 2016-06-16
EATON (formerly Cooper Lighting) | Halo | Retrofit Downlight - Surface Mount | SLD612835WH |  | Indoor | LED | Downlight Solid State Retrofit | 1261 | 14.7 | 86 |  | 3500K | 83 | 50000 | Continuously Dimmable |  | 2016-06-16
EATON (formerly Cooper Lighting) | Halo | Retrofit Downlight - Surface Mount | SLD612840WH |  | Indoor | LED | Downlight Solid State Retrofit | 1375 | 14.8 | 93 |  | 4000/4100K | 83 | 50000 | Continuously Dimmable |  | 2016-06-16
EATON (formerly Cooper Lighting) | Halo | Retrofit Downlight - Surface Mount | SLD612927WH |  | Indoor | LED | Downlight Solid State Retrofit | 932 | 14.7 | 63.3 |  | 2700K | 94 | 50000 | Continuously Dimmable |  | 2016-06-16
EATON (formerly Cooper Lighting) | Halo | Retrofit Downlight - Surface Mount | SLD612930WH |  | Indoor | LED | Downlight Solid State Retrofit | 1015 | 14.5 | 70.1 |  | 3000K | 95 | 50000 | Continuously Dimmable |  | 2016-06-16
EATON (formerly Cooper Lighting) | Halo | Retrofit Downlight - Surface Mount | SLD612935WH |  | Indoor | LED | Downlight Solid State Retrofit | 1019 | 14.6 | 69.8 |  | 3500K | 96 | 50000 | Continuously Dimmable |  | 2016-06-16
EATON (formerly Cooper Lighting) | Halo | Retrofit Downlight - Surface Mount | SLD612940WH |  | Indoor | LED | Downlight Solid State Retrofit | 1058 | 14.8 | 71.6 |  | 4000/4100K | 96 | 50000 | Continuously Dimmable |  | 2016-06-16
EATON (formerly Cooper Lighting) | Halo Commercial | PD6 Series LED Downlights | PD610ED010-PDM6A827-XXXX | ,PD56R10ED010-PDM6A827-XXXX,; ,PD56R10ED010-PDM6A830-XXXX,; ,PD56R10ED010-PDM6A835-XXXX,; ,PD56R10ED010-PDM6A840-XXXX,; ,PD56R10ED010REM-PDM6A827-XXXX,; ,PD56R10ED010REM-PDM6A830-XXXX,; ,PD56R10ED010REM-PDM6A835-XXXX,; ,PD56R10ED010REM-PDM6A840-XXXX,; ,PD56RCP10ED010-PDM6A827-XXXX,; ,PD56RCP10ED010-PDM6A830-XXXX,; ,PD56RCP10ED010-PDM6A835-XXXX,; ,PD56RCP10ED010-PDM6A840-XXXX,; ,PD610ED010-PDM6A830-XXXX,; ,PD610ED010-PDM6A835-XXXX,; ,PD610ED010-PDM6A840-XXXX,; ,PD610ED010IEM-PDM6A827-XXXX,; ,PD610ED010IEM-PDM6A830-XXXX,; ,PD610ED010IEM-PDM6A835-XXXX,; ,PD610ED010IEM-PDM6A840-XXXX,; ,PD610ED010REM-PDM6A827-XXXX,; ,PD610ED010REM-PDM6A830-XXXX,; ,PD610ED010REM-PDM6A835-XXXX,; ,PD610ED010REM-PDM6A840-XXXX,; ,PD6CP10ED010-PDM6A827-XXXX,; ,PD6CP10ED010-PDM6A830-XXXX,; ,PD6CP10ED010-PDM6A835-XXXX,; ,PD6CP10ED010-PDM6A840-XXXX,; ,PD6R10ED010-PDM6A827-XXXX,; ,PD6R10ED010-PDM6A830-XXXX,; ,PD6R10ED010-PDM6A835-XXXX,; ,PD6R10ED010-PDM6A840-XXXX,; ,PD6R10ED010REM-PDM6A827-XXXX,; ,PD6R10ED010REM-PDM6A830-XXXX,; ,PD6R10ED010REM-PDM6A835-XXXX,; ,PD6R10ED010REM-PDM6A840-XXXX,; ,PD6RCP10ED010-PDM6A827-XXXX,; ,PD6RCP10ED010-PDM6A830-XXXX,; ,PD6RCP10ED010-PDM6A835-XXXX,; ,PD6RCP10ED010-PDM6A840-XXXX,; ,PD6RX10ED010-PDM6A827-XXXX,; ,PD6RX10ED010-PDM6A830-XXXX,; ,PD6RX10ED010-PDM6A835-XXXX,; ,PD6RX10ED010-PDM6A840-XXXX,; ,PD6RX10ED010REM-PDM6A827-XXXX,; ,PD6RX10ED010REM-PDM6A830-XXXX,; ,PD6RX10ED010REM-PDM6A835-XXXX,; ,PD6RX10ED010REM-PDM6A840-XXXX,; ,PD6RXCP10ED010-PDM6A827-XXXX,; ,PD6RXCP10ED010-PDM6A830-XXXX,; ,PD6RXCP10ED010-PDM6A835-XXXX,; ,PD6RXCP10ED010-PDM6A840-XXXX, | Indoor | LED | Downlight Recessed | 1014 | 12.2 | 83.1 |  | 2700K | 82 | 50000 | Continuously Dimmable | XXXX IN MODEL NUMBER REPRESENTS TRIMS: 61VC, 61VCWF, 61VG, 61VGWF, 61VH, 61VHWF, 61VW, 61VBB, 61VWB, 64VC, 64VCWF, 64VG, 64VGWF, 64VH, 64VHWF, 64VW, 61WWC, 61WWCWF, 61WWG, 61WWGWF, 61WWH, 61WWHWF, 61WWW, 692H, 692SC, 692W, 693BB, 693SNB, 693TBZB, 693WB, 694SNB, 694TBZB, 694WB, 695WW, 696WB | 2016-07-06
EATON (formerly Cooper Lighting) | Halo Commercial | PD6 Series LED Downlights | PD610ED010-PDM6A927-XXXX | ,PD56R10ED010-PDM6A927-XXXX,; ,PD56R10ED010-PDM6A930-XXXX,; ,PD56R10ED010-PDM6A935-XXXX,; ,PD56R10ED010-PDM6A940-XXXX,; ,PD56R10ED010REM-PDM6A927-XXXX,; ,PD56R10ED010REM-PDM6A930-XXXX,; ,PD56R10ED010REM-PDM6A935-XXXX,; ,PD56R10ED010REM-PDM6A940-XXXX,; ,PD56RCP10ED010-PDM6A927-XXXX,; ,PD56RCP10ED010-PDM6A930-XXXX,; ,PD56RCP10ED010-PDM6A935-XXXX,; ,PD56RCP10ED010-PDM6A940-XXXX,; ,PD610ED010-PDM6A930-XXXX,; ,PD610ED010-PDM6A935-XXXX,; ,PD610ED010-PDM6A940-XXXX,; ,PD610ED010IEM-PDM6A927-XXXX,; ,PD610ED010IEM-PDM6A930-XXXX,; ,PD610ED010IEM-PDM6A935-XXXX,; ,PD610ED010IEM-PDM6A940-XXXX,; ,PD610ED010REM-PDM6A927-XXXX,; ,PD610ED010REM-PDM6A930-XXXX,; ,PD610ED010REM-PDM6A935-XXXX,; ,PD610ED010REM-PDM6A940-XXXX,; ,PD6CP10ED010-PDM6A927-XXXX,; ,PD6CP10ED010-PDM6A930-XXXX,; ,PD6CP10ED010-PDM6A935-XXXX,; ,PD6CP10ED010-PDM6A940-XXXX,; ,PD6R10ED010-PDM6A927-XXXX,; ,PD6R10ED010-PDM6A930-XXXX,; ,PD6R10ED010-PDM6A935-XXXX,; ,PD6R10ED010-PDM6A940-XXXX,; ,PD6R10ED010REM-PDM6A927-XXXX,; ,PD6R10ED010REM-PDM6A930-XXXX,; ,PD6R10ED010REM-PDM6A935-XXXX,; ,PD6R10ED010REM-PDM6A940-XXXX,; ,PD6RCP10ED010-PDM6A927-XXXX,; ,PD6RCP10ED010-PDM6A930-XXXX,; ,PD6RCP10ED010-PDM6A935-XXXX,; ,PD6RCP10ED010-PDM6A940-XXXX,; ,PD6RX10ED010-PDM6A927-XXXX,; ,PD6RX10ED010-PDM6A930-XXXX,; ,PD6RX10ED010-PDM6A935-XXXX,; ,PD6RX10ED010-PDM6A940-XXXX,; ,PD6RX10ED010REM-PDM6A927-XXXX,; ,PD6RX10ED010REM-PDM6A930-XXXX,; ,PD6RX10ED010REM-PDM6A935-XXXX,; ,PD6RX10ED010REM-PDM6A940-XXXX,; ,PD6RXCP10ED010-PDM6A927-XXXX,; ,PD6RXCP10ED010-PDM6A930-XXXX,; ,PD6RXCP10ED010-PDM6A935-XXXX,; ,PD6RXCP10ED010-PDM6A940-XXXX, | Indoor | LED | Downlight Recessed | 725 | 12.1 | 68 |  | 2700K | 95 | 50000 | Continuously Dimmable | XXXX IN MODEL NUMBER REPRESNETS TRIMS: 61VC, 61VCWF, 61VG, 61VGWF, 61VH, 61VHWF, 61VW, 61VBB, 61VWB, 64VC, 64VCWF, 64VG, 64VGWF, 64VH, 64VHWF, 64VW, 61WWC, 61WWCWF, 61WWG, 61WWGWF, 61WWH, 61WWHWF, 61WWW, 692H, 692SC, 692W,693WB, 694SNB, 694TBZB, 694WB, 695WW, 696WB | 2016-07-06
EATON (formerly Cooper Lighting) | Halo Commercial | PD6 Series LED Downlights | PD620ED010-PDM6A827 | ,PD56R20ED010-PDM6A827-XXXX,; ,PD56R20ED010-PDM6A830-XXXX,; ,PD56R20ED010-PDM6A835-XXXX,; ,PD56R20ED010-PDM6A840-XXXX,; ,PD56R20ED010REM-PDM6A827-XXXX,; ,PD56R20ED010REM-PDM6A830-XXXX,; ,PD56R20ED010REM-PDM6A835-XXXX,; ,PD56R20ED010REM-PDM6A840-XXXX,; ,PD56RCP20ED010-PDM6A827-XXXX,; ,PD56RCP20ED010-PDM6A830-XXXX,; ,PD56RCP20ED010-PDM6A835-XXXX,; ,PD56RCP20ED010-PDM6A840-XXXX,; ,PD620ED010-PDM6A830-XXXX,; ,PD620ED010-PDM6A835-XXXX,; ,PD620ED010-PDM6A840-XXXX,; ,PD620ED010IEM-PDM6A827-XXXX,; ,PD620ED010IEM-PDM6A830-XXXX,; ,PD620ED010IEM-PDM6A835-XXXX,; ,PD620ED010IEM-PDM6A840-XXXX,; ,PD620ED010REM-PDM6A827-XXXX,; ,PD620ED010REM-PDM6A830-XXXX,; ,PD620ED010REM-PDM6A835-XXXX,; ,PD620ED010REM-PDM6A840-XXXX,; ,PD6CP20ED010-PDM6A827-XXXX,; ,PD6CP20ED010-PDM6A830-XXXX,; ,PD6CP20ED010-PDM6A835-XXXX,; ,PD6CP20ED010-PDM6A840-XXXX,; ,PD6R20ED010-PDM6A827-XXXX,; ,PD6R20ED010-PDM6A830-XXXX,; ,PD6R20ED010-PDM6A835-XXXX,; ,PD6R20ED010-PDM6A840-XXXX,; ,PD6R20ED010REM-PDM6A827-XXXX,; ,PD6R20ED010REM-PDM6A830-XXXX,; ,PD6R20ED010REM-PDM6A835-XXXX,; ,PD6R20ED010REM-PDM6A840-XXXX,; ,PD6RCP20ED010-PDM6A827-XXXX,; ,PD6RCP20ED010-PDM6A830-XXXX,; ,PD6RCP20ED010-PDM6A835-XXXX,; ,PD6RCP20ED010-PDM6A840-XXXX,; ,PD6RX20ED010-PDM6A827-XXXX,; ,PD6RX20ED010-PDM6A830-XXXX,; ,PD6RX20ED010-PDM6A835-XXXX,; ,PD6RX20ED010-PDM6A840-XXXX,; ,PD6RX20ED010REM-PDM6A827-XXXX,; ,PD6RX20ED010REM-PDM6A830-XXXX,; ,PD6RX20ED010REM-PDM6A835-XXXX,; ,PD6RX20ED010REM-PDM6A840-XXXX,; ,PD6RXCP20ED010-PDM6A827-XXXX,; ,PD6RXCP20ED010-PDM6A830-XXXX,; ,PD6RXCP20ED010-PDM6A835-XXXX,; ,PD6RXCP20ED010-PDM6A840-XXXX, | Indoor | LED | Downlight Recessed | 1696 | 22 | 77.3 |  | 2700K | 82 | 50000 | Continuously Dimmable | XXXX IN MODEL NUMBER REPRESENTS TRIMS: 61VC, 61VCWF, 61VG, 61VGWF, 61VH, 61VHWF, 61VW, 61VBB, 61VWB, 64VC, 64VCWF, 64VG, 64VGWF, 64VH, 64VHWF, 64VW, 61WWC, 61WWCWF, 61WWG, 61WWGWF, 61WWH, 61WWHWF, 61WWW, 692H, 692SC, 692W, 693BB, 693SNB, 693TBZB, 693WB, 694SNB, 694TBZB, 694WB, 695WW, 696WB<BR> Also available in 3000K, 3500K, 4000K Color Temperatures. | 2016-07-06
EATON (formerly Cooper Lighting) | Halo Commercial | PD6 Series LED Downlights | PD620ED010-PDM6A927 | ,PD56R20ED010-PDM6A927-XXXX,; ,PD56R20ED010-PDM6A930-XXXX,; ,PD56R20ED010-PDM6A935-XXXX,; ,PD56R20ED010-PDM6A940-XXXX,; ,PD56R20ED010REM-PDM6A927-XXXX,; ,PD56R20ED010REM-PDM6A930-XXXX,; ,PD56R20ED010REM-PDM6A935-XXXX,; ,PD56R20ED010REM-PDM6A940-XXXX,; ,PD56RCP20ED010-PDM6A927-XXXX,; ,PD56RCP20ED010-PDM6A930-XXXX,; ,PD56RCP20ED010-PDM6A935-XXXX,; ,PD56RCP20ED010-PDM6A940-XXXX,; ,PD620ED010-PDM6A930-XXXX,; ,PD620ED010-PDM6A935-XXXX,; ,PD620ED010-PDM6A940-XXXX,; ,PD620ED010IEM-PDM6A927-XXXX,; ,PD620ED010IEM-PDM6A930-XXXX,; ,PD620ED010IEM-PDM6A935-XXXX,; ,PD620ED010IEM-PDM6A940-XXXX,; ,PD620ED010REM-PDM6A927-XXXX,; ,PD620ED010REM-PDM6A930-XXXX,; ,PD620ED010REM-PDM6A935-XXXX,; ,PD620ED010REM-PDM6A940-XXXX,; ,PD6CP20ED010-PDM6A927-XXXX,; ,PD6CP20ED010-PDM6A930-XXXX,; ,PD6CP20ED010-PDM6A935-XXXX,; ,PD6CP20ED010-PDM6A940-XXXX,; ,PD6R20ED010-PDM6A927-XXXX,; ,PD6R20ED010-PDM6A930-XXXX,; ,PD6R20ED010-PDM6A935-XXXX,; ,PD6R20ED010-PDM6A940-XXXX,; ,PD6R20ED010REM-PDM6A927-XXXX,; ,PD6R20ED010REM-PDM6A930-XXXX,; ,PD6R20ED010REM-PDM6A935-XXXX,; ,PD6R20ED010REM-PDM6A940-XXXX,; ,PD6RCP20ED010-PDM6A927-XXXX,; ,PD6RCP20ED010-PDM6A930-XXXX,; ,PD6RCP20ED010-PDM6A935-XXXX,; ,PD6RCP20ED010-PDM6A940-XXXX,; ,PD6RX20ED010-PDM6A927-XXXX,; ,PD6RX20ED010-PDM6A930-XXXX,; ,PD6RX20ED010-PDM6A935-XXXX,; ,PD6RX20ED010-PDM6A940-XXXX,; ,PD6RX20ED010REM-PDM6A927-XXXX,; ,PD6RX20ED010REM-PDM6A930-XXXX,; ,PD6RX20ED010REM-PDM6A935-XXXX,; ,PD6RX20ED010REM-PDM6A940-XXXX,; ,PD6RXCP20ED010-PDM6A927-XXXX,; ,PD6RXCP20ED010-PDM6A930-XXXX,; ,PD6RXCP20ED010-PDM6A935-XXXX,; ,PD6RXCP20ED010-PDM6A940-XXXX, | Indoor | LED | Downlight Recessed | 1323 | 21.7 | 64.9 |  | 2700K | 95 | 50000 | Continuously Dimmable | XXXX IN MODEL NUMBER REPRESENTS TRIMS: 61VC, 61VCWF, 61VG, 61VGWF, 61VH, 61VHWF, 61VW, 61VBB, 61VWB, 64VC, 64VCWF, 64VG, 64VGWF, 64VH, 64VHWF, 64VW, 61WWC, 61WWCWF, 61WWG, 61WWGWF, 61WWH, 61WWHWF, 61WWW, 692H, 692SC, 692W, 693WB, 694SNB, 694TBZB, 694WB, 695WW, 696WB | 2016-07-06
EATON (formerly Cooper Lighting) | Iris | P3LED | P3LED09FL40827E XXXX | ,P3LED09FL408271ELTE XXXX,; ,P3LED09FL40827E010 XXXX,; ,P3LED09NFL258271ELTE XXXX,; ,P3LED09NFL25827E XXXX,; ,P3LED09NFL25827E010 XXXX,; ,P3LED09NSP108271ELTE XXXX,; ,P3LED09NSP10827E XXXX,; ,P3LED09NSP10827E010 XXXX,; ,P3LED09SP158271ELTE XXXX,; ,P3LED09SP15827E XXXX,; ,P3LED09SP15827E010 XXXX, | Indoor | LED | Downlight Recessed | 967 | 14.4 | 67 |  | 2700K | 81 | 40000 | Continuously Dimmable | Additional Color Temperatures: 3000K, 3500K, 4000K <BR> "XXXX" are wild cards in the model number for the following approved trims (where * represents additional suffixes for finish and flange options): E3MRC, E3SCC, E3AAC, E3AAWB, E3AA20C, E3SLOTC | 2016-06-06
EATON (formerly Cooper Lighting) | Iris | PN3LED | PN3LED12FL40827E XXXX | ,PN3LED12FL40827E010 XXXX,; ,PN3LED12FL40830E XXXX,; ,PN3LED12FL40830E010 XXXX,; ,PN3LED12FL40835E XXXX,; ,PN3LED12FL40835E010 XXXX,; ,PN3LED12FL40840E XXXX,; ,PN3LED12FL40840E010 XXXX, | Indoor | LED | Downlight Recessed | 1204 | 19 | 63.2 |  | 2700K | 81 | 50000 | Continuously Dimmable | Additional allowable color temperatures: 3000K,3500K,4000K <BR> "XXXX" are wild cards in the model number for the following approved trims E3MRC, E3SCC, E3AAC, E3AAWB, E3AA20C, E3SLOTC | 2016-06-16
EATON (formerly Cooper Lighting) | Iris | PN4LED Recessed LED | PN4LED15V8271ELTE XXXX | ,PN4LED15V8271ELTEIEM XXXX,; ,PN4LED15V8301ELTEIEM XXXX,; ,PN4LED15V8351ELTEIEM XXXX,; ,PN4LED15V8401ELTEIEM XXXX,; ,PN4LEDCP15V8271ELTE XXXX,; ,PN4LEDCP15V8271ELTEIEM XXXX,; ,PN4LEDCP15V8301ELTE XXXX,; ,PN4LEDCP15V8301ELTEIEM XXXX,; ,PN4LEDCP15V8351ELTE XXXX,; ,PN4LEDCP15V8351ELTEIEM XXXX,; ,PN4LEDCP15V8401ELTE XXXX,; ,PN4LEDCP15V8401ELTEIEM XXXX, | Indoor | LED | Downlight Recessed | 900 | 15.9 | 56.6 |  | 2700K | 81 | 50000 | Continuously Dimmable | XXXX are wild cards in the model number for the following approved trims: E4DLGPH, E4DLGPHRL, E4DLRSCB3GH, E4DLRSCB3GHRL, E4DLRSCB3GH, E4DLRSCB3GHRL, E4DLRSCB1GLI, E4DLRSCB1GLIRL, E4SL1GW, E4SL1GWRL, E4DLRSCB3GG, E4DLRSCB3GGRL, E4DLRSCB2GLI, E4DLRSCB2GLIRL, E4DLCBH, E4DLCBHRL, E4DLRSCB3GMW, E4DLRSCB3GMWRL, E4DLRSCB3GWH, E4DLRSCB3GWHRL, E4DLCBMW, E4DLCBMWRL, E4DLH, E4DLHRL, E4DLCBW, E4DLCBWRL, E4DLWH, E4DLWHRL, E4DLMW, E4DLMWRL, E4DLCBLI, E4DLCBLIRL, E4DLG, E4DLGRL, E4DLRSCB3GW, E4DLRSCB3GWRL, E4DLW, E4DLWRL, E4DLRSCB3GWMH, E4DLRSCB3GWMHRL, E4DLRSCB3GLI, E4DLRSCB3GLIRL, E4DLLI, E4DLLIRL, E4DLWMH, E4DLWMHRL | 2016-06-15
EATON (formerly Cooper Lighting) | Iris | PN4LED Recessed LED | PN4LED15V9271ELTE XXXX | ,PN4LED15V9271ELTEIEM XXXX,; ,PN4LED15V9301ELTEIEM XXXX,; ,PN4LED15V9351ELTEIEM XXXX,; ,PN4LED15V9401ELTEIEM XXXX,; ,PN4LEDCP15V9271ELTE XXXX,; ,PN4LEDCP15V9271ELTEIEM XXXX,; ,PN4LEDCP15V9301ELTE XXXX,; ,PN4LEDCP15V9301ELTEIEM XXXX,; ,PN4LEDCP15V9351ELTE XXXX,; ,PN4LEDCP15V9351ELTEIEM XXXX,; ,PN4LEDCP15V9401ELTE XXXX,; ,PN4LEDCP15V9401ELTEIEM XXXX, | Indoor | LED | Downlight Recessed | 917 | 15.9 | 57.6 |  | 2700K | 92 | 50000 | Continuously Dimmable | XXXX are wild cards in the model number for the following approved trims: E4DLLI, E4DLLIRL, E4DLWMH, E4DLWMHRL | 2016-06-15
EATON (formerly Cooper Lighting) | Iris | PN4LED Recessed LED | PN4LED20V8271ELTE XXXX | ,PN4LED20V8271ELTEIEM XXXX,; ,PN4LED20V8301ELTEIEM XXXX,; ,PN4LED20V8351ELTEIEM XXXX,; ,PN4LED20V8401ELTEIEM XXXX,; ,PN4LEDCP20V8271ELTE XXXX,; ,PN4LEDCP20V8271ELTEIEM XXXX,; ,PN4LEDCP20V8301ELTE XXXX,; ,PN4LEDCP20V8301ELTEIEM XXXX,; ,PN4LEDCP20V8351ELTE XXXX,; ,PN4LEDCP20V8351ELTEIEM XXXX,; ,PN4LEDCP20V8401ELTE XXXX,; ,PN4LEDCP20V8401ELTEIEM XXXX, | Indoor/Outdoor | LED | Downlight Recessed | 1255 | 21.8 | 57.5 |  | 2700K | 81 | 50000 | Continuously Dimmable | XXXX are wild cards in the model number for the following approved trims: E4DLGPH, E4DLGPHRL, E4DLRSCB3GH, E4DLRSCB3GHRL, E4DLRSCB3GH, E4DLRSCB3GHRL, E4DLRSCB1GLI, E4DLRSCB1GLIRL, E4SL1GW, E4SL1GWRL, E4DLRSCB3GG, E4DLRSCB3GGRL, E4DLRSCB2GLI, E4DLRSCB2GLIRL, E4DLCBH, E4DLCBHRL, E4DLRSCB3GMW, E4DLRSCB3GMWRL, E4DLRSCB3GWH, E4DLRSCB3GWHRL, E4DLCBMW, E4DLCBMWRL, E4DLH, E4DLHRL, E4DLCBW, E4DLCBWRL, E4DLWH, E4DLWHRL, E4DLMW, E4DLMWRL, E4DLCBLI, E4DLCBLIRL, E4DLG, E4DLGRL, E4DLRSCB3GW, E4DLRSCB3GWRL, E4DLW, E4DLWRL, E4DLRSCB3GWMH, E4DLRSCB3GWMHRL, E4DLRSCB3GLI, E4DLRSCB3GLIRL, E4DLLI, E4DLLIRL, E4DLWMH, E4DLWMHRL | 2016-06-15
EATON (formerly Cooper Lighting) | Iris | PN4LED Recessed LED | PN4LED20V9271ELTE XXXX | ,PN4LED20V9271ELTEIEM XXXX,; ,PN4LED20V9301ELTEIEM XXXX,; ,PN4LED20V9351ELTEIEM XXXX,; ,PN4LED20V9401ELTEIEM XXXX,; ,PN4LEDCP20V9271ELTE XXXX,; ,PN4LEDCP20V9271ELTEIEM XXXX,; ,PN4LEDCP20V9301ELTE XXXX,; ,PN4LEDCP20V9301ELTEIEM XXXX,; ,PN4LEDCP20V9351ELTE XXXX,; ,PN4LEDCP20V9351ELTEIEM XXXX,; ,PN4LEDCP20V9401ELTE XXXX,; ,PN4LEDCP20V9401ELTEIEM XXXX, | Indoor | LED | Downlight Recessed | 1272 | 21.9 | 58.2 |  | 2700K | 92 | 50000 | Continuously Dimmable | XXXX are wild cards in the model number for the following approved trims: E4DLLI, E4DLLIRL, E4DLWMH, E4DLWMHRL | 2016-06-15
EATON (formerly Cooper Lighting) | Halo | Luminaires | LT560WH6930 |  | Indoor | LED | Downlight Solid State Retrofit | 670 | 10.2 | 69.3 |  | 3000K | 92 | 35000 | Continuously Dimmable |  | 2015-11-05
EATON (formerly Cooper Lighting) | Halo | LT560WH6930 | LT560WH6930 |  | Indoor | LED | Downlight Solid State Retrofit | 600 | 10 | 69.2 |  | 3000K | 92 | 35000 | Continuously Dimmable,Damp Location Rated,Wet Location Rated |  | 2016-08-30
EATON (formerly Cooper Lighting) | Halo | Luminaires | LT560WH6930R |  | Indoor | LED | Downlight Solid State Retrofit | 670 | 10.2 | 69.3 |  | 3000K | 92 | 35000 | Continuously Dimmable |  | 2016-01-08
EATON (formerly Cooper Lighting) | Halo | LT560WH6935 | LT560WH6935 |  | Indoor | LED | Downlight Solid State Retrofit | 600 | 10 | 71 |  | 3500K | 94 | 35000 | Continuously Dimmable,Damp Location Rated,Wet Location Rated |  | 2016-08-30
EATON (formerly Cooper Lighting) | Halo | LT560WH6940 | LT560WH6940 |  | Indoor | LED | Downlight Solid State Retrofit | 600 | 10.5 | 71.2 |  | 4000/4100K | 94 | 35000 | Continuously Dimmable,Damp Location Rated,Wet Location Rated |  | 2016-08-30
EATON (formerly Cooper Lighting) | Halo | LT560WH6950 | LT560WH6950 |  | Indoor | LED | Downlight Solid State Retrofit | 600 | 10.3 | 75.2 |  | 5000K | 93 | 35000 | Continuously Dimmable,Damp Location Rated,Wet Location Rated |  | 2016-08-30
EATON (formerly Cooper Lighting) | Halo | ML4 LED Module | ML4D09NFL927E |  | Indoor | LED | Downlight Solid State Retrofit | 1019 | 12.3 | 82.9 |  | 2700K | 93 | 72000 | Damp Location Rated,Continuously Dimmable,Wet Location Rated |  | 2016-06-10
EATON (formerly Cooper Lighting) | Halo | ML4 LED Module | ML4D09NFL930E |  | Indoor | LED | Downlight Solid State Retrofit | 1025 | 11.48 | 89.4 |  | 3000K | 92 | 72000 | Damp Location Rated,Continuously Dimmable,Wet Location Rated |  | 2016-06-10
EATON (formerly Cooper Lighting) | Halo | ML4 LED Module | ML4D09NFL935E |  | Indoor | LED | Downlight Solid State Retrofit | 1100 | 11.94 | 92.1 |  | 3500K | 93 | 72000 | Damp Location Rated,Continuously Dimmable,Wet Location Rated |  | 2016-06-10
EATON (formerly Cooper Lighting) | Halo | ML4 LED Module | ML4D09NFL940E |  | Indoor | LED | Downlight Solid State Retrofit | 1151 | 12.06 | 95.4 |  | 4000/4100K | 93 | 72000 | Damp Location Rated,Continuously Dimmable,Wet Location Rated |  | 2016-06-10
EATON (formerly Cooper Lighting) | Halo | ML56 Series | ML5606D2W930-XXX |  | Indoor | LED | Downlight Solid State Retrofit | 600 | 10.2 | 68 |  | 3000K | 94 | 50000 | Warm Dimming | Note: XXX represents Trim model number. This model uses Trims Models 592H, 592W, 593WB, 592SC, 692H, 595WW, 695WW, 693WB, 692SC, 692W, 596WB, 694TBZB, 594TBZB, 696WB, 694SNB, 594SNB, 694WB, 594WB, 594WB-30, 694WB-30 | 2016-05-26
EATON (formerly Cooper Lighting) | Halo | ML56 Series | ML5609D2W930-XXX |  | Indoor | LED | Downlight Solid State Retrofit | 900 | 13.4 | 74 |  | 3000K | 92 | 50000 | Warm Dimming | Note: XXX represents Trim model number. This model uses Trims Models 592H, 592W, 593WB, 592SC, 692H, 595WW, 695WW, 693WB, 692SC, 692W, 596WB, 694TBZB, 594TBZB, 696WB, 694SNB, 594SNB, 694WB, 594WB, 594WB-30, 694WB-30. | 2016-05-26
EATON (formerly Cooper Lighting) | Halo | ML56 Series | ML5612D2W930-XXX |  | Indoor | LED | Downlight Solid State Retrofit | 1200 | 19.5 | 68.6 |  | 3000K | 92 | 50000 | Warm Dimming | Note: XXX represents Trim model number. This model uses Trims Models 592H, 592W, 593WB, 592SC, 692H, 595WW, 695WW, 693WB, 692SC, 692W, 596WB, 694TBZB, 594TBZB, 696WB, 694SNB, 594SNB, 694WB, 594WB, 594WB-30, 694WB-30. | 2016-05-26
EATON (formerly Cooper Lighting) | Halo | RA56 | RA5606927NFLWH |  | Indoor | LED | Downlight Recessed | 645 | 9.6 | 66.9 |  | 2700K | 93 | 50000 | Continuously Dimmable |  | 2016-07-11
EATON (formerly Cooper Lighting) | Halo | RA56 | RA5606927WH | ,RA5606927WHC,; ,RA5606927WHR, | Indoor | LED | Downlight Recessed | 667 | 9.6 | 69.2 |  | 2700K | 93 | 50000 | Continuously Dimmable |  | 2016-07-11
EATON (formerly Cooper Lighting) | Halo | RA56 | RA5606930NFLWH |  | Indoor | LED | Downlight Recessed | 664 | 9.8 | 67.8 |  | 3000K | 94 | 50000 | Continuously Dimmable |  | 2016-07-11
EATON (formerly Cooper Lighting) | Halo | RA56 | RA5606930WH | ,RA5606930WHC,; ,RA5606930WHR, | Indoor | LED | Downlight Recessed | 692 | 9.9 | 70.3 |  | 3000K | 94 | 50000 | Continuously Dimmable |  | 2016-07-06
EATON (formerly Cooper Lighting) | Halo | LED Retrofit Downlight | RL460WH827 | ,RL460WH827-C,; ,RL460WH827PK, | Indoor | LED | Downlight Solid State Retrofit | 621 | 8.8 | 70.4 |  | 2700K | 83 | 50000 | Continuously Dimmable |  | 2016-07-19
EATON (formerly Cooper Lighting) | Halo | LED Retrofit Downlight | RL460WH830 | LED Retrofit Downlight,RL460WH830 33L672,; LED Retrofit Downlight,RL460WH830-C,; LED Retrofit Downlight,RL460WH830PK, | Indoor | LED | Downlight Solid State Retrofit | 621 | 8.8 | 70.4 |  | 3000K | 83 | 50000 | Continuously Dimmable |  | 2016-07-19
EATON (formerly Cooper Lighting) | PORTFOLIO | 4" Square LED Adjustable Downlight | LDSQA4A 13835 D010TE LAR25NF 4LSQA1H | ,LDSQA4A 13835 D010TE LAR25NF 4LSQA0H,; ,LDSQA4A 13835 D010TE LAR35FL 4LSQAL0H,; ,LDSQA4A 13835 D010TE LAR35FL 4LSQAL1H, | Indoor | LED | Downlight Recessed | 1863 | 22 | 84.8 |  | 3500K | 83 | 72000 | Continuously Dimmable,0-10V Dimming,Wet Location Rated |  | 2016-02-19
EATON (formerly Cooper Lighting) | PORTFOLIO | 4" Square LED Adjustable Downlight | LDSQA4A 13835 D010TE LAR35FL 4LSQA1H | ,LDSQA4A 13835 D010TE LAR35FL 4LSQA0H, | Indoor | LED | Downlight Recessed | 1863 | 22 | 84.8 |  | 3500K | 83 | 72000 | Continuously Dimmable,0-10V Dimming |  | 2016-02-19
EATON (formerly Cooper Lighting) | PORTFOLIO | 4" Square LED Adjustable Downlight | LDSQA4A 13835 D010TR LAR15SP 4LSQA0H | ,LDSQA4A 13835 D010TR LAR15SP 4LSQA1H,; ,LDSQA4A 13835 D010TR LAR25NF 4LSQAL0H,; ,LDSQA4A 13835 D010TR LAR25NF 4LSQAL1H, | Indoor | LED | Downlight Recessed | 1499 | 21.9 | 68.4 |  | 3500K | 83 | 72000 | Continuously Dimmable,0-10V Dimming |  | 2016-02-19
EATON (formerly Cooper Lighting) | PORTFOLIO | 4" Square LED Adjustable Downlight | LDSQA4A 13835 D010TR LAR15SP 4LSQAL0H | ,LDSQA4A 13835 D010TR LAR15SP 4LSQAL1H, | Indoor | LED | Downlight Recessed | 1499 | 21.9 | 68.4 |  | 3500K | 83 | 72000 | Continuously Dimmable,0-10V Dimming,Wet Location Rated |  | 2016-02-19
EATON (formerly Cooper Lighting) | PORTFOLIO | 4" Square LED Adjustable Downlight | LDSQA4A 13835 D010TR LAR25NF 4LSQA1H | ,LDSQA4A 13835 D010TR LAR25NF 4LSQA0H,; ,LDSQA4A 13835 D010TR LAR35FL 4LSQAL0H,; ,LDSQA4A 13835 D010TR LAR35FL 4LSQAL1H, | Indoor | LED | Downlight Recessed | 1863 | 22 | 84.8 |  | 3500K | 83 | 72000 | Continuously Dimmable,0-10V Dimming,Wet Location Rated |  | 2016-02-19
EATON (formerly Cooper Lighting) | PORTFOLIO | 4" Square LED Adjustable Downlight | LDSQA4A 13835 D010TR LAR35FL 4LSQA1H | ,LDSQA4A 13835 D010TR LAR35FL 4LSQA0H, | Indoor | LED | Downlight Recessed | 1863 | 22 | 84.8 |  | 3500K | 83 | 72000 | Continuously Dimmable,0-10V Dimming |  | 2016-02-19
EATON (formerly Cooper Lighting) | PORTFOLIO | 4" Square LED Adjustable Downlight | LDSQA4A 13840 D010TE LAR15SP 4LSQA0H | ,LDSQA4A 13840 D010TE LAR15SP 4LSQA1H, | Indoor | LED | Downlight Recessed | 1499 | 21.9 | 68.4 |  | 4000/4100K | 83 | 72000 | Continuously Dimmable,0-10V Dimming |  | 2016-02-19
EATON (formerly Cooper Lighting) | PORTFOLIO | 4" Square LED Adjustable Downlight | LDSQA4A 13840 D010TE LAR15SP 4LSQAL0H |  | Indoor | LED | Downlight Recessed | 1499 | 21.9 | 68.4 |  | 4000/4100K | 83 | 72000 | Continuously Dimmable,0-10V Dimming,Wet Location Rated |  | 2016-02-19
EATON (formerly Cooper Lighting) | PORTFOLIO | 4" Square LED Adjustable Downlight | LDSQA4A 13840 D010TE LAR15SP 4LSQAL1H |  | Indoor | LED | Downlight Recessed | 1499 | 21.9 | 68.4 |  | 4000/4100K | 83 | 72000 | Continuously Dimmable,0-10V Dimming,Wet Location Rated |  | 2016-02-19
EATON (formerly Cooper Lighting) | PORTFOLIO | 4" Square LED Adjustable Downlight | LDSQA4A 13840 D010TE LAR25NF 4LSQA1H | ,LDSQA4A 13840 D010TE LAR25NF 4LSQA0H,; ,LDSQA4A 13840 D010TE LAR35FL 4LSQAL0H, | Indoor | LED | Downlight Recessed | 1863 | 22 | 84.8 |  | 4000/4100K | 83 | 72000 | Continuously Dimmable,0-10V Dimming,Wet Location Rated |  | 2016-02-19
EATON (formerly Cooper Lighting) | PORTFOLIO | 4" Square LED Adjustable Downlight | LDSQA4A 13840 D010TE LAR25NF 4LSQAL0H | ,LDSQA4A 13840 D010TE LAR35FL 4LSQA0H,; ,LDSQA4A 13840 D010TE LAR35FL 4LSQA1H, | Indoor | LED | Downlight Recessed | 1863 | 22 | 84.8 |  | 4000/4100K | 83 | 72000 | Continuously Dimmable,0-10V Dimming |  | 2016-02-19
EATON (formerly Cooper Lighting) | PORTFOLIO | 4" Square LED Adjustable Downlight | LDSQA4A 13840 D010TE LAR25NF 4LSQAL1H |  | Indoor | LED | Downlight Recessed | 1863 | 22 | 84.8 |  | 4000/4100K | 83 | 72000 | Continuously Dimmable,0-10V Dimming |  | 2016-02-19
EATON (formerly Cooper Lighting) | PORTFOLIO | 4" Square LED Adjustable Downlight | LDSQA4A 13840 D010TE LAR35FL 4LSQAL1H |  | Indoor | LED | Downlight Recessed | 1863 | 22 | 84.8 |  | 4000/4100K | 83 | 72000 | Continuously Dimmable,0-10V Dimming,Wet Location Rated |  | 2016-02-19
EATON (formerly Cooper Lighting) | PORTFOLIO | 4" Square LED Adjustable Downlight | LDSQA4A 13840 D010TR LAR15SP 4LSQA0H | ,LDSQA4A 13840 D010TR LAR15SP 4LSQA1H, | Indoor | LED | Downlight Recessed | 1499 | 21.9 | 68.4 |  | 4000/4100K | 83 | 72000 | Continuously Dimmable,0-10V Dimming |  | 2016-02-19
EATON (formerly Cooper Lighting) | PORTFOLIO | 4" Square LED Adjustable Downlight | LDSQA4A 13840 D010TR LAR15SP 4LSQAL0H | ,LDSQA4A 13840 D010TR LAR15SP 4LSQAL1H, | Indoor | LED | Downlight Recessed | 1499 | 21.9 | 68.4 |  | 4000/4100K | 83 | 72000 | Continuously Dimmable,0-10V Dimming,Wet Location Rated |  | 2016-02-19
EATON (formerly Cooper Lighting) | PORTFOLIO | 4" Square LED Adjustable Downlight | LDSQA4A 13840 D010TR LAR25NF 4LSQA1H | ,LDSQA4A 13840 D010TR LAR25NF 4LSQA0H,; ,LDSQA4A 13840 D010TR LAR35FL 4LSQAL0H,; ,LDSQA4A 13840 D010TR LAR35FL 4LSQAL1H, | Indoor | LED | Downlight Recessed | 1863 | 22 | 84.8 |  | 4000/4100K | 83 | 72000 | Continuously Dimmable,0-10V Dimming,Wet Location Rated |  | 2016-02-19
EATON (formerly Cooper Lighting) | PORTFOLIO | 4" Square LED Adjustable Downlight | LDSQA4A 13840 D010TR LAR25NF 4LSQAL1H | ,LDSQA4A 13840 D010TR LAR25NF 4LSQAL0H,; ,LDSQA4A 13840 D010TR LAR35FL 4LSQA0H,; ,LDSQA4A 13840 D010TR LAR35FL 4LSQA1H, | Indoor | LED | Downlight Recessed | 1863 | 22 | 84.8 |  | 4000/4100K | 83 | 72000 | Continuously Dimmable,0-10V Dimming |  | 2016-02-19
EATON (formerly Cooper Lighting) | PORTFOLIO | 4" Square LED Adjustable Downlight | LDSQA4A 13927 D010TE LAR15SP 4LSQA1H | ,LDSQA4A 13927 D010TE LAR15SP 4LSQA0H,; ,LDSQA4A 13927 D010TE LAR25NF 4LSQAL0H,; ,LDSQA4A 13927 D010TE LAR25NF 4LSQAL1H,; ,LDSQA4A 13927 D010TE LAR35FL 4LSQA0H,; ,LDSQA4A 13927 D010TE LAR35FL 4LSQA1H,; ,LDSQA4A 13927 D010TE LAR35FL 4LSQAL1H, | Indoor | LED | Downlight Recessed | 1212 | 21.9 | 55.4 |  | 2700K | 93 | 72000 | Continuously Dimmable,0-10V Dimming |  | 2016-02-19
EATON (formerly Cooper Lighting) | PORTFOLIO | 4" Square LED Adjustable Downlight | LDSQA4A 13927 D010TE LAR15SP 4LSQAL1H | ,LDSQA4A 13927 D010TE LAR15SP 4LSQAL0H,; ,LDSQA4A 13927 D010TE LAR25NF 4LSQA0H,; ,LDSQA4A 13927 D010TE LAR25NF 4LSQA1H, | Indoor | LED | Downlight Recessed | 1212 | 21.9 | 55.4 |  | 2700K | 93 | 72000 | Continuously Dimmable,0-10V Dimming,Wet Location Rated |  | 2016-02-19
EATON (formerly Cooper Lighting) | PORTFOLIO | 4" Square LED Adjustable Downlight | LDSQA4A 13927 D010TR LAR15SP 4LSQA1H | ,LDSQA4A 13927 D010TR LAR15SP 4LSQA0H,; ,LDSQA4A 13927 D010TR LAR25NF 4LSQAL0H,; ,LDSQA4A 13927 D010TR LAR25NF 4LSQAL1H,; ,LDSQA4A 13927 D010TR LAR35FL 4LSQA0H,; ,LDSQA4A 13927 D010TR LAR35FL 4LSQA1H,; ,LDSQA4A 13927 D010TR LAR35FL 4LSQAL1H, | Indoor | LED | Downlight Recessed | 1212 | 21.9 | 55.4 |  | 2700K | 93 | 72000 | Continuously Dimmable,0-10V Dimming |  | 2016-02-19
EATON (formerly Cooper Lighting) | PORTFOLIO | 4" Square LED Adjustable Downlight | LDSQA4A 13927 D010TR LAR15SP 4LSQAL1H | ,LDSQA4A 13927 D010TR LAR15SP 4LSQAL0H,; ,LDSQA4A 13927 D010TR LAR25NF 4LSQA0H,; ,LDSQA4A 13927 D010TR LAR25NF 4LSQA1H, | Indoor | LED | Downlight Recessed | 1212 | 21.9 | 55.4 |  | 2700K | 93 | 72000 | Continuously Dimmable,0-10V Dimming,Wet Location Rated |  | 2016-02-19
EATON (formerly Cooper Lighting) | PORTFOLIO | 4" Square LED Adjustable Downlight | LDSQA4A 13930 D010TE LAR15SP 4LSQA1H | ,LDSQA4A 13930 D010TE LAR15SP 4LSQA0H,; ,LDSQA4A 13930 D010TE LAR25NF 4LSQAL0H,; ,LDSQA4A 13930 D010TE LAR25NF 4LSQAL1H,; ,LDSQA4A 13930 D010TE LAR35FL 4LSQA0H,; ,LDSQA4A 13930 D010TE LAR35FL 4LSQA1H, | Indoor | LED | Downlight Recessed | 1212 | 21.9 | 55.4 |  | 3000K | 93 | 72000 | Continuously Dimmable,0-10V Dimming |  | 2016-02-19
EATON (formerly Cooper Lighting) | PORTFOLIO | 4" Square LED Adjustable Downlight | LDSQA4A 13930 D010TE LAR15SP 4LSQAL1H | ,LDSQA4A 13930 D010TE LAR15SP 4LSQAL0H,; ,LDSQA4A 13930 D010TE LAR25NF 4LSQA0H,; ,LDSQA4A 13930 D010TE LAR25NF 4LSQA1H,; ,LDSQA4A 13930 D010TE LAR35FL 4LSQAL0H,; ,LDSQA4A 13930 D010TE LAR35FL 4LSQAL1H, | Indoor | LED | Downlight Recessed | 1212 | 21.9 | 55.4 |  | 3000K | 93 | 72000 | Continuously Dimmable,0-10V Dimming,Wet Location Rated |  | 2016-02-19
EATON (formerly Cooper Lighting) | PORTFOLIO | 4" Square LED Adjustable Downlight | LDSQA4A 13930 D010TR LAR15SP 4LSQA1H | ,LDSQA4A 13930 D010TR LAR15SP 4LSQA0H,; ,LDSQA4A 13930 D010TR LAR25NF 4LSQAL0H,; ,LDSQA4A 13930 D010TR LAR25NF 4LSQAL1H,; ,LDSQA4A 13930 D010TR LAR35FL 4LSQA0H,; ,LDSQA4A 13930 D010TR LAR35FL 4LSQA1H, | Indoor | LED | Downlight Recessed | 1212 | 21.9 | 55.4 |  | 3000K | 93 | 72000 | Continuously Dimmable,0-10V Dimming |  | 2016-02-19
EATON (formerly Cooper Lighting) | PORTFOLIO | 4" Square LED Adjustable Downlight | LDSQA4A 13930 D010TR LAR15SP 4LSQAL1H | ,LDSQA4A 13930 D010TR LAR15SP 4LSQAL0H,; ,LDSQA4A 13930 D010TR LAR25NF 4LSQA0H,; ,LDSQA4A 13930 D010TR LAR25NF 4LSQA1H,; ,LDSQA4A 13930 D010TR LAR35FL 4LSQAL0H,; ,LDSQA4A 13930 D010TR LAR35FL 4LSQAL1H, | Indoor | LED | Downlight Recessed | 1212 | 21.9 | 55.4 |  | 3000K | 93 | 72000 | Continuously Dimmable,0-10V Dimming,Wet Location Rated |  | 2016-02-19
EATON (formerly Cooper Lighting) | PORTFOLIO | 4" Square LED Adjustable Downlight | LDSQA4A 13935 D010TE LAR15SP 4LSQA1H | ,LDSQA4A 13935 D010TE LAR15SP 4LSQA0H,; ,LDSQA4A 13935 D010TE LAR25NF 4LSQAL0H,; ,LDSQA4A 13935 D010TE LAR25NF 4LSQAL1H,; ,LDSQA4A 13935 D010TE LAR35FL 4LSQA0H,; ,LDSQA4A 13935 D010TE LAR35FL 4LSQA1H, | Indoor | LED | Downlight Recessed | 1212 | 21.9 | 55.4 |  | 3500K | 92 | 72000 | Continuously Dimmable,0-10V Dimming |  | 2016-02-19
EATON (formerly Cooper Lighting) | PORTFOLIO | 4" Square LED Adjustable Downlight | LDSQA4A 13935 D010TE LAR15SP 4LSQAL1H | ,LDSQA4A 13935 D010TE LAR15SP 4LSQAL0H,; ,LDSQA4A 13935 D010TE LAR25NF 4LSQA0H,; ,LDSQA4A 13935 D010TE LAR25NF 4LSQA1H,; ,LDSQA4A 13935 D010TE LAR35FL 4LSQAL0H,; ,LDSQA4A 13935 D010TE LAR35FL 4LSQAL1H, | Indoor | LED | Downlight Recessed | 1212 | 21.9 | 55.4 |  | 3500K | 92 | 72000 | Continuously Dimmable,0-10V Dimming,Wet Location Rated |  | 2016-02-19
EATON (formerly Cooper Lighting) | PORTFOLIO | 4" Square LED Adjustable Downlight | LDSQA4A 13935 D010TR LAR15SP 4LSQA1H | ,LDSQA4A 13935 D010TR LAR15SP 4LSQA0H,; ,LDSQA4A 13935 D010TR LAR25NF 4LSQAL0H,; ,LDSQA4A 13935 D010TR LAR25NF 4LSQAL1H,; ,LDSQA4A 13935 D010TR LAR35FL 4LSQA0H,; ,LDSQA4A 13935 D010TR LAR35FL 4LSQA1H, | Indoor | LED | Downlight Recessed | 1212 | 21.9 | 55.4 |  | 3500K | 92 | 72000 | Continuously Dimmable,0-10V Dimming |  | 2016-02-19
EATON (formerly Cooper Lighting) | PORTFOLIO | 6" Medium Beam Recessed LED Downlight | LD6A20D010TE ERM6A20827 6LM1H | ,LD6A20D010TE ERM6A20827 6LMxxx,; ,LD6A20D010TE ERM6A20830 6LMxxx,; ,LD6A20D010TE ERM6A20835 6LMxxx,; ,LD6A20D010TE ERM6A20840 6LMxxx,; ,LD6ACP20D010TE ERM6A20827CP 6LMxxx,; ,LD6ACP20D010TE ERM6A20830CP 6LMxxx,; ,LD6ACP20D010TE ERM6A20835CP 6LMxxx,; ,LD6ACP20D010TE ERM6A20840CP 6LMxxx,; ,LD6AR20D010TE ERM6A20827 6LMxxx,; ,LD6AR20D010TE ERM6A20830 6LMxxx,; ,LD6AR20D010TE ERM6A20835 6LMxxx,; ,LD6AR20D010TE ERM6A20840 6LMxxx,; ,LD6ARCP20D010TE ERM6A20827CP 6LMxxx,; ,LD6ARCP20D010TE ERM6A20830CP 6LMxxx,; ,LD6ARCP20D010TE ERM6A20835CP 6LMxxx,; ,LD6ARCP20D010TE ERM6A20840CP 6LMxxx, | Indoor/Outdoor | LED | Downlight Recessed | 1934 | 32.2 | 60.1 |  | 2700K | 82 | 50000 | Continuously Dimmable,0-10V Dimming |  | 2016-08-24
EATON (formerly Cooper Lighting) | PORTFOLIO | 6" Wide Beam Recessed LED Downlight | LD6A20D010TE ERW6A20930D2W 6LW1LI | ,LD6A20D010TE ERW6A20930D2W 6LWxxx,; ,LD6A20D010TR ERW6A20930D2W 6LWxxx,; ,LD6ACP20D010TE ERW6A20930D2WCP 6LWxxx,; ,LD6ACP20D010TR ERW6A20930D2WCP 6LWxxx,; ,LD6AR20D010TE ERW6A20930D2W 6LWxxx,; ,LD6AR20D010TR ERW6A20930D2W 6LWxxx,; ,LD6ARCP20D010TE ERW6A20930D2WCP 6LWxxx,; ,LD6ARCP20D010TR ERW6A20930D2WCP 6LWxxx, | Indoor | LED | Downlight Recessed | 2007 | 32.7 | 61.4 |  | 3000K | 93 | 50000 | Continuously Dimmable | xxx are wild cards for the following trims: 0LI, 1LI | 2016-06-28
EATON (formerly Cooper Lighting) | PORTFOLIO | 4" Square Recessed LED Downlight | LDSQ4A09D010TE ESQ4A09930D2W 4LSQ1H | ,LDSQ4A09D010TE ESQ4A09930D2W 4LSQxxx,; ,LDSQ4A09D010TR ESQ4A09930D2W 4LSQxxx,; ,LDSQ4ACP09D010TE ESQ4A09A930D2WCP 4LSQxxx,; ,LDSQ4ACP09D010TR ESQ4A09A930D2WCP 4LSQxxx,; ,LDSQ4AR09D010TE ESQ4A09A930D2W 4LSQxxx,; ,LDSQ4AR09D010TR ESQ4A09A930D2W 4LSQxxx,; ,LDSQ4ARCP09D010TE ESQ4A09930D2WCP 4LSQxxx,; ,LDSQ4ARCP09D010TR ESQ4A09930D2WCP 4LSQxxx, | Indoor | LED | Downlight Recessed | 841 | 13.6 | 61.9 |  | 3000K | 92 | 50000 | Warm Dimming | xxx in the model number are wild cards for the following trims: 0H, 0LI, 1H, 1LI | 2016-07-13
EATON (formerly Cooper Lighting) | PORTFOLIO | 6" Square Recessed LED Downlight | LDSQ6A10D010TE ESQ6A10827 6LSQxxx | ,LDSQ6A10D010TE ESQ6A10830 6LSQxxx,; ,LDSQ6A10D010TE ESQ6A10835 6LSQxxx,; ,LDSQ6A10D010TE ESQ6A10840 6LSQxxx,; ,LDSQ6ACP10D010TE ESQ6A10827CP 6LSQxxx,; ,LDSQ6ACP10D010TE ESQ6A10830CP 6LSQxxx,; ,LDSQ6ACP10D010TE ESQ6A10835CP 6LSQxxx,; ,LDSQ6ACP10D010TE ESQ6A10840CP 6LSQxxx, | Indoor/Outdoor | LED | Downlight Recessed | 901 | 14.5 | 62.1 |  | 2700K | 82 | 50000 | Continuously Dimmable | xxx are wild cards for the following trims: 0H, 0LI, 1H, 1LI | 2016-08-08
EATON (formerly Cooper Lighting) | PORTFOLIO | 6" Square Recessed LED Downlight | LDSQ6A10D010TE ESQ6A10930D2W 6LSQ1H | ,LDSQ6A10D010TE ESQ6A10930D2W 6LSQxxx,; ,LDSQ6A10D010TR ESQ6A10930D2W 6LSQxxx,; ,LDSQ6ACP10D010TE ESQ6A10930D2WCP 6LSQxxx,; ,LDSQ6ACP10D010TR ESQ6A10930D2WCP 6LSQxxx,; ,LDSQ6AR10D010TE ESQ6A10930D2W 6LSQxxx,; ,LDSQ6AR10D010TR ESQ6A10930D2W 6LSQxxx,; ,LDSQ6ARCP10D010TE ESQ6A10930D2WCP 6LSQxxx,; ,LDSQ6ARCP10D010TR ESQ6A10930D2WCP 6LSQxxx, | Indoor | LED | Downlight Recessed | 819 | 13.7 | 59.8 |  | 3000K | 93 | 50000 | Warm Dimming | xxx in the model number are wild cards for the following trims: 0H, 0LI, 1H, 1LI | 2016-07-13
EATON (formerly Cooper Lighting) | PORTFOLIO | 6" Square Recessed LED Downlight | LDSQ6A15D010TE ESQ6A15827 6LSQxxx | ,LDSQ6A15D010TE ESQ6A15827 6LSQxxx,; ,LDSQ6A15D010TE ESQ6A15830 6LSQxxx,; ,LDSQ6A15D010TE ESQ6A15835 6LSQxxx,; ,LDSQ6A15D010TE ESQ6A15840 6LSQxxx,; ,LDSQ6ACP15D010TE ESQ6A15827CP 6LSQxxx,; ,LDSQ6ACP15D010TE ESQ6A15830CP 6LSQxxx,; ,LDSQ6ACP15D010TE ESQ6A15835CP 6LSQxxx,; ,LDSQ6ACP15D010TE ESQ6A15840CP 6LSQxxx, | Indoor/Outdoor | LED | Downlight Recessed | 1342 | 21.8 | 61.6 |  | 2700K | 82 | 50000 | 0-10V Dimming | xxx are wild cards for the following trims: 0H, 0LI, 1H, 1LI | 2016-08-08
EATON (formerly Cooper Lighting) | PORTFOLIO | 6" Square Recessed LED Downlight | LDSQ6A15D010TE ESQ6A15930D2W 6LSQ1LI | ,LDSQ6A15D010TE ESQ6A15930D2W 6LSQxxx,; ,LDSQ6A15D010TR ESQ6A15930D2W 6LSQxxx,; ,LDSQ6ACP15D010TE ESQ6A15930D2WCP 6LSQxxx,; ,LDSQ6ACP15D010TR ESQ6A15930D2WCP 6LSQxxx,; ,LDSQ6AR15D010TE ESQ6A15930D2W 6LSQxxx,; ,LDSQ6AR15D010TR ESQ6A15930D2W 6LSQxxx,; ,LDSQ6ARCP15D010TE ESQ6A15930D2WCP 6LSQxxx,; ,LDSQ6ARCP15D010TR ESQ6A15930D2WCP 6LSQxxx, | Indoor | LED | Downlight Recessed | 1549 | 22.1 | 70.1 |  | 3000K | 92 | 50000 | Continuously Dimmable | xxx in the model number are wild cards for the following trims: 0LI, 1LI | 2016-07-13
EATON (formerly Cooper Lighting) | PORTFOLIO | 6" Square Recessed LED Downlight | LDSQ6A20D010TE ESQ6A20827 6LSQxxx | ,LDSQ6A20D010TE ESQ6A20830 6LSQxxx,; ,LDSQ6A20D010TE ESQ6A20835 6LSQxxx,; ,LDSQ6A20D010TE ESQ6A20840 6LSQxxx,; ,LDSQ6ACP09D010TE ESQ6A20840CP 6LSQxxx,; ,LDSQ6ACP20D010TE ESQ6A20827CP 6LSQxxx,; ,LDSQ6ACP20D010TE ESQ6A20830CP 6LSQxxx,; ,LDSQ6ACP20D010TE ESQ6A20835CP 6LSQxxx, | Indoor/Outdoor | LED | Downlight Recessed | 2012 | 32.2 | 62.5 |  | 2700K | 82 | 50000 | 0-10V Dimming | xxx are wild cards for the following trims: 0H, 0LI, 1H, 1LI | 2016-08-08
EATON (formerly Cooper Lighting) | PORTFOLIO | 6" Square Recessed LED Downlight | LDSQ6A20D010TE ESQ6A20930D2W 6LSQ1LI | ,LDSQ6A20D010TE ESQ6A20930D2W 6LSQxxx,; ,LDSQ6A20D010TR ESQ6A20930D2W 6LSQxxx,; ,LDSQ6ACP20D010TE ESQ6A20930D2WCP 6LSQxxx,; ,LDSQ6ACP20D010TR ESQ6A20930D2WCP 6LSQxxx,; ,LDSQ6AR20D010TE ESQ6A20930D2W 6LSQxxx,; ,LDSQ6AR20D010TR ESQ6A20930D2W 6LSQxxx,; ,LDSQ6ARCP20D010TE ESQ6A20930D2WCP 6LSQxxx,; ,LDSQ6ARCP20D010TR ESQ6A20930D2WCP 6LSQxxx, | Indoor | LED | Downlight Recessed | 1819 | 32.6 | 55.8 |  | 3000K | 93 | 50000 | Warm Dimming | xxx are wild cards for the following trims: 0LI, 1LI | 2016-07-12
EATON (formerly Cooper Lighting) | PORTFOLIO | 4" Square LED Adjustable Downlight | LDSQA4A 09827 D010TE LAR15SP 4LSQA0H | ,LDSQA4A 09827 D010TE LAR15SP 4LSQA1H,; ,LDSQA4A 09827 D010TE LAR25NF 4LSQAL0H,; ,LDSQA4A 09827 D010TE LAR25NF 4LSQAL1H,; ,LDSQA4A 09827 D010TE LAR35FL 4LSQA0H,; ,LDSQA4A 09827 D010TE LAR35FL 4LSQA1H, | Indoor | LED | Downlight Recessed | 1020 | 13.9 | 73.4 |  | 2700K | 81 | 72000 | Continuously Dimmable,0-10V Dimming |  | 2016-02-19
EATON (formerly Cooper Lighting) | PORTFOLIO | 4" Square LED Adjustable Downlight | LDSQA4A 09827 D010TE LAR15SP 4LSQAL0H | ,LDSQA4A 09827 D010TE LAR15SP 4LSQAL1H,; ,LDSQA4A 09827 D010TE LAR25NF 4LSQA0H,; ,LDSQA4A 09827 D010TE LAR25NF 4LSQA1H,; ,LDSQA4A 09827 D010TE LAR35FL 4LSQAL0H,; ,LDSQA4A 09827 D010TE LAR35FL 4LSQAL1H, | Indoor | LED | Downlight Recessed | 1020 | 13.9 | 73.4 |  | 2700K | 81 | 72000 | Continuously Dimmable,0-10V Dimming,Wet Location Rated |  | 2016-02-19
EATON (formerly Cooper Lighting) | PORTFOLIO | 4" Square LED Adjustable Downlight | LDSQA4A 09827 D010TR LAR15SP 4LSQA0H | ,LDSQA4A 09827 D010TR LAR15SP 4LSQA1H,; ,LDSQA4A 09827 D010TR LAR25NF 4LSQAL0H,; ,LDSQA4A 09827 D010TR LAR25NF 4LSQAL1H,; ,LDSQA4A 09827 D010TR LAR35FL 4LSQA0H,; ,LDSQA4A 09827 D010TR LAR35FL 4LSQA1H, | Indoor | LED | Downlight Recessed | 1020 | 13.9 | 73.4 |  | 2700K | 81 | 72000 | Continuously Dimmable,0-10V Dimming |  | 2016-02-19
EATON (formerly Cooper Lighting) | PORTFOLIO | 4" Square LED Adjustable Downlight | LDSQA4A 09827 D010TR LAR15SP 4LSQAL0H | ,LDSQA4A 09827 D010TR LAR15SP 4LSQAL1H,; ,LDSQA4A 09827 D010TR LAR25NF 4LSQA0H,; ,LDSQA4A 09827 D010TR LAR25NF 4LSQA1H,; ,LDSQA4A 09827 D010TR LAR35FL 4LSQAL0H,; ,LDSQA4A 09827 D010TR LAR35FL 4LSQAL1H, | Indoor | LED | Downlight Recessed | 1020 | 13.9 | 73.4 |  | 2700K | 81 | 72000 | Continuously Dimmable,0-10V Dimming,Wet Location Rated |  | 2016-02-19
EATON (formerly Cooper Lighting) | PORTFOLIO | 4" Square LED Adjustable Downlight | LDSQA4A 09830 D010TE LAR15SP 4LSQA0H | ,LDSQA4A 09830 D010TE LAR15SP 4LSQA1H,; ,LDSQA4A 09830 D010TE LAR25NF 4LSQAL0H,; ,LDSQA4A 09830 D010TE LAR25NF 4LSQAL1H,; ,LDSQA4A 09830 D010TE LAR35FL 4LSQA0H,; ,LDSQA4A 09830 D010TE LAR35FL 4LSQA1H, | Indoor | LED | Downlight Recessed | 1020 | 13.9 | 73.4 |  | 3000K | 83 | 72000 | Continuously Dimmable,0-10V Dimming |  | 2016-02-19
EATON (formerly Cooper Lighting) | PORTFOLIO | 4" Square LED Adjustable Downlight | LDSQA4A 09830 D010TE LAR15SP 4LSQAL0H | ,LDSQA4A 09830 D010TE LAR15SP 4LSQAL1H,; ,LDSQA4A 09830 D010TE LAR25NF 4LSQA0H,; ,LDSQA4A 09830 D010TE LAR25NF 4LSQA1H,; ,LDSQA4A 09830 D010TE LAR35FL 4LSQAL0H,; ,LDSQA4A 09830 D010TE LAR35FL 4LSQAL1H, | Indoor | LED | Downlight Recessed | 1020 | 13.9 | 73.4 |  | 3000K | 83 | 72000 | Continuously Dimmable,0-10V Dimming,Wet Location Rated |  | 2016-02-19
EATON (formerly Cooper Lighting) | PORTFOLIO | 4" Square LED Adjustable Downlight | LDSQA4A 09830 D010TR LAR15SP 4LSQA0H | ,LDSQA4A 09830 D010TR LAR15SP 4LSQA1H,; ,LDSQA4A 09830 D010TR LAR25NF 4LSQAL0H,; ,LDSQA4A 09830 D010TR LAR25NF 4LSQAL1H,; ,LDSQA4A 09830 D010TR LAR35FL 4LSQA0H,; ,LDSQA4A 09830 D010TR LAR35FL 4LSQA1H, | Indoor | LED | Downlight Recessed | 1020 | 13.9 | 73.4 |  | 3000K | 83 | 72000 | Continuously Dimmable,0-10V Dimming |  | 2016-02-19
EATON (formerly Cooper Lighting) | PORTFOLIO | 4" Square LED Adjustable Downlight | LDSQA4A 09830 D010TR LAR15SP 4LSQAL0H | ,LDSQA4A 09830 D010TR LAR15SP 4LSQAL1H,; ,LDSQA4A 09830 D010TR LAR25NF 4LSQA0H,; ,LDSQA4A 09830 D010TR LAR25NF 4LSQA1H,; ,LDSQA4A 09830 D010TR LAR35FL 4LSQAL0H,; ,LDSQA4A 09830 D010TR LAR35FL 4LSQAL1H, | Indoor | LED | Downlight Recessed | 1020 | 13.9 | 73.4 |  | 3000K | 83 | 72000 | Continuously Dimmable,0-10V Dimming,Wet Location Rated |  | 2016-02-19
EATON (formerly Cooper Lighting) | PORTFOLIO | 4" Square LED Adjustable Downlight | LDSQA4A 09835 D010TE LAR15SP 4LSQAL0H | ,LDSQA4A 09835 D010TE LAR15SP 4LSQAL1H, | Indoor | LED | Downlight Recessed | 1020 | 13.9 | 73.4 |  | 3500K | 83 | 72000 | Continuously Dimmable,0-10V Dimming,Wet Location Rated |  | 2016-02-19
EATON (formerly Cooper Lighting) | PORTFOLIO | 4" Square LED Adjustable Downlight | LDSQA4A 09835 D010TE LAR25NF 4LSQA0H | ,LDSQA4A 09835 D010TE LAR25NF 4LSQA1H,; ,LDSQA4A 09835 D010TE LAR35FL 4LSQAL0H,; ,LDSQA4A 09835 D010TE LAR35FL 4LSQAL1H, | Indoor | LED | Downlight Recessed | 1258 | 13.9 | 90.3 |  | 3500K | 83 | 72000 | Continuously Dimmable,0-10V Dimming,Wet Location Rated |  | 2016-02-19
EATON (formerly Cooper Lighting) | PORTFOLIO | 4" Square LED Adjustable Downlight | LDSQA4A 09835 D010TE LAR35FL 4LSQA0H | ,LDSQA4A 09835 D010TE LAR35FL 4LSQA1H, | Indoor | LED | Downlight Recessed | 1258 | 13.9 | 90.3 |  | 3500K | 83 | 72000 | Continuously Dimmable,0-10V Dimming |  | 2016-02-19
EATON (formerly Cooper Lighting) | PORTFOLIO | 4" Square LED Adjustable Downlight | LDSQA4A 09835 D010TR LAR15SP 4LSQA0H | ,LDSQA4A 09835 D010TR LAR15SP 4LSQA1H,; ,LDSQA4A 09835 D010TR LAR25NF 4LSQAL0H,; ,LDSQA4A 09835 D010TR LAR25NF 4LSQAL1H, | Indoor | LED | Downlight Recessed | 1020 | 13.9 | 73.4 |  | 3500K | 83 | 72000 | Continuously Dimmable,0-10V Dimming |  | 2016-02-19
EATON (formerly Cooper Lighting) | PORTFOLIO | 4" Square LED Adjustable Downlight | LDSQA4A 09835 D010TR LAR15SP 4LSQAL0H | ,LDSQA4A 09835 D010TR LAR15SP 4LSQAL1H, | Indoor | LED | Downlight Recessed | 1020 | 13.9 | 73.4 |  | 3500K | 83 | 72000 | Continuously Dimmable,0-10V Dimming,Wet Location Rated |  | 2016-02-19
EATON (formerly Cooper Lighting) | PORTFOLIO | 4" Square LED Adjustable Downlight | LDSQA4A 09835 D010TR LAR25NF 4LSQA0H | ,LDSQA4A 09835 D010TR LAR25NF 4LSQA1H,; ,LDSQA4A 09835 D010TR LAR35FL 4LSQAL0H,; ,LDSQA4A 09835 D010TR LAR35FL 4LSQAL1H, | Indoor | LED | Downlight Recessed | 1258 | 13.9 | 90.3 |  | 3500K | 83 | 72000 | Continuously Dimmable,0-10V Dimming,Wet Location Rated |  | 2016-02-19
EATON (formerly Cooper Lighting) | PORTFOLIO | 4" Square LED Adjustable Downlight | LDSQA4A 09835 D010TR LAR35FL 4LSQA0H | ,LDSQA4A 09835 D010TR LAR35FL 4LSQA1H, | Indoor | LED | Downlight Recessed | 1258 | 13.9 | 90.3 |  | 3500K | 83 | 72000 | Continuously Dimmable,0-10V Dimming |  | 2016-02-19
EATON (formerly Cooper Lighting) | PORTFOLIO | 4" Square LED Adjustable Downlight | LDSQA4A 09840 D010TE LAR15SP 4LSQA0H | ,LDSQA4A 09840 D010TE LAR15SP 4LSQA1H, | Indoor | LED | Downlight Recessed | 1020 | 13.9 | 73.4 |  | 4000/4100K | 83 | 72000 | Continuously Dimmable,0-10V Dimming |  | 2016-02-19
EATON (formerly Cooper Lighting) | PORTFOLIO | 4" Square LED Adjustable Downlight | LDSQA4A 09840 D010TE LAR15SP 4LSQAL0H |  | Indoor | LED | Downlight Recessed | 1020 | 13.9 | 73.4 |  | 4000/4100K | 83 | 72000 | Continuously Dimmable,0-10V Dimming,Wet Location Rated |  | 2016-02-19
EATON (formerly Cooper Lighting) | PORTFOLIO | 4" Square LED Adjustable Downlight | LDSQA4A 09840 D010TE LAR15SP 4LSQAL1H | ,LDSQA4A 09835 D010TE LAR15SP 4LSQA0H,; ,LDSQA4A 09835 D010TE LAR15SP 4LSQA1H,; ,LDSQA4A 09835 D010TE LAR25NF 4LSQAL0H,; ,LDSQA4A 09835 D010TE LAR25NF 4LSQAL1H, | Indoor | LED | Downlight Recessed | 1020 | 13.9 | 73.4 |  | 4000/4100K | 83 | 72000 | Continuously Dimmable,0-10V Dimming,Wet Location Rated |  | 2016-02-19
EATON (formerly Cooper Lighting) | PORTFOLIO | 4" Square LED Adjustable Downlight | LDSQA4A 09840 D010TE LAR25NF 4LSQA0H | ,LDSQA4A 09840 D010TE LAR25NF 4LSQA1H,; ,LDSQA4A 09840 D010TE LAR35FL 4LSQAL0H, | Indoor | LED | Downlight Recessed | 1258 | 13.9 | 90.3 |  | 4000/4100K | 83 | 72000 | Continuously Dimmable,0-10V Dimming,Wet Location Rated |  | 2016-02-19
EATON (formerly Cooper Lighting) | PORTFOLIO | 4" Square LED Adjustable Downlight | LDSQA4A 09840 D010TE LAR25NF 4LSQAL0H | ,LDSQA4A 09840 D010TE LAR35FL 4LSQA0H,; ,LDSQA4A 09840 D010TE LAR35FL 4LSQA1H, | Indoor | LED | Downlight Recessed | 1258 | 13.9 | 90.3 |  | 4000/4100K | 83 | 72000 | Continuously Dimmable,0-10V Dimming |  | 2016-02-19
EATON (formerly Cooper Lighting) | PORTFOLIO | 4" Square LED Adjustable Downlight | LDSQA4A 09840 D010TE LAR25NF 4LSQAL1H |  | Indoor | LED | Downlight Recessed | 1258 | 13.9 | 90.3 |  | 4000/4100K | 83 | 72000 | Continuously Dimmable,0-10V Dimming |  | 2016-02-19
EATON (formerly Cooper Lighting) | PORTFOLIO | 4" Square LED Adjustable Downlight | LDSQA4A 09840 D010TE LAR35FL 4LSQAL1H |  | Indoor | LED | Downlight Recessed | 1258 | 13.9 | 90.3 |  | 4000/4100K | 83 | 72000 | Continuously Dimmable,0-10V Dimming,Wet Location Rated |  | 2016-02-19
EATON (formerly Cooper Lighting) | PORTFOLIO | 4" Square LED Adjustable Downlight | LDSQA4A 09840 D010TR LAR15SP 4LSQA0H | ,LDSQA4A 09840 D010TR LAR15SP 4LSQA1H, | Indoor | LED | Downlight Recessed | 1020 | 13.9 | 73.4 |  | 4000/4100K | 83 | 72000 | Continuously Dimmable,0-10V Dimming |  | 2016-02-19
EATON (formerly Cooper Lighting) | PORTFOLIO | 4" Square LED Adjustable Downlight | LDSQA4A 09840 D010TR LAR15SP 4LSQAL0H | ,LDSQA4A 09840 D010TR LAR15SP 4LSQAL1H, | Indoor | LED | Downlight Recessed | 1020 | 13.9 | 73.4 |  | 4000/4100K | 83 | 72000 | Continuously Dimmable,0-10V Dimming,Wet Location Rated |  | 2016-02-19
EATON (formerly Cooper Lighting) | PORTFOLIO | 4" Square LED Adjustable Downlight | LDSQA4A 09840 D010TR LAR25NF 4LSQA0H | ,LDSQA4A 09840 D010TR LAR25NF 4LSQA1H,; ,LDSQA4A 09840 D010TR LAR35FL 4LSQAL0H,; ,LDSQA4A 09840 D010TR LAR35FL 4LSQAL1H, | Indoor | LED | Downlight Recessed | 1258 | 13.9 | 90.3 |  | 4000/4100K | 83 | 72000 | Continuously Dimmable,0-10V Dimming,Wet Location Rated |  | 2016-02-19
EATON (formerly Cooper Lighting) | PORTFOLIO | 4" Square LED Adjustable Downlight | LDSQA4A 09840 D010TR LAR25NF 4LSQAL0H | ,LDSQA4A 09840 D010TR LAR25NF 4LSQAL1H,; ,LDSQA4A 09840 D010TR LAR35FL 4LSQA0H,; ,LDSQA4A 09840 D010TR LAR35FL 4LSQA1H, | Indoor | LED | Downlight Recessed | 1258 | 13.9 | 90.3 |  | 4000/4100K | 83 | 72000 | Continuously Dimmable,0-10V Dimming |  | 2016-02-19
EATON (formerly Cooper Lighting) | PORTFOLIO | 4" Square LED Adjustable Downlight | LDSQA4A 09927 D010TE LAR15SP 4LSQA0H | ,LDSQA4A 09927 D010TE LAR15SP 4LSQA1H,; ,LDSQA4A 09927 D010TE LAR25NF 4LSQAL0H,; ,LDSQA4A 09927 D010TE LAR25NF 4LSQAL1H,; ,LDSQA4A 09927 D010TE LAR35FL 4LSQA0H,; ,LDSQA4A 09927 D010TE LAR35FL 4LSQA1H,; ,LDSQA4A 09927 D010TE LAR35FL 4LSQAL1H, | Indoor | LED | Downlight Recessed | 823 | 13.9 | 59.3 |  | 2700K | 93 | 72000 | Continuously Dimmable,0-10V Dimming |  | 2016-02-19
EATON (formerly Cooper Lighting) | PORTFOLIO | 4" Square LED Adjustable Downlight | LDSQA4A 09927 D010TE LAR15SP 4LSQAL0H | ,LDSQA4A 09927 D010TE LAR15SP 4LSQAL1H,; ,LDSQA4A 09927 D010TE LAR25NF 4LSQA0H,; ,LDSQA4A 09927 D010TE LAR25NF 4LSQA1H, | Indoor | LED | Downlight Recessed | 823 | 13.9 | 59.3 |  | 2700K | 93 | 72000 | Continuously Dimmable,0-10V Dimming,Wet Location Rated |  | 2016-02-19
EATON (formerly Cooper Lighting) | PORTFOLIO | 4" Square LED Adjustable Downlight | LDSQA4A 09927 D010TR LAR15SP 4LSQA0H | ,LDSQA4A 09927 D010TR LAR15SP 4LSQA1H,; ,LDSQA4A 09927 D010TR LAR25NF 4LSQAL0H,; ,LDSQA4A 09927 D010TR LAR25NF 4LSQAL1H,; ,LDSQA4A 09927 D010TR LAR35FL 4LSQA0H,; ,LDSQA4A 09927 D010TR LAR35FL 4LSQA1H,; ,LDSQA4A 09927 D010TR LAR35FL 4LSQAL1H, | Indoor | LED | Downlight Recessed | 823 | 13.9 | 59.3 |  | 2700K | 93 | 72000 | Continuously Dimmable,0-10V Dimming |  | 2016-02-19
EATON (formerly Cooper Lighting) | PORTFOLIO | 4" Square LED Adjustable Downlight | LDSQA4A 09927 D010TR LAR15SP 4LSQAL0H | ,LDSQA4A 09927 D010TR LAR15SP 4LSQAL1H,; ,LDSQA4A 09927 D010TR LAR25NF 4LSQA0H,; ,LDSQA4A 09927 D010TR LAR25NF 4LSQA1H, | Indoor | LED | Downlight Recessed | 823 | 13.9 | 59.3 |  | 2700K | 93 | 72000 | Continuously Dimmable,0-10V Dimming,Wet Location Rated |  | 2016-02-19
EATON (formerly Cooper Lighting) | PORTFOLIO | 4" Square LED Adjustable Downlight | LDSQA4A 09930 D010TE LAR15SP 4LSQA0H | ,LDSQA4A 09930 D010TE LAR15SP 4LSQA1H,; ,LDSQA4A 09930 D010TE LAR25NF 4LSQAL0H,; ,LDSQA4A 09930 D010TE LAR25NF 4LSQAL1H,; ,LDSQA4A 09930 D010TE LAR35FL 4LSQA0H,; ,LDSQA4A 09930 D010TE LAR35FL 4LSQA1H, | Indoor | LED | Downlight Recessed | 823 | 13.9 | 59.3 |  | 3000K | 93 | 72000 | Continuously Dimmable,0-10V Dimming |  | 2016-02-19
EATON (formerly Cooper Lighting) | PORTFOLIO | 4" Square LED Adjustable Downlight | LDSQA4A 09930 D010TE LAR15SP 4LSQAL0H | ,LDSQA4A 09930 D010TE LAR15SP 4LSQAL1H,; ,LDSQA4A 09930 D010TE LAR25NF 4LSQA0H,; ,LDSQA4A 09930 D010TE LAR25NF 4LSQA1H,; ,LDSQA4A 09930 D010TE LAR35FL 4LSQAL0H,; ,LDSQA4A 09930 D010TE LAR35FL 4LSQAL1H, | Indoor | LED | Downlight Recessed | 823 | 13.9 | 59.3 |  | 3000K | 93 | 72000 | Continuously Dimmable,0-10V Dimming,Wet Location Rated |  | 2016-02-19
EATON (formerly Cooper Lighting) | PORTFOLIO | 4" Square LED Adjustable Downlight | LDSQA4A 09930 D010TR LAR15SP 4LSQA0H | ,LDSQA4A 09930 D010TR LAR15SP 4LSQA1H,; ,LDSQA4A 09930 D010TR LAR25NF 4LSQAL0H,; ,LDSQA4A 09930 D010TR LAR25NF 4LSQAL1H,; ,LDSQA4A 09930 D010TR LAR35FL 4LSQA0H,; ,LDSQA4A 09930 D010TR LAR35FL 4LSQA1H, | Indoor | LED | Downlight Recessed | 823 | 13.9 | 59.3 |  | 3000K | 93 | 72000 | Continuously Dimmable,0-10V Dimming |  | 2016-02-19
EATON (formerly Cooper Lighting) | PORTFOLIO | 4" Square LED Adjustable Downlight | LDSQA4A 09930 D010TR LAR15SP 4LSQAL0H | ,LDSQA4A 09930 D010TR LAR15SP 4LSQAL1H,; ,LDSQA4A 09930 D010TR LAR25NF 4LSQA0H,; ,LDSQA4A 09930 D010TR LAR25NF 4LSQA1H,; ,LDSQA4A 09930 D010TR LAR35FL 4LSQAL0H,; ,LDSQA4A 09930 D010TR LAR35FL 4LSQAL1H, | Indoor | LED | Downlight Recessed | 823 | 13.9 | 59.3 |  | 3000K | 93 | 72000 | Continuously Dimmable,0-10V Dimming,Wet Location Rated |  | 2016-02-19
EATON (formerly Cooper Lighting) | PORTFOLIO | 4" Square LED Adjustable Downlight | LDSQA4A 09935 D010TE LAR15SP 4LSQA0H | ,LDSQA4A 09935 D010TE LAR15SP 4LSQA1H,; ,LDSQA4A 09935 D010TE LAR25NF 4LSQAL0H,; ,LDSQA4A 09935 D010TE LAR25NF 4LSQAL1H,; ,LDSQA4A 09935 D010TE LAR35FL 4LSQA0H,; ,LDSQA4A 09935 D010TE LAR35FL 4LSQA1H, | Indoor | LED | Downlight Recessed | 823 | 13.9 | 59.3 |  | 3500K | 92 | 72000 | Continuously Dimmable,0-10V Dimming |  | 2016-02-19
EATON (formerly Cooper Lighting) | PORTFOLIO | 4" Square LED Adjustable Downlight | LDSQA4A 09935 D010TE LAR15SP 4LSQAL0H | ,LDSQA4A 09935 D010TE LAR15SP 4LSQAL1H,; ,LDSQA4A 09935 D010TE LAR25NF 4LSQA0H,; ,LDSQA4A 09935 D010TE LAR25NF 4LSQA1H,; ,LDSQA4A 09935 D010TE LAR35FL 4LSQAL0H,; ,LDSQA4A 09935 D010TE LAR35FL 4LSQAL1H, | Indoor | LED | Downlight Recessed | 823 | 13.9 | 59.3 |  | 3500K | 92 | 72000 | Continuously Dimmable,0-10V Dimming,Wet Location Rated |  | 2016-02-19
EATON (formerly Cooper Lighting) | PORTFOLIO | 4" Square LED Adjustable Downlight | LDSQA4A 09935 D010TR LAR15SP 4LSQA0H | ,LDSQA4A 09935 D010TR LAR15SP 4LSQA1H,; ,LDSQA4A 09935 D010TR LAR25NF 4LSQAL0H,; ,LDSQA4A 09935 D010TR LAR25NF 4LSQAL1H,; ,LDSQA4A 09935 D010TR LAR35FL 4LSQA0H,; ,LDSQA4A 09935 D010TR LAR35FL 4LSQA1H, | Indoor | LED | Downlight Recessed | 823 | 13.9 | 59.3 |  | 3500K | 92 | 72000 | Continuously Dimmable,0-10V Dimming |  | 2016-02-19
EATON (formerly Cooper Lighting) | PORTFOLIO | 4" Square LED Adjustable Downlight | LDSQA4A 09935 D010TR LAR15SP 4LSQAL0H | ,LDSQA4A 09935 D010TR LAR15SP 4LSQAL1H,; ,LDSQA4A 09935 D010TR LAR25NF 4LSQA0H,; ,LDSQA4A 09935 D010TR LAR25NF 4LSQA1H,; ,LDSQA4A 09935 D010TR LAR35FL 4LSQAL0H,; ,LDSQA4A 09935 D010TR LAR35FL 4LSQAL1H, | Indoor | LED | Downlight Recessed | 823 | 13.9 | 59.3 |  | 3500K | 92 | 72000 | Continuously Dimmable,0-10V Dimming,Wet Location Rated |  | 2016-02-19
EATON (formerly Cooper Lighting) | PORTFOLIO | 4" Square LED Adjustable Downlight | LDSQA4A 09940 D010TE LAR15SP 4LSQA0H | ,LDSQA4A 09940 D010TE LAR15SP 4LSQA1H,; ,LDSQA4A 09940 D010TE LAR25NF 4LSQAL0H,; ,LDSQA4A 09940 D010TE LAR25NF 4LSQAL1H,; ,LDSQA4A 09940 D010TE LAR35FL 4LSQA0H,; ,LDSQA4A 09940 D010TE LAR35FL 4LSQA1H, | Indoor | LED | Downlight Recessed | 823 | 13.9 | 59.3 |  | 4000/4100K | 91 | 72000 | Continuously Dimmable,0-10V Dimming |  | 2016-02-19
EATON (formerly Cooper Lighting) | PORTFOLIO | 4" Square LED Adjustable Downlight | LDSQA4A 09940 D010TE LAR15SP 4LSQAL0H | ,LDSQA4A 09940 D010TE LAR15SP 4LSQAL1H,; ,LDSQA4A 09940 D010TE LAR25NF 4LSQA0H,; ,LDSQA4A 09940 D010TE LAR25NF 4LSQA1H,; ,LDSQA4A 09940 D010TE LAR35FL 4LSQAL0H,; ,LDSQA4A 09940 D010TE LAR35FL 4LSQAL1H, | Indoor | LED | Downlight Recessed | 823 | 13.9 | 59.3 |  | 4000/4100K | 91 | 72000 | Continuously Dimmable,0-10V Dimming,Wet Location Rated |  | 2016-02-19
EATON (formerly Cooper Lighting) | PORTFOLIO | 4" Square LED Adjustable Downlight | LDSQA4A 09940 D010TR LAR15SP 4LSQA0H | ,LDSQA4A 09940 D010TR LAR15SP 4LSQA1H,; ,LDSQA4A 09940 D010TR LAR25NF 4LSQAL0H,; ,LDSQA4A 09940 D010TR LAR25NF 4LSQAL1H,; ,LDSQA4A 09940 D010TR LAR35FL 4LSQA0H,; ,LDSQA4A 09940 D010TR LAR35FL 4LSQA1H, | Indoor | LED | Downlight Recessed | 823 | 13.9 | 59.3 |  | 4000/4100K | 91 | 72000 | Continuously Dimmable,0-10V Dimming |  | 2016-02-19
EATON (formerly Cooper Lighting) | PORTFOLIO | 4" Square LED Adjustable Downlight | LDSQA4A 09940 D010TR LAR15SP 4LSQAL0H | ,LDSQA4A 09940 D010TR LAR15SP 4LSQAL1H,; ,LDSQA4A 09940 D010TR LAR25NF 4LSQA0H,; ,LDSQA4A 09940 D010TR LAR25NF 4LSQA1H,; ,LDSQA4A 09940 D010TR LAR35FL 4LSQAL0H,; ,LDSQA4A 09940 D010TR LAR35FL 4LSQAL1H, | Indoor | LED | Downlight Recessed | 823 | 13.9 | 59.3 |  | 4000/4100K | 91 | 72000 | Continuously Dimmable,0-10V Dimming,Wet Location Rated |  | 2016-02-19
EATON (formerly Cooper Lighting) | PORTFOLIO | 4" Square LED Adjustable Downlight | LDSQA4A 13827 D010TE LAR15SP 4LSQA0H | ,LDSQA4A 13827 D010TE LAR15SP 4LSQA1H,; ,LDSQA4A 13827 D010TE LAR25NF 4LSQAL0H,; ,LDSQA4A 13827 D010TE LAR25NF 4LSQAL1H,; ,LDSQA4A 13827 D010TE LAR35FL 4LSQA0H,; ,LDSQA4A 13827 D010TE LAR35FL 4LSQA1H, | Indoor | LED | Downlight Recessed | 1499 | 21.9 | 68.4 |  | 2700K | 81 | 72000 | Continuously Dimmable,0-10V Dimming |  | 2016-02-19
EATON (formerly Cooper Lighting) | PORTFOLIO | 4" Square LED Adjustable Downlight | LDSQA4A 13827 D010TE LAR15SP 4LSQAL0H | ,LDSQA4A 13827 D010TE LAR15SP 4LSQAL1H,; ,LDSQA4A 13827 D010TE LAR25NF 4LSQA0H,; ,LDSQA4A 13827 D010TE LAR25NF 4LSQA1H,; ,LDSQA4A 13827 D010TE LAR35FL 4LSQAL0H,; ,LDSQA4A 13827 D010TE LAR35FL 4LSQAL1H, | Indoor | LED | Downlight Recessed | 1499 | 21.9 | 68.4 |  | 2700K | 81 | 72000 | Continuously Dimmable,0-10V Dimming,Wet Location Rated |  | 2016-02-19
EATON (formerly Cooper Lighting) | PORTFOLIO | 4" Square LED Adjustable Downlight | LDSQA4A 13827 D010TR LAR15SP 4LSQA0H | ,LDSQA4A 13827 D010TR LAR15SP 4LSQA1H,; ,LDSQA4A 13827 D010TR LAR25NF 4LSQAL0H,; ,LDSQA4A 13827 D010TR LAR25NF 4LSQAL1H,; ,LDSQA4A 13827 D010TR LAR35FL 4LSQA0H,; ,LDSQA4A 13827 D010TR LAR35FL 4LSQA1H, | Indoor | LED | Downlight Recessed | 1499 | 21.9 | 68.4 |  | 2700K | 81 | 72000 | Continuously Dimmable,0-10V Dimming |  | 2016-02-19
EATON (formerly Cooper Lighting) | PORTFOLIO | 4" Square LED Adjustable Downlight | LDSQA4A 13827 D010TR LAR15SP 4LSQAL0H | ,LDSQA4A 13827 D010TR LAR15SP 4LSQAL1H,; ,LDSQA4A 13827 D010TR LAR25NF 4LSQA0H,; ,LDSQA4A 13827 D010TR LAR25NF 4LSQA1H,; ,LDSQA4A 13827 D010TR LAR35FL 4LSQAL0H,; ,LDSQA4A 13827 D010TR LAR35FL 4LSQAL1H, | Indoor | LED | Downlight Recessed | 1499 | 21.9 | 68.4 |  | 2700K | 81 | 72000 | Continuously Dimmable,0-10V Dimming,Wet Location Rated |  | 2016-02-19
EATON (formerly Cooper Lighting) | PORTFOLIO | 4" Square LED Adjustable Downlight | LDSQA4A 13830 D010TE LAR15SP 4LSQA0H | ,LDSQA4A 13830 D010TE LAR15SP 4LSQA1H,; ,LDSQA4A 13830 D010TE LAR25NF 4LSQAL0H,; ,LDSQA4A 13830 D010TE LAR25NF 4LSQAL1H,; ,LDSQA4A 13830 D010TE LAR35FL 4LSQA0H,; ,LDSQA4A 13830 D010TE LAR35FL 4LSQA1H, | Indoor | LED | Downlight Recessed | 1499 | 21.9 | 68.4 |  | 3000K | 83 | 72000 | Continuously Dimmable,0-10V Dimming |  | 2016-02-19
EATON (formerly Cooper Lighting) | PORTFOLIO | 4" Square LED Adjustable Downlight | LDSQA4A 13830 D010TE LAR15SP 4LSQAL0H | ,LDSQA4A 13830 D010TE LAR15SP 4LSQAL1H,; ,LDSQA4A 13830 D010TE LAR25NF 4LSQA0H,; ,LDSQA4A 13830 D010TE LAR25NF 4LSQA1H,; ,LDSQA4A 13830 D010TE LAR35FL 4LSQAL0H,; ,LDSQA4A 13830 D010TE LAR35FL 4LSQAL1H, | Indoor | LED | Downlight Recessed | 1499 | 21.9 | 68.4 |  | 3000K | 83 | 72000 | Continuously Dimmable,0-10V Dimming,Wet Location Rated |  | 2016-02-19
EATON (formerly Cooper Lighting) | PORTFOLIO | 4" Square LED Adjustable Downlight | LDSQA4A 13830 D010TR LAR15SP 4LSQA0H | ,LDSQA4A 13830 D010TR LAR15SP 4LSQA1H,; ,LDSQA4A 13830 D010TR LAR25NF 4LSQAL0H,; ,LDSQA4A 13830 D010TR LAR25NF 4LSQAL1H,; ,LDSQA4A 13830 D010TR LAR35FL 4LSQA0H,; ,LDSQA4A 13830 D010TR LAR35FL 4LSQA1H, | Indoor | LED | Downlight Recessed | 1499 | 21.9 | 68.4 |  | 3000K | 83 | 72000 | Continuously Dimmable,0-10V Dimming |  | 2016-02-19
EATON (formerly Cooper Lighting) | PORTFOLIO | 4" Square LED Adjustable Downlight | LDSQA4A 13830 D010TR LAR15SP 4LSQAL0H | ,LDSQA4A 13830 D010TR LAR15SP 4LSQAL1H,; ,LDSQA4A 13830 D010TR LAR25NF 4LSQA0H,; ,LDSQA4A 13830 D010TR LAR25NF 4LSQA1H,; ,LDSQA4A 13830 D010TR LAR35FL 4LSQAL0H,; ,LDSQA4A 13830 D010TR LAR35FL 4LSQAL1H, | Indoor | LED | Downlight Recessed | 1499 | 21.9 | 68.4 |  | 3000K | 83 | 72000 | Continuously Dimmable,0-10V Dimming,Wet Location Rated |  | 2016-02-19
EATON (formerly Cooper Lighting) | PORTFOLIO | 4" Square LED Adjustable Downlight | LDSQA4A 13835 D010TE LAR15SP 4LSQA0H | ,LDSQA4A 13835 D010TE LAR15SP 4LSQA1H,; ,LDSQA4A 13835 D010TE LAR25NF 4LSQAL0H,; ,LDSQA4A 13835 D010TE LAR25NF 4LSQAL1H, | Indoor | LED | Downlight Recessed | 1499 | 21.9 | 68.4 |  | 3500K | 83 | 72000 | Continuously Dimmable,0-10V Dimming |  | 2016-02-19
EATON (formerly Cooper Lighting) | PORTFOLIO | 4" Square LED Adjustable Downlight | LDSQA4A 13835 D010TE LAR15SP 4LSQAL0H | ,LDSQA4A 13835 D010TE LAR15SP 4LSQAL1H, | Indoor | LED | Downlight Recessed | 1499 | 21.9 | 68.4 |  | 3500K | 83 | 72000 | Continuously Dimmable,0-10V Dimming,Wet Location Rated |  | 2016-02-19
EATON (formerly Cooper Lighting) | PORTFOLIO | 4" Square LED Adjustable Downlight | LDSQA4A 18827 DLT LAR15SP 4LSQA1H |  | Indoor | LED | Downlight Recessed | 1853 | 28.5 | 65.1 |  | 2700K | 81 | 72000 | Continuously Dimmable |  | 2016-02-19
EATON (formerly Cooper Lighting) | PORTFOLIO | 4" Square LED Adjustable Downlight | LDSQA4A 18827 DLT LAR25NF 4LSQA1H | ,LDSQA4A 18827 DLT LAR25NF 4LSQAL0H,; ,LDSQA4A 18827 DLT LAR35FL 4LSQA1H,; ,LDSQA4A 18827 DLT LAR35FL 4LSQAL0H, | Indoor | LED | Downlight Recessed | 2234 | 28.6 | 78.2 |  | 2700K | 81 | 72000 | Continuously Dimmable |  | 2016-02-19
EATON (formerly Cooper Lighting) | PORTFOLIO | 4" Square LED Adjustable Downlight | LDSQA4A 18827 DLT LAR35FL 4LSQAL1H |  | Indoor | LED | Downlight Recessed | 2234 | 28.6 | 78.2 |  | 2700K | 81 | 72000 | Continuously Dimmable,Wet Location Rated |  | 2016-02-19
EATON (formerly Cooper Lighting) | PORTFOLIO | 4" Square LED Adjustable Downlight | LDSQA4A 18827 DMX LAR15SP 4LSQA1H |  | Indoor | LED | Downlight Recessed | 1853 | 28.5 | 65.1 |  | 2700K | 81 | 72000 | Continuously Dimmable |  | 2016-02-19
EATON (formerly Cooper Lighting) | PORTFOLIO | 4" Square LED Adjustable Downlight | LDSQA4A 18827 DMX LAR15SP 4LSQAL1H | ,LDSQA4A 18827 DMX LAR15SP 4LSQAL0H, | Indoor | LED | Downlight Recessed | 1853 | 28.5 | 65.1 |  | 2700K | 81 | 72000 | Continuously Dimmable,Wet Location Rated |  | 2016-02-19
EATON (formerly Cooper Lighting) | PORTFOLIO | 4" Square LED Adjustable Downlight | LDSQA4A 18827 DMX LAR25NF 4LSQA1H | ,LDSQA4A 18827 DMX LAR25NF 4LSQAL0H,; ,LDSQA4A 18827 DMX LAR35FL 4LSQA1H,; ,LDSQA4A 18827 DMX LAR35FL 4LSQAL0H, | Indoor | LED | Downlight Recessed | 2234 | 28.6 | 78.2 |  | 2700K | 81 | 72000 | Continuously Dimmable |  | 2016-02-19
EATON (formerly Cooper Lighting) | PORTFOLIO | 4" Square LED Adjustable Downlight | LDSQA4A 18827 DMX LAR35FL 4LSQAL1H |  | Indoor | LED | Downlight Recessed | 2234 | 28.6 | 78.2 |  | 2700K | 81 | 72000 | Continuously Dimmable,Wet Location Rated |  | 2016-02-19
EATON (formerly Cooper Lighting) | PORTFOLIO | 4" Square LED Adjustable Downlight | LDSQA4A 18830 D010TE LAR15SP 4LSQA1H | ,LDSQA4A 18830 D010TE LAR15SP 4LSQA0H, | Indoor | LED | Downlight Recessed | 1853 | 28.5 | 65.1 |  | 3000K | 83 | 72000 | Continuously Dimmable,0-10V Dimming |  | 2016-02-19
EATON (formerly Cooper Lighting) | PORTFOLIO | 4" Square LED Adjustable Downlight | LDSQA4A 18830 D010TE LAR15SP 4LSQAL1H | ,LDSQA4A 18830 D010TE LAR15SP 4LSQAL0H, | Indoor | LED | Downlight Recessed | 1853 | 28.5 | 65.1 |  | 3000K | 83 | 72000 | Continuously Dimmable,0-10V Dimming,Wet Location Rated |  | 2016-02-19
EATON (formerly Cooper Lighting) | PORTFOLIO | 4" Square LED Adjustable Downlight | LDSQA4A 18830 D010TE LAR25NF 4LSQA1H | ,LDSQA4A 18830 D010TE LAR25NF 4LSQA0H,; ,LDSQA4A 18830 D010TE LAR35FL 4LSQA0H,; ,LDSQA4A 18830 D010TE LAR35FL 4LSQA1H, | Indoor | LED | Downlight Recessed | 2280 | 28.5 | 79.9 |  | 3000K | 83 | 72000 | Continuously Dimmable,0-10V Dimming |  | 2016-02-19
EATON (formerly Cooper Lighting) | PORTFOLIO | 4" Square LED Adjustable Downlight | LDSQA4A 18830 D010TE LAR25NF 4LSQAL1H | ,LDSQA4A 18830 D010TE LAR25NF 4LSQAL0H, | Indoor | LED | Downlight Recessed | 2107 | 28.5 | 74.1 |  | 3000K | 83 | 72000 | Continuously Dimmable,0-10V Dimming,Wet Location Rated |  | 2016-02-19
EATON (formerly Cooper Lighting) | PORTFOLIO | 4" Square LED Adjustable Downlight | LDSQA4A 18830 D010TE LAR35FL 4LSQAL1H | ,LDSQA4A 18830 D010TE LAR35FL 4LSQAL0H, | Indoor | LED | Downlight Recessed | 2280 | 28.5 | 79.9 |  | 3000K | 83 | 72000 | Continuously Dimmable,0-10V Dimming,Wet Location Rated |  | 2016-02-19
EATON (formerly Cooper Lighting) | PORTFOLIO | 4" Square LED Adjustable Downlight | LDSQA4A 18830 DL3 LAR15SP 4LSQA1H | ,LDSQA4A 18830 DL3 LAR15SP 4LSQA0H, | Indoor | LED | Downlight Recessed | 1853 | 28.5 | 65.1 |  | 3000K | 83 | 72000 | Continuously Dimmable |  | 2016-02-19
EATON (formerly Cooper Lighting) | PORTFOLIO | 4" Square LED Adjustable Downlight | LDSQA4A 18830 DL3 LAR15SP 4LSQAL1H | ,LDSQA4A 18830 DL3 LAR15SP 4LSQAL0H, | Indoor | LED | Downlight Recessed | 1853 | 28.5 | 65.1 |  | 3000K | 83 | 72000 | Continuously Dimmable,Wet Location Rated |  | 2016-02-19
EATON (formerly Cooper Lighting) | PORTFOLIO | 4" Square LED Adjustable Downlight | LDSQA4A 18830 DL3 LAR25NF 4LSQA1H | ,LDSQA4A 18830 DL3 LAR25NF 4LSQA0H,; ,LDSQA4A 18830 DL3 LAR35FL 4LSQA0H,; ,LDSQA4A 18830 DL3 LAR35FL 4LSQA1H, | Indoor | LED | Downlight Recessed | 2280 | 28.5 | 79.9 |  | 3000K | 83 | 72000 | Continuously Dimmable |  | 2016-02-19
EATON (formerly Cooper Lighting) | PORTFOLIO | 4" Square LED Adjustable Downlight | LDSQA4A 18830 DL3 LAR25NF 4LSQAL1H | ,LDSQA4A 18830 DL3 LAR25NF 4LSQAL0H, | Indoor | LED | Downlight Recessed | 2107 | 28.5 | 74.1 |  | 3000K | 83 | 72000 | Continuously Dimmable,Wet Location Rated |  | 2016-02-19
EATON (formerly Cooper Lighting) | PORTFOLIO | 4" Square LED Adjustable Downlight | LDSQA4A 18830 DL3 LAR35FL 4LSQAL1H | ,LDSQA4A 18830 DL3 LAR35FL 4LSQAL0H, | Indoor | LED | Downlight Recessed | 2280 | 28.5 | 79.9 |  | 3000K | 83 | 72000 | Continuously Dimmable,Wet Location Rated |  | 2016-02-19
EATON (formerly Cooper Lighting) | PORTFOLIO | 4" Square LED Adjustable Downlight | LDSQA4A 18830 DLT LAR15SP 4LSQA1H | ,LDSQA4A 18830 DLT LAR15SP 4LSQA0H, | Indoor | LED | Downlight Recessed | 1853 | 28.5 | 65.1 |  | 3000K | 83 | 72000 | Continuously Dimmable |  | 2016-02-19
EATON (formerly Cooper Lighting) | PORTFOLIO | 4" Square LED Adjustable Downlight | LDSQA4A 18930 DL3 LAR25NF 4LSQA1H | ,LDSQA4A 18930 DL3 LAR25NF 4LSQA0H,; ,LDSQA4A 18930 DL3 LAR35FL 4LSQA0H,; ,LDSQA4A 18930 DL3 LAR35FL 4LSQA1H, | Indoor | LED | Downlight Recessed | 1793 | 28.4 | 63.1 |  | 3000K | 93 | 72000 | Continuously Dimmable |  | 2016-02-19
EATON (formerly Cooper Lighting) | PORTFOLIO | 4" Square LED Adjustable Downlight | LDSQA4A 18930 DL3 LAR25NF 4LSQAL1H | ,LDSQA4A 18930 DL3 LAR25NF 4LSQAL0H,; ,LDSQA4A 18930 DL3 LAR35FL 4LSQAL0H,; ,LDSQA4A 18930 DL3 LAR35FL 4LSQAL1H, | Indoor | LED | Downlight Recessed | 1660 | 28.4 | 58.5 |  | 3000K | 93 | 72000 | Continuously Dimmable,Wet Location Rated |  | 2016-02-19
EATON (formerly Cooper Lighting) | PORTFOLIO | 4" Square LED Adjustable Downlight | LDSQA4A 18930 DLT LAR25NF 4LSQA1H | ,LDSQA4A 18930 DLT LAR25NF 4LSQA0H,; ,LDSQA4A 18930 DLT LAR35FL 4LSQA0H,; ,LDSQA4A 18930 DLT LAR35FL 4LSQA1H, | Indoor | LED | Downlight Recessed | 1793 | 28.4 | 63.1 |  | 3000K | 93 | 72000 | Continuously Dimmable |  | 2016-02-19
EATON (formerly Cooper Lighting) | PORTFOLIO | 4" Square LED Adjustable Downlight | LDSQA4A 18930 DLT LAR25NF 4LSQAL1H | ,LDSQA4A 18930 DLT LAR25NF 4LSQAL0H,; ,LDSQA4A 18930 DLT LAR35FL 4LSQAL0H,; ,LDSQA4A 18930 DLT LAR35FL 4LSQAL1H, | Indoor | LED | Downlight Recessed | 1660 | 28.4 | 58.5 |  | 3000K | 93 | 72000 | Continuously Dimmable,Wet Location Rated |  | 2016-02-19
EATON (formerly Cooper Lighting) | PORTFOLIO | 4" Square LED Adjustable Downlight | LDSQA4A 18930 DMX LAR25NF 4LSQA1H | ,LDSQA4A 18930 DMX LAR25NF 4LSQA0H,; ,LDSQA4A 18930 DMX LAR35FL 4LSQA0H,; ,LDSQA4A 18930 DMX LAR35FL 4LSQA1H, | Indoor | LED | Downlight Recessed | 1793 | 28.4 | 63.1 |  | 3000K | 93 | 72000 | Continuously Dimmable |  | 2016-02-19
EATON (formerly Cooper Lighting) | PORTFOLIO | 4" Square LED Adjustable Downlight | LDSQA4A 18930 DMX LAR25NF 4LSQAL1H | ,LDSQA4A 18930 DMX LAR25NF 4LSQAL0H,; ,LDSQA4A 18930 DMX LAR35FL 4LSQAL0H,; ,LDSQA4A 18930 DMX LAR35FL 4LSQAL1H, | Indoor | LED | Downlight Recessed | 1660 | 28.4 | 58.5 |  | 3000K | 93 | 72000 | Continuously Dimmable,Wet Location Rated |  | 2016-02-19
EATON (formerly Cooper Lighting) | PORTFOLIO | 4" Square LED Adjustable Downlight | LDSQA4A 18935 D010TE LAR25NF 4LSQA1H | ,LDSQA4A 18935 D010TE LAR25NF 4LSQA0H,; ,LDSQA4A 18935 D010TE LAR35FL 4LSQA0H,; ,LDSQA4A 18935 D010TE LAR35FL 4LSQA1H, | Indoor | LED | Downlight Recessed | 1894 | 28.3 | 67 |  | 3500K | 92 | 72000 | Continuously Dimmable,0-10V Dimming |  | 2016-02-19
EATON (formerly Cooper Lighting) | PORTFOLIO | 4" Square LED Adjustable Downlight | LDSQA4A 18935 D010TE LAR25NF 4LSQAL1H | ,LDSQA4A 18935 D010TE LAR25NF 4LSQAL0H, | Indoor | LED | Downlight Recessed | 1660 | 28.4 | 58.5 |  | 3500K | 92 | 72000 | Continuously Dimmable,0-10V Dimming,Wet Location Rated |  | 2016-02-19
EATON (formerly Cooper Lighting) | PORTFOLIO | 4" Square LED Adjustable Downlight | LDSQA4A 18935 D010TE LAR35FL 4LSQAL1H | ,LDSQA4A 18935 D010TE LAR35FL 4LSQAL0H, | Indoor | LED | Downlight Recessed | 1894 | 28.3 | 67 |  | 3500K | 92 | 72000 | Continuously Dimmable,0-10V Dimming,Wet Location Rated |  | 2016-02-19
EATON (formerly Cooper Lighting) | PORTFOLIO | 4" Square LED Adjustable Downlight | LDSQA4A 18935 DL3 LAR25NF 4LSQA1H | ,LDSQA4A 18935 DL3 LAR25NF 4LSQA0H,; ,LDSQA4A 18935 DL3 LAR35FL 4LSQA0H,; ,LDSQA4A 18935 DL3 LAR35FL 4LSQA1H, | Indoor | LED | Downlight Recessed | 1894 | 28.3 | 67 |  | 3500K | 92 | 72000 | Continuously Dimmable |  | 2016-02-19
EATON (formerly Cooper Lighting) | PORTFOLIO | 4" Square LED Adjustable Downlight | LDSQA4A 18935 DL3 LAR25NF 4LSQAL1H | ,LDSQA4A 18935 DL3 LAR25NF 4LSQAL0H, | Indoor | LED | Downlight Recessed | 1660 | 28.4 | 58.5 |  | 3500K | 92 | 72000 | Continuously Dimmable,Wet Location Rated |  | 2016-02-19
EATON (formerly Cooper Lighting) | PORTFOLIO | 4" Square LED Adjustable Downlight | LDSQA4A 18935 DL3 LAR35FL 4LSQAL1H | ,LDSQA4A 18935 DL3 LAR35FL 4LSQAL0H, | Indoor | LED | Downlight Recessed | 1894 | 28.3 | 67 |  | 3500K | 92 | 72000 | Continuously Dimmable,Wet Location Rated |  | 2016-02-19
EATON (formerly Cooper Lighting) | PORTFOLIO | 4" Square LED Adjustable Downlight | LDSQA4A 18935 DLT LAR25NF 4LSQA1H | ,LDSQA4A 18935 DLT LAR25NF 4LSQA0H,; ,LDSQA4A 18935 DLT LAR35FL 4LSQA0H,; ,LDSQA4A 18935 DLT LAR35FL 4LSQA1H, | Indoor | LED | Downlight Recessed | 1894 | 28.3 | 67 |  | 3500K | 92 | 72000 | Continuously Dimmable |  | 2016-02-19
EATON (formerly Cooper Lighting) | PORTFOLIO | 4" Square LED Adjustable Downlight | LDSQA4A 18935 DLT LAR25NF 4LSQAL1H | ,LDSQA4A 18935 DLT LAR25NF 4LSQAL0H, | Indoor | LED | Downlight Recessed | 1660 | 28.4 | 58.5 |  | 3500K | 92 | 72000 | Continuously Dimmable,Wet Location Rated |  | 2016-02-19
EATON (formerly Cooper Lighting) | PORTFOLIO | 4" Square LED Adjustable Downlight | LDSQA4A 18935 DLT LAR35FL 4LSQAL1H | ,LDSQA4A 18935 DLT LAR35FL 4LSQAL0H, | Indoor | LED | Downlight Recessed | 1894 | 28.3 | 67 |  | 3500K | 92 | 72000 | Continuously Dimmable,Wet Location Rated |  | 2016-02-19
EATON (formerly Cooper Lighting) | PORTFOLIO | 4" Square LED Adjustable Downlight | LDSQA4A 18935 DMX LAR25NF 4LSQA1H | ,LDSQA4A 18935 DMX LAR25NF 4LSQA0H,; ,LDSQA4A 18935 DMX LAR35FL 4LSQA0H,; ,LDSQA4A 18935 DMX LAR35FL 4LSQA1H, | Indoor | LED | Downlight Recessed | 1894 | 28.3 | 67 |  | 3500K | 92 | 72000 | Continuously Dimmable |  | 2016-02-19
EATON (formerly Cooper Lighting) | PORTFOLIO | 4" Square LED Adjustable Downlight | LDSQA4A 18935 DMX LAR25NF 4LSQAL1H | ,LDSQA4A 18935 DMX LAR25NF 4LSQAL0H, | Indoor | LED | Downlight Recessed | 1660 | 28.4 | 58.5 |  | 3500K | 92 | 72000 | Continuously Dimmable,Wet Location Rated |  | 2016-02-19
EATON (formerly Cooper Lighting) | PORTFOLIO | 4" Square LED Adjustable Downlight | LDSQA4A 18935 DMX LAR35FL 4LSQAL1H | ,LDSQA4A 18935 DMX LAR35FL 4LSQAL0H, | Indoor | LED | Downlight Recessed | 1894 | 28.3 | 67 |  | 3500K | 92 | 72000 | Continuously Dimmable,Wet Location Rated |  | 2016-02-19
EATON (formerly Cooper Lighting) | PORTFOLIO | 4" Square LED Adjustable Downlight | LDSQA4A 18940 D010TE LAR25NF 4LSQA1H | ,LDSQA4A 18940 D010TE LAR25NF 4LSQA0H,; ,LDSQA4A 18940 D010TE LAR35FL 4LSQA0H,; ,LDSQA4A 18940 D010TE LAR35FL 4LSQA1H, | Indoor | LED | Downlight Recessed | 2045 | 28.3 | 72.4 |  | 4000/4100K | 91 | 72000 | Continuously Dimmable,0-10V Dimming |  | 2016-02-19
EATON (formerly Cooper Lighting) | PORTFOLIO | 4" Square LED Adjustable Downlight | LDSQA4A 18940 D010TE LAR25NF 4LSQAL0H | ,LDSQA4A 18940 D010TE LAR35FL 4LSQAL0H,; ,LDSQA4A 18940 D010TE LAR35FL 4LSQAL1H, | Indoor | LED | Downlight Recessed | 1894 | 28.3 | 67 |  | 4000/4100K | 91 | 72000 | Continuously Dimmable,0-10V Dimming,Wet Location Rated |  | 2016-02-19
EATON (formerly Cooper Lighting) | PORTFOLIO | 4" Square LED Adjustable Downlight | LDSQA4A 18940 DL3 LAR25NF 4LSQA1H | ,LDSQA4A 18940 DL3 LAR25NF 4LSQA0H,; ,LDSQA4A 18940 DL3 LAR35FL 4LSQA0H,; ,LDSQA4A 18940 DL3 LAR35FL 4LSQA1H, | Indoor | LED | Downlight Recessed | 2045 | 28.3 | 72.4 |  | 4000/4100K | 91 | 72000 | Continuously Dimmable |  | 2016-02-19
EATON (formerly Cooper Lighting) | PORTFOLIO | 4" Square LED Adjustable Downlight | LDSQA4A 18940 DL3 LAR25NF 4LSQAL1H | ,LDSQA4A 18940 DL3 LAR25NF 4LSQAL0H,; ,LDSQA4A 18940 DL3 LAR35FL 4LSQAL0H,; ,LDSQA4A 18940 DL3 LAR35FL 4LSQAL1H, | Indoor | LED | Downlight Recessed | 1894 | 28.3 | 67 |  | 4000/4100K | 91 | 72000 | Continuously Dimmable,Wet Location Rated |  | 2016-02-19
EATON (formerly Cooper Lighting) | PORTFOLIO | 4" Square LED Adjustable Downlight | LDSQA4A 18940 DLT LAR25NF 4LSQA1H | ,LDSQA4A 18940 DLT LAR25NF 4LSQA0H,; ,LDSQA4A 18940 DLT LAR35FL 4LSQA0H,; ,LDSQA4A 18940 DLT LAR35FL 4LSQA1H, | Indoor | LED | Downlight Recessed | 1894 | 28.3 | 67 |  | 4000/4100K | 91 | 72000 | Continuously Dimmable,Wet Location Rated |  | 2016-02-19
EATON (formerly Cooper Lighting) | PORTFOLIO | 4" Square LED Adjustable Downlight | LDSQA4A 18940 DLT LAR25NF 4LSQAL1H | ,LDSQA4A 18940 DLT LAR25NF 4LSQAL0H,; ,LDSQA4A 18940 DLT LAR35FL 4LSQAL0H,; ,LDSQA4A 18940 DLT LAR35FL 4LSQAL1H, | Indoor | LED | Downlight Recessed | 2045 | 28.3 | 72.4 |  | 4000/4100K | 91 | 72000 | Continuously Dimmable |  | 2016-02-19
EATON (formerly Cooper Lighting) | PORTFOLIO | 4" Square LED Adjustable Downlight | LDSQA4A 18830 DMX LAR25NF 4LSQAL1H | ,LDSQA4A 18830 DMX LAR25NF 4LSQAL0H, | Indoor | LED | Downlight Recessed | 2107 | 28.5 | 74.1 |  | 3000K | 83 | 72000 | Continuously Dimmable,Wet Location Rated |  | 2016-02-19
EATON (formerly Cooper Lighting) | PORTFOLIO | 4" Square LED Adjustable Downlight | LDSQA4A 18940 DMX LAR25NF 4LSQA1H | ,LDSQA4A 18940 D010TE LAR25NF 4LSQAL1H,; ,LDSQA4A 18940 DMX LAR25NF 4LSQA0H,; ,LDSQA4A 18940 DMX LAR35FL 4LSQA0H,; ,LDSQA4A 18940 DMX LAR35FL 4LSQA1H, | Indoor | LED | Downlight Recessed | 1894 | 28.3 | 67 |  | 4000/4100K | 91 | 72000 | Continuously Dimmable,Wet Location Rated |  | 2016-02-19
EATON (formerly Cooper Lighting) | PORTFOLIO | 4" Square LED Adjustable Downlight | LDSQA4A 18940 DMX LAR25NF 4LSQAL1H | ,LDSQA4A 18940 DMX LAR25NF 4LSQAL0H,; ,LDSQA4A 18940 DMX LAR35FL 4LSQAL0H,; ,LDSQA4A 18940 DMX LAR35FL 4LSQAL1H, | Indoor | LED | Downlight Recessed | 2045 | 28.3 | 72.4 |  | 4000/4100K | 91 | 72000 | Continuously Dimmable |  | 2016-02-19
EATON (formerly Cooper Lighting) | PORTFOLIO | 4" Square LED Adjustable Downlight | LDSQA4A 28827 D010TE LAR15SP 4LSQA1H | ,LDSQA4A 28827 D010TE LAR15SP 4LSQA0H,; ,LDSQA4A 28827 D010TE LAR25NF 4LSQAL0H,; ,LDSQA4A 28827 D010TE LAR25NF 4LSQAL1H,; ,LDSQA4A 28827 D010TE LAR35FL 4LSQA0H,; ,LDSQA4A 28827 D010TE LAR35FL 4LSQA1H, | Indoor | LED | Downlight Recessed | 2546 | 44.2 | 57.6 |  | 2700K | 81 | 72000 | Continuously Dimmable,0-10V Dimming |  | 2016-02-19
EATON (formerly Cooper Lighting) | PORTFOLIO | 4" Square LED Adjustable Downlight | LDSQA4A 28827 D010TE LAR15SP 4LSQAL1H | ,LDSQA4A 28827 D010TE LAR15SP 4LSQAL0H,; ,LDSQA4A 28827 D010TE LAR25NF 4LSQA0H,; ,LDSQA4A 28827 D010TE LAR25NF 4LSQA1H,; ,LDSQA4A 28827 D010TE LAR35FL 4LSQAL0H,; ,LDSQA4A 28827 D010TE LAR35FL 4LSQAL1H, | Indoor | LED | Downlight Recessed | 2546 | 44.2 | 57.6 |  | 2700K | 81 | 72000 | Continuously Dimmable,0-10V Dimming,Wet Location Rated |  | 2016-02-19
EATON (formerly Cooper Lighting) | PORTFOLIO | 4" Square LED Adjustable Downlight | LDSQA4A 28830 D010TE LAR15SP 4LSQA1H | ,LDSQA4A 28830 D010TE LAR15SP 4LSQA0H,; ,LDSQA4A 28830 D010TE LAR25NF 4LSQAL0H,; ,LDSQA4A 28830 D010TE LAR25NF 4LSQAL1H,; ,LDSQA4A 28830 D010TE LAR35FL 4LSQA0H,; ,LDSQA4A 28830 D010TE LAR35FL 4LSQA1H, | Indoor | LED | Downlight Recessed | 2546 | 44.2 | 57.6 |  | 3000K | 83 | 72000 | Continuously Dimmable,0-10V Dimming |  | 2016-02-19
EATON (formerly Cooper Lighting) | PORTFOLIO | 4" Square LED Adjustable Downlight | LDSQA4A 28830 D010TE LAR15SP 4LSQAL1H | ,LDSQA4A 28830 D010TE LAR15SP 4LSQAL0H,; ,LDSQA4A 28830 D010TE LAR25NF 4LSQA0H,; ,LDSQA4A 28830 D010TE LAR25NF 4LSQA1H,; ,LDSQA4A 28830 D010TE LAR35FL 4LSQAL0H,; ,LDSQA4A 28830 D010TE LAR35FL 4LSQAL1H, | Indoor | LED | Downlight Recessed | 2546 | 44.2 | 57.6 |  | 3000K | 83 | 72000 | Continuously Dimmable,0-10V Dimming,Wet Location Rated |  | 2016-02-19
EATON (formerly Cooper Lighting) | PORTFOLIO | 4" Square LED Adjustable Downlight | LDSQA4A 18830 DLT LAR15SP 4LSQAL1H | ,LDSQA4A 18830 DLT LAR15SP 4LSQAL0H, | Indoor | LED | Downlight Recessed | 1853 | 28.5 | 65.1 |  | 3000K | 83 | 72000 | Continuously Dimmable,Wet Location Rated |  | 2016-02-19
EATON (formerly Cooper Lighting) | PORTFOLIO | 4" Square LED Adjustable Downlight | LDSQA4A 18830 DLT LAR25NF 4LSQA1H | ,LDSQA4A 18830 DLT LAR25NF 4LSQA0H,; ,LDSQA4A 18830 DLT LAR35FL 4LSQA0H,; ,LDSQA4A 18830 DLT LAR35FL 4LSQA1H, | Indoor | LED | Downlight Recessed | 2280 | 28.5 | 79.9 |  | 3000K | 83 | 72000 | Continuously Dimmable |  | 2016-02-19
EATON (formerly Cooper Lighting) | PORTFOLIO | 4" Square LED Adjustable Downlight | LDSQA4A 18830 DLT LAR25NF 4LSQAL1H | ,LDSQA4A 18830 DLT LAR25NF 4LSQAL0H, | Indoor | LED | Downlight Recessed | 2107 | 28.5 | 74.1 |  | 3000K | 83 | 72000 | Continuously Dimmable,Wet Location Rated |  | 2016-02-19
EATON (formerly Cooper Lighting) | PORTFOLIO | 4" Square LED Adjustable Downlight | LDSQA4A 18830 DLT LAR35FL 4LSQAL1H | ,LDSQA4A 18830 DLT LAR35FL 4LSQAL0H, | Indoor | LED | Downlight Recessed | 2280 | 28.5 | 79.9 |  | 3000K | 83 | 72000 | Continuously Dimmable,Wet Location Rated |  | 2016-02-19
EATON (formerly Cooper Lighting) | PORTFOLIO | 4" Square LED Adjustable Downlight | LDSQA4A 18830 DMX LAR15SP 4LSQA1H | ,LDSQA4A 18830 DMX LAR15SP 4LSQA0H, | Indoor | LED | Downlight Recessed | 1853 | 28.5 | 65.1 |  | 3000K | 83 | 72000 | Continuously Dimmable |  | 2016-02-19
EATON (formerly Cooper Lighting) | PORTFOLIO | 4" Square LED Adjustable Downlight | LDSQA4A 18830 DMX LAR15SP 4LSQAL1H | ,LDSQA4A 18830 DMX LAR15SP 4LSQAL0H, | Indoor | LED | Downlight Recessed | 1853 | 28.5 | 65.1 |  | 3000K | 83 | 72000 | Continuously Dimmable,Wet Location Rated |  | 2016-02-19
EATON (formerly Cooper Lighting) | PORTFOLIO | 4" Square LED Adjustable Downlight | LDSQA4A 18830 DMX LAR25NF 4LSQA1H | ,LDSQA4A 18830 DMX LAR25NF 4LSQA0H,; ,LDSQA4A 18830 DMX LAR35FL 4LSQA0H,; ,LDSQA4A 18830 DMX LAR35FL 4LSQA1H, | Indoor | LED | Downlight Recessed | 2280 | 28.5 | 79.9 |  | 3000K | 83 | 72000 | Continuously Dimmable |  | 2016-02-19
EATON (formerly Cooper Lighting) | PORTFOLIO | 4" Square LED Adjustable Downlight | LDSQA4A 18830 DMX LAR35FL 4LSQAL1H | ,LDSQA4A 18830 DMX LAR35FL 4LSQAL0H, | Indoor | LED | Downlight Recessed | 2280 | 28.5 | 79.9 |  | 3000K | 83 | 72000 | Continuously Dimmable,Wet Location Rated |  | 2016-02-19
EATON (formerly Cooper Lighting) | PORTFOLIO | 4" Square LED Adjustable Downlight | LDSQA4A 18835 D010TE LAR15SP 4LSQA1H | ,LDSQA4A 18835 D010TE LAR15SP 4LSQA0H, | Indoor | LED | Downlight Recessed | 2092 | 28.5 | 73.4 |  | 3500K | 83 | 72000 | Continuously Dimmable,0-10V Dimming |  | 2016-02-19
EATON (formerly Cooper Lighting) | PORTFOLIO | 4" Square LED Adjustable Downlight | LDSQA4A 18835 D010TE LAR15SP 4LSQAL1H | ,LDSQA4A 18835 D010TE LAR15SP 4LSQAL0H, | Indoor | LED | Downlight Recessed | 1853 | 28.5 | 65.1 |  | 3500K | 83 | 72000 | Continuously Dimmable,0-10V Dimming,Wet Location Rated |  | 2016-02-19
EATON (formerly Cooper Lighting) | PORTFOLIO | 4" Square LED Adjustable Downlight | LDSQA4A 18835 D010TE LAR25NF 4LSQA1H | ,LDSQA4A 18835 D010TE LAR25NF 4LSQA0H, | Indoor | LED | Downlight Recessed | 2321 | 28.5 | 81.3 |  | 3500K | 83 | 72000 | Continuously Dimmable,0-10V Dimming |  | 2016-02-19
EATON (formerly Cooper Lighting) | PORTFOLIO | 4" Square LED Adjustable Downlight | LDSQA4A 18835 D010TE LAR25NF 4LSQAL1H | ,LDSQA4A 18835 D010TE LAR25NF 4LSQAL0H, | Indoor | LED | Downlight Recessed | 2145 | 28.5 | 75.3 |  | 3500K | 83 | 72000 | Continuously Dimmable,0-10V Dimming,Wet Location Rated |  | 2016-02-19
EATON (formerly Cooper Lighting) | PORTFOLIO | 4" Square LED Adjustable Downlight | LDSQA4A 18835 D010TE LAR35FL 4LSQA1H | ,LDSQA4A 18835 D010TE LAR35FL 4LSQA0H, | Indoor | LED | Downlight Recessed | 2352 | 28.5 | 82.5 |  | 3500K | 83 | 72000 | Continuously Dimmable,0-10V Dimming |  | 2016-02-19
EATON (formerly Cooper Lighting) | PORTFOLIO | 4" Square LED Adjustable Downlight | LDSQA4A 18835 D010TE LAR35FL 4LSQAL1H | ,LDSQA4A 18835 D010TE LAR35FL 4LSQAL0H, | Indoor | LED | Downlight Recessed | 2184 | 28.5 | 76.6 |  | 3500K | 83 | 72000 | Continuously Dimmable,0-10V Dimming,Wet Location Rated |  | 2016-02-19
EATON (formerly Cooper Lighting) | PORTFOLIO | 4" Square LED Adjustable Downlight | LDSQA4A 18835 DL3 LAR15SP 4LSQA1H | ,LDSQA4A 18835 DL3 LAR15SP 4LSQA0H, | Indoor | LED | Downlight Recessed | 2092 | 28.5 | 73.4 |  | 3500K | 83 | 72000 | Continuously Dimmable |  | 2016-02-19
EATON (formerly Cooper Lighting) | PORTFOLIO | 4" Square LED Adjustable Downlight | LDSQA4A 18835 DL3 LAR15SP 4LSQAL1H | ,LDSQA4A 18835 DL3 LAR15SP 4LSQAL0H, | Indoor | LED | Downlight Recessed | 1853 | 28.5 | 65.1 |  | 3500K | 83 | 72000 | Continuously Dimmable,Wet Location Rated |  | 2016-02-19
EATON (formerly Cooper Lighting) | PORTFOLIO | 4" Square LED Adjustable Downlight | LDSQA4A 18835 DL3 LAR25NF 4LSQA1H | ,LDSQA4A 18835 DL3 LAR25NF 4LSQA0H, | Indoor | LED | Downlight Recessed | 2321 | 28.5 | 81.3 |  | 3500K | 83 | 72000 | Continuously Dimmable |  | 2016-02-19
EATON (formerly Cooper Lighting) | PORTFOLIO | 4" Square LED Adjustable Downlight | LDSQA4A 18835 DL3 LAR25NF 4LSQAL1H | ,LDSQA4A 18835 DL3 LAR25NF 4LSQAL0H, | Indoor | LED | Downlight Recessed | 2145 | 28.5 | 75.3 |  | 3500K | 83 | 72000 | Continuously Dimmable,Wet Location Rated |  | 2016-02-19
EATON (formerly Cooper Lighting) | PORTFOLIO | 4" Square LED Adjustable Downlight | LDSQA4A 18835 DL3 LAR35FL 4LSQA1H | ,LDSQA4A 18835 DL3 LAR35FL 4LSQA0H, | Indoor | LED | Downlight Recessed | 2352 | 28.5 | 82.5 |  | 3500K | 83 | 72000 | Continuously Dimmable |  | 2016-02-19
EATON (formerly Cooper Lighting) | PORTFOLIO | 4" Square LED Adjustable Downlight | LDSQA4A 18835 DL3 LAR35FL 4LSQAL1H | ,LDSQA4A 18835 DL3 LAR35FL 4LSQAL0H, | Indoor | LED | Downlight Recessed | 2184 | 28.5 | 76.6 |  | 3500K | 83 | 72000 | Continuously Dimmable,Wet Location Rated |  | 2016-02-19
EATON (formerly Cooper Lighting) | PORTFOLIO | 4" Square LED Adjustable Downlight | LDSQA4A 18835 DLT LAR15SP 4LSQA1H | ,LDSQA4A 18835 DLT LAR15SP 4LSQA0H, | Indoor | LED | Downlight Recessed | 2092 | 28.5 | 73.4 |  | 3500K | 83 | 72000 | Continuously Dimmable |  | 2016-02-19
EATON (formerly Cooper Lighting) | PORTFOLIO | 4" Square LED Adjustable Downlight | LDSQA4A 18835 DLT LAR15SP 4LSQAL1H | ,LDSQA4A 18835 DLT LAR15SP 4LSQAL0H, | Indoor | LED | Downlight Recessed | 1853 | 28.5 | 65.1 |  | 3500K | 83 | 72000 | Continuously Dimmable,Wet Location Rated |  | 2016-02-19
EATON (formerly Cooper Lighting) | PORTFOLIO | 4" Square LED Adjustable Downlight | LDSQA4A 18835 DLT LAR25NF 4LSQA1H | ,LDSQA4A 18835 DLT LAR25NF 4LSQA0H, | Indoor | LED | Downlight Recessed | 2321 | 28.5 | 81.3 |  | 3500K | 83 | 72000 | Continuously Dimmable |  | 2016-02-19
EATON (formerly Cooper Lighting) | PORTFOLIO | 4" Square LED Adjustable Downlight | LDSQA4A 18835 DLT LAR25NF 4LSQAL1H | ,LDSQA4A 18835 DLT LAR25NF 4LSQAL0H, | Indoor | LED | Downlight Recessed | 2145 | 28.5 | 75.3 |  | 3500K | 83 | 72000 | Continuously Dimmable,Wet Location Rated |  | 2016-02-19
EATON (formerly Cooper Lighting) | PORTFOLIO | 4" Square LED Adjustable Downlight | LDSQA4A 18835 DLT LAR35FL 4LSQA1H | ,LDSQA4A 18835 DLT LAR35FL 4LSQA0H, | Indoor | LED | Downlight Recessed | 2352 | 28.5 | 82.5 |  | 3500K | 83 | 72000 | Continuously Dimmable |  | 2016-02-19
EATON (formerly Cooper Lighting) | PORTFOLIO | 4" Square LED Adjustable Downlight | LDSQA4A 18835 DLT LAR35FL 4LSQAL1H | ,LDSQA4A 18835 DLT LAR35FL 4LSQAL0H, | Indoor | LED | Downlight Recessed | 2184 | 28.5 | 76.6 |  | 3500K | 83 | 72000 | Continuously Dimmable,Wet Location Rated |  | 2016-02-19
EATON (formerly Cooper Lighting) | PORTFOLIO | 4" Square LED Adjustable Downlight | LDSQA4A 18835 DMX LAR15SP 4LSQA1H | ,LDSQA4A 18835 DMX LAR15SP 4LSQA0H, | Indoor | LED | Downlight Recessed | 2092 | 28.5 | 73.4 |  | 3500K | 83 | 72000 | Continuously Dimmable |  | 2016-02-19
EATON (formerly Cooper Lighting) | PORTFOLIO | 4" Square LED Adjustable Downlight | LDSQA4A 18835 DMX LAR15SP 4LSQAL1H | ,LDSQA4A 18835 DMX LAR15SP 4LSQAL0H, | Indoor | LED | Downlight Recessed | 1853 | 28.5 | 65.1 |  | 3500K | 83 | 72000 | Continuously Dimmable,Wet Location Rated |  | 2016-02-19
EATON (formerly Cooper Lighting) | PORTFOLIO | 4" Square LED Adjustable Downlight | LDSQA4A 18835 DMX LAR25NF 4LSQA1H | ,LDSQA4A 18835 DMX LAR25NF 4LSQA0H, | Indoor | LED | Downlight Recessed | 2321 | 28.5 | 81.3 |  | 3500K | 83 | 72000 | Continuously Dimmable |  | 2016-02-19
EATON (formerly Cooper Lighting) | PORTFOLIO | 4" Square LED Adjustable Downlight | LDSQA4A 18835 DMX LAR25NF 4LSQAL1H | ,LDSQA4A 18835 DMX LAR25NF 4LSQAL0H, | Indoor | LED | Downlight Recessed | 2145 | 28.5 | 75.3 |  | 3500K | 83 | 72000 | Continuously Dimmable,Wet Location Rated |  | 2016-02-19
EATON (formerly Cooper Lighting) | PORTFOLIO | 4" Square LED Adjustable Downlight | LDSQA4A 18835 DMX LAR35FL 4LSQA1H | ,LDSQA4A 18835 DMX LAR35FL 4LSQA0H, | Indoor | LED | Downlight Recessed | 2352 | 28.5 | 82.5 |  | 3500K | 83 | 72000 | Continuously Dimmable |  | 2016-02-19
EATON (formerly Cooper Lighting) | PORTFOLIO | 4" Square LED Adjustable Downlight | LDSQA4A 18835 DMX LAR35FL 4LSQAL1H | ,LDSQA4A 18835 DMX LAR35FL 4LSQAL0H, | Indoor | LED | Downlight Recessed | 2184 | 28.5 | 76.6 |  | 3500K | 83 | 72000 | Continuously Dimmable,Wet Location Rated |  | 2016-02-19
EATON (formerly Cooper Lighting) | PORTFOLIO | 4" Square LED Adjustable Downlight | LDSQA4A 18840 D010TE LAR15SP 4LSQA1H | ,LDSQA4A 18840 D010TE LAR15SP 4LSQA0H, | Indoor | LED | Downlight Recessed | 2038 | 28.5 | 71.6 |  | 4000/4100K | 83 | 72000 | Continuously Dimmable,0-10V Dimming |  | 2016-02-19
EATON (formerly Cooper Lighting) | PORTFOLIO | 4" Square LED Adjustable Downlight | LDSQA4A 18840 D010TE LAR15SP 4LSQAL1H | ,LDSQA4A 18840 D010TE LAR15SP 4LSQAL0H, | Indoor | LED | Downlight Recessed | 2038 | 28.5 | 71.6 |  | 4000/4100K | 83 | 72000 | Continuously Dimmable,0-10V Dimming,Wet Location Rated |  | 2016-02-19
EATON (formerly Cooper Lighting) | PORTFOLIO | 4" Square LED Adjustable Downlight | LDSQA4A 18840 D010TE LAR25NF 4LSQA1H | ,LDSQA4A 18840 D010TE LAR25NF 4LSQA0H, | Indoor | LED | Downlight Recessed | 2434 | 28.6 | 85.1 |  | 4000/4100K | 83 | 72000 | Continuously Dimmable,0-10V Dimming |  | 2016-02-19
EATON (formerly Cooper Lighting) | PORTFOLIO | 4" Square LED Adjustable Downlight | LDSQA4A 18840 D010TE LAR25NF 4LSQAL1H | ,LDSQA4A 18840 D010TE LAR25NF 4LSQAL0H, | Indoor | LED | Downlight Recessed | 2249 | 28.5 | 79.1 |  | 4000/4100K | 83 | 72000 | Continuously Dimmable,0-10V Dimming,Wet Location Rated |  | 2016-02-19
EATON (formerly Cooper Lighting) | PORTFOLIO | 4" Square LED Adjustable Downlight | LDSQA4A 18840 D010TE LAR35FL 4LSQA1H | ,LDSQA4A 18840 D010TE LAR35FL 4LSQA0H, | Indoor | LED | Downlight Recessed | 2352 | 28.5 | 82.5 |  | 4000/4100K | 83 | 72000 | Continuously Dimmable,0-10V Dimming |  | 2016-02-19
EATON (formerly Cooper Lighting) | PORTFOLIO | 4" Square LED Adjustable Downlight | LDSQA4A 18840 D010TE LAR35FL 4LSQAL1H | ,LDSQA4A 18840 D010TE LAR35FL 4LSQAL0H, | Indoor | LED | Downlight Recessed | 2352 | 28.5 | 82.5 |  | 4000/4100K | 83 | 72000 | Continuously Dimmable,0-10V Dimming,Wet Location Rated |  | 2016-02-19
EATON (formerly Cooper Lighting) | PORTFOLIO | 4" Square LED Adjustable Downlight | LDSQA4A 18840 DL3 LAR15SP 4LSQA1H | ,LDSQA4A 18840 DL3 LAR15SP 4LSQA0H, | Indoor | LED | Downlight Recessed | 2038 | 28.5 | 71.6 |  | 4000/4100K | 83 | 72000 | Continuously Dimmable |  | 2016-02-19
EATON (formerly Cooper Lighting) | PORTFOLIO | 4" Square LED Adjustable Downlight | LDSQA4A 18840 DL3 LAR15SP 4LSQAL1H | ,LDSQA4A 18840 DL3 LAR15SP 4LSQAL0H, | Indoor | LED | Downlight Recessed | 2038 | 28.5 | 71.6 |  | 4000/4100K | 83 | 72000 | Continuously Dimmable,Wet Location Rated |  | 2016-02-19
EATON (formerly Cooper Lighting) | PORTFOLIO | 4" Square LED Adjustable Downlight | LDSQA4A 18840 DL3 LAR25NF 4LSQA1H | ,LDSQA4A 18840 DL3 LAR25NF 4LSQA0H, | Indoor | LED | Downlight Recessed | 2434 | 28.6 | 85.1 |  | 4000/4100K | 83 | 72000 | Continuously Dimmable |  | 2016-02-19
EATON (formerly Cooper Lighting) | PORTFOLIO | 4" Square LED Adjustable Downlight | LDSQA4A 18840 DL3 LAR25NF 4LSQAL1H | ,LDSQA4A 18840 DL3 LAR25NF 4LSQAL0H, | Indoor | LED | Downlight Recessed | 2249 | 28.5 | 79.1 |  | 4000/4100K | 83 | 72000 | Continuously Dimmable,Wet Location Rated |  | 2016-02-19
EATON (formerly Cooper Lighting) | PORTFOLIO | 4" Square LED Adjustable Downlight | LDSQA4A 18840 DL3 LAR35FL 4LSQA1H | ,LDSQA4A 18840 DL3 LAR35FL 4LSQA0H, | Indoor | LED | Downlight Recessed | 2352 | 28.5 | 82.5 |  | 4000/4100K | 83 | 72000 | Continuously Dimmable |  | 2016-02-19
EATON (formerly Cooper Lighting) | PORTFOLIO | 4" Square LED Adjustable Downlight | LDSQA4A 18840 DL3 LAR35FL 4LSQAL1H | ,LDSQA4A 18840 DL3 LAR35FL 4LSQAL0H, | Indoor | LED | Downlight Recessed | 2352 | 28.5 | 82.5 |  | 4000/4100K | 83 | 72000 | Continuously Dimmable,Wet Location Rated |  | 2016-02-19
EATON (formerly Cooper Lighting) | PORTFOLIO | 4" Square LED Adjustable Downlight | LDSQA4A 18840 DLT LAR15SP 4LSQA1H | ,LDSQA4A 18840 DLT LAR15SP 4LSQA0H, | Indoor | LED | Downlight Recessed | 2038 | 28.5 | 71.6 |  | 4000/4100K | 83 | 72000 | Continuously Dimmable,Wet Location Rated |  | 2016-02-19
EATON (formerly Cooper Lighting) | PORTFOLIO | 4" Square LED Adjustable Downlight | LDSQA4A 18840 DLT LAR15SP 4LSQAL1H | ,LDSQA4A 18840 DLT LAR15SP 4LSQAL0H, | Indoor | LED | Downlight Recessed | 2038 | 28.5 | 71.6 |  | 4000/4100K | 83 | 72000 | Continuously Dimmable |  | 2016-02-19
EATON (formerly Cooper Lighting) | PORTFOLIO | 4" Square LED Adjustable Downlight | LDSQA4A 18840 DLT LAR25NF 4LSQA1H | ,LDSQA4A 18840 DLT LAR25NF 4LSQA0H, | Indoor | LED | Downlight Recessed | 2249 | 28.5 | 79.1 |  | 4000/4100K | 83 | 72000 | Continuously Dimmable,Wet Location Rated |  | 2016-02-19
EATON (formerly Cooper Lighting) | PORTFOLIO | 4" Square LED Adjustable Downlight | LDSQA4A 18840 DLT LAR25NF 4LSQAL1H | ,LDSQA4A 18840 DLT LAR25NF 4LSQAL0H, | Indoor | LED | Downlight Recessed | 2434 | 28.6 | 85.1 |  | 4000/4100K | 83 | 72000 | Continuously Dimmable |  | 2016-02-19
EATON (formerly Cooper Lighting) | PORTFOLIO | 4" Square LED Adjustable Downlight | LDSQA4A 18840 DLT LAR35FL 4LSQA1H | ,LDSQA4A 18840 DLT LAR35FL 4LSQA0H, | Indoor | LED | Downlight Recessed | 2352 | 28.5 | 82.5 |  | 4000/4100K | 83 | 72000 | Continuously Dimmable,Wet Location Rated |  | 2016-02-19
EATON (formerly Cooper Lighting) | PORTFOLIO | 4" Square LED Adjustable Downlight | LDSQA4A 18840 DLT LAR35FL 4LSQAL1H | ,LDSQA4A 18840 DLT LAR35FL 4LSQAL0H, | Indoor | LED | Downlight Recessed | 2352 | 28.5 | 82.5 |  | 4000/4100K | 83 | 72000 | Continuously Dimmable |  | 2016-02-19
EATON (formerly Cooper Lighting) | PORTFOLIO | 4" Square LED Adjustable Downlight | LDSQA4A 18840 DMX LAR15SP 4LSQA1H | ,LDSQA4A 18840 DMX LAR15SP 4LSQA0H, | Indoor | LED | Downlight Recessed | 2038 | 28.5 | 71.6 |  | 4000/4100K | 83 | 72000 | Continuously Dimmable,Wet Location Rated |  | 2016-02-19
EATON (formerly Cooper Lighting) | PORTFOLIO | 4" Square LED Adjustable Downlight | LDSQA4A 18840 DMX LAR15SP 4LSQAL1H | ,LDSQA4A 18840 DMX LAR15SP 4LSQAL0H, | Indoor | LED | Downlight Recessed | 2038 | 28.5 | 71.6 |  | 4000/4100K | 83 | 72000 | Continuously Dimmable |  | 2016-02-19
EATON (formerly Cooper Lighting) | PORTFOLIO | 4" Square LED Adjustable Downlight | LDSQA4A 18840 DMX LAR25NF 4LSQA1H | ,LDSQA4A 18840 DMX LAR25NF 4LSQA0H, | Indoor | LED | Downlight Recessed | 2249 | 28.5 | 79.1 |  | 4000/4100K | 83 | 72000 | Continuously Dimmable,Wet Location Rated |  | 2016-02-19
EATON (formerly Cooper Lighting) | PORTFOLIO | 4" Square LED Adjustable Downlight | LDSQA4A 18840 DMX LAR25NF 4LSQAL1H | ,LDSQA4A 18840 DMX LAR25NF 4LSQAL0H, | Indoor | LED | Downlight Recessed | 2434 | 28.6 | 85.1 |  | 4000/4100K | 83 | 72000 | Continuously Dimmable |  | 2016-02-19
EATON (formerly Cooper Lighting) | PORTFOLIO | 4" Square LED Adjustable Downlight | LDSQA4A 18840 DMX LAR35FL 4LSQA1H | ,LDSQA4A 18840 DMX LAR35FL 4LSQA0H, | Indoor | LED | Downlight Recessed | 2352 | 28.5 | 82.5 |  | 4000/4100K | 83 | 72000 | Continuously Dimmable,Wet Location Rated |  | 2016-02-19
EATON (formerly Cooper Lighting) | PORTFOLIO | 4" Square LED Adjustable Downlight | LDSQA4A 18840 DMX LAR35FL 4LSQAL1H | ,LDSQA4A 18840 DMX LAR35FL 4LSQAL0H, | Indoor | LED | Downlight Recessed | 2352 | 28.5 | 82.5 |  | 4000/4100K | 83 | 72000 | Continuously Dimmable |  | 2016-02-19
EATON (formerly Cooper Lighting) | PORTFOLIO | 4" Square LED Adjustable Downlight | LDSQA4A 18927 D010TE LAR25NF 4LSQA1H | ,LDSQA4A 18927 D010TE LAR25NF 4LSQA0H,; ,LDSQA4A 18927 D010TE LAR35FL 4LSQA0H,; ,LDSQA4A 18927 D010TE LAR35FL 4LSQA1H, | Indoor | LED | Downlight Recessed | 1793 | 28.4 | 63.1 |  | 2700K | 93 | 72000 | Continuously Dimmable,0-10V Dimming |  | 2016-02-19
EATON (formerly Cooper Lighting) | PORTFOLIO | 4" Square LED Adjustable Downlight | LDSQA4A 18927 D010TE LAR25NF 4LSQAL1H | ,LDSQA4A 18927 D010TE LAR25NF 4LSQAL0H,; ,LDSQA4A 18927 D010TE LAR35FL 4LSQAL0H,; ,LDSQA4A 18927 D010TE LAR35FL 4LSQAL1H, | Indoor | LED | Downlight Recessed | 1660 | 28.4 | 58.5 |  | 2700K | 93 | 72000 | Continuously Dimmable,0-10V Dimming,Wet Location Rated |  | 2016-02-19
EATON (formerly Cooper Lighting) | PORTFOLIO | 4" Square LED Adjustable Downlight | LDSQA4A 18927 DL3 LAR25NF 4LSQA1H | ,LDSQA4A 18927 DL3 LAR25NF 4LSQA0H,; ,LDSQA4A 18927 DL3 LAR35FL 4LSQA0H,; ,LDSQA4A 18927 DL3 LAR35FL 4LSQA1H, | Indoor | LED | Downlight Recessed | 1793 | 28.4 | 63.1 |  | 2700K | 93 | 72000 | Continuously Dimmable |  | 2016-02-19
EATON (formerly Cooper Lighting) | PORTFOLIO | 4" Square LED Adjustable Downlight | LDSQA4A 18927 DL3 LAR25NF 4LSQAL1H | ,LDSQA4A 18927 DL3 LAR25NF 4LSQAL0H,; ,LDSQA4A 18927 DL3 LAR35FL 4LSQAL0H,; ,LDSQA4A 18927 DL3 LAR35FL 4LSQAL1H, | Indoor | LED | Downlight Recessed | 1660 | 28.4 | 58.5 |  | 2700K | 93 | 72000 | Continuously Dimmable,Wet Location Rated |  | 2016-02-19
EATON (formerly Cooper Lighting) | PORTFOLIO | 4" Square LED Adjustable Downlight | LDSQA4A 18927 DLT LAR25NF 4LSQA1H | ,LDSQA4A 18927 DLT LAR25NF 4LSQAL0H,; ,LDSQA4A 18927 DLT LAR35FL 4LSQA1H,; ,LDSQA4A 18927 DLT LAR35FL 4LSQAL0H, | Indoor | LED | Downlight Recessed | 1793 | 28.4 | 63.1 |  | 2700K | 93 | 72000 | Continuously Dimmable |  | 2016-02-19
EATON (formerly Cooper Lighting) | PORTFOLIO | 4" Square LED Adjustable Downlight | LDSQA4A 18927 DLT LAR25NF 4LSQAL1H | ,LDSQA4A 18927 DLT LAR35FL 4LSQAL1H, | Indoor | LED | Downlight Recessed | 1660 | 28.4 | 58.5 |  | 2700K | 93 | 72000 | Continuously Dimmable,Wet Location Rated |  | 2016-02-19
EATON (formerly Cooper Lighting) | PORTFOLIO | 4" Square LED Adjustable Downlight | LDSQA4A 18927 DMX LAR25NF 4LSQA1H | ,LDSQA4A 18927 DMX LAR25NF 4LSQAL0H,; ,LDSQA4A 18927 DMX LAR35FL 4LSQA1H,; ,LDSQA4A 18927 DMX LAR35FL 4LSQAL0H, | Indoor | LED | Downlight Recessed | 1793 | 28.4 | 63.1 |  | 2700K | 93 | 72000 | Continuously Dimmable |  | 2016-02-19
EATON (formerly Cooper Lighting) | PORTFOLIO | 4" Square LED Adjustable Downlight | LDSQA4A 18927 DMX LAR25NF 4LSQAL1H | ,LDSQA4A 18927 DMX LAR35FL 4LSQAL1H, | Indoor | LED | Downlight Recessed | 1660 | 28.4 | 58.5 |  | 2700K | 93 | 72000 | Continuously Dimmable,Wet Location Rated |  | 2016-02-19
EATON (formerly Cooper Lighting) | PORTFOLIO | 4" Square LED Adjustable Downlight | LDSQA4A 18930 D010TE LAR25NF 4LSQA1H | ,LDSQA4A 18930 D010TE LAR25NF 4LSQA0H,; ,LDSQA4A 18930 D010TE LAR35FL 4LSQA0H,; ,LDSQA4A 18930 D010TE LAR35FL 4LSQA1H, | Indoor | LED | Downlight Recessed | 1793 | 28.4 | 63.1 |  | 3000K | 93 | 72000 | Continuously Dimmable,0-10V Dimming |  | 2016-02-19
EATON (formerly Cooper Lighting) | PORTFOLIO | 4" Square LED Adjustable Downlight | LDSQA4A 18930 D010TE LAR25NF 4LSQAL1H | ,LDSQA4A 18930 D010TE LAR25NF 4LSQAL0H,; ,LDSQA4A 18930 D010TE LAR35FL 4LSQAL0H,; ,LDSQA4A 18930 D010TE LAR35FL 4LSQAL1H, | Indoor | LED | Downlight Recessed | 1660 | 28.4 | 58.5 |  | 3000K | 93 | 72000 | Continuously Dimmable,0-10V Dimming,Wet Location Rated |  | 2016-02-19
EATON (formerly Cooper Lighting) | PORTFOLIO | 4" Square LED Adjustable Downlight | LDSQA4A 13935 D010TR LAR15SP 4LSQAL1H | ,LDSQA4A 13935 D010TR LAR15SP 4LSQAL0H,; ,LDSQA4A 13935 D010TR LAR25NF 4LSQA0H,; ,LDSQA4A 13935 D010TR LAR25NF 4LSQA1H,; ,LDSQA4A 13935 D010TR LAR35FL 4LSQAL0H,; ,LDSQA4A 13935 D010TR LAR35FL 4LSQAL1H, | Indoor | LED | Downlight Recessed | 1212 | 21.9 | 55.4 |  | 3500K | 92 | 72000 | Continuously Dimmable,0-10V Dimming,Wet Location Rated |  | 2016-02-19
EATON (formerly Cooper Lighting) | PORTFOLIO | 4" Square LED Adjustable Downlight | LDSQA4A 13940 D010TE LAR15SP 4LSQA1H | ,LDSQA4A 13940 D010TE LAR15SP 4LSQA0H,; ,LDSQA4A 13940 D010TE LAR25NF 4LSQAL0H,; ,LDSQA4A 13940 D010TE LAR25NF 4LSQAL1H,; ,LDSQA4A 13940 D010TE LAR35FL 4LSQA0H,; ,LDSQA4A 13940 D010TE LAR35FL 4LSQA1H, | Indoor | LED | Downlight Recessed | 1212 | 21.9 | 55.4 |  | 4000/4100K | 91 | 72000 | Continuously Dimmable,0-10V Dimming |  | 2016-02-19
EATON (formerly Cooper Lighting) | PORTFOLIO | 4" Square LED Adjustable Downlight | LDSQA4A 13940 D010TE LAR15SP 4LSQAL1H | ,LDSQA4A 13940 D010TE LAR15SP 4LSQAL0H,; ,LDSQA4A 13940 D010TE LAR25NF 4LSQA0H,; ,LDSQA4A 13940 D010TE LAR25NF 4LSQA1H,; ,LDSQA4A 13940 D010TE LAR35FL 4LSQAL0H,; ,LDSQA4A 13940 D010TE LAR35FL 4LSQAL1H, | Indoor | LED | Downlight Recessed | 1212 | 21.9 | 55.4 |  | 4000/4100K | 91 | 72000 | Continuously Dimmable,0-10V Dimming,Wet Location Rated |  | 2016-02-19
EATON (formerly Cooper Lighting) | PORTFOLIO | 4" Square LED Adjustable Downlight | LDSQA4A 13940 D010TR LAR15SP 4LSQA1H | ,LDSQA4A 13940 D010TR LAR15SP 4LSQA0H,; ,LDSQA4A 13940 D010TR LAR25NF 4LSQAL0H,; ,LDSQA4A 13940 D010TR LAR25NF 4LSQAL1H,; ,LDSQA4A 13940 D010TR LAR35FL 4LSQA0H,; ,LDSQA4A 13940 D010TR LAR35FL 4LSQA1H, | Indoor | LED | Downlight Recessed | 1212 | 21.9 | 55.4 |  | 4000/4100K | 91 | 72000 | Continuously Dimmable,0-10V Dimming |  | 2016-02-19
EATON (formerly Cooper Lighting) | PORTFOLIO | 4" Square LED Adjustable Downlight | LDSQA4A 13940 D010TR LAR15SP 4LSQAL1H | ,LDSQA4A 13940 D010TR LAR15SP 4LSQAL0H,; ,LDSQA4A 13940 D010TR LAR25NF 4LSQA0H,; ,LDSQA4A 13940 D010TR LAR25NF 4LSQA1H,; ,LDSQA4A 13940 D010TR LAR35FL 4LSQAL0H,; ,LDSQA4A 13940 D010TR LAR35FL 4LSQAL1H, | Indoor | LED | Downlight Recessed | 1212 | 21.9 | 55.4 |  | 4000/4100K | 91 | 72000 | Continuously Dimmable,0-10V Dimming,Wet Location Rated |  | 2016-02-19
EATON (formerly Cooper Lighting) | PORTFOLIO | 4" Square LED Adjustable Downlight | LDSQA4A 18827 D010TE LAR15SP 4LSQA1H | ,LDSQA4A 18827 D010TE LAR15SP 4LSQA0H, | Indoor | LED | Downlight Recessed | 1853 | 28.5 | 65.1 |  | 2700K | 81 | 72000 | Continuously Dimmable,0-10V Dimming |  | 2016-02-19
EATON (formerly Cooper Lighting) | PORTFOLIO | 4" Square LED Adjustable Downlight | LDSQA4A 18827 D010TE LAR15SP 4LSQAL1H | ,LDSQA4A 18827 D010TE LAR15SP 4LSQAL0H, | Indoor | LED | Downlight Recessed | 1853 | 28.5 | 65.1 |  | 2700K | 81 | 72000 | Continuously Dimmable,0-10V Dimming,Wet Location Rated |  | 2016-02-19
EATON (formerly Cooper Lighting) | PORTFOLIO | 4" Square LED Adjustable Downlight | LDSQA4A 18827 D010TE LAR25NF 4LSQA1H | ,LDSQA4A 18827 D010TE LAR25NF 4LSQA0H,; ,LDSQA4A 18827 D010TE LAR35FL 4LSQA0H,; ,LDSQA4A 18827 D010TE LAR35FL 4LSQA1H, | Indoor | LED | Downlight Recessed | 2234 | 28.6 | 78.2 |  | 2700K | 81 | 72000 | Continuously Dimmable,0-10V Dimming |  | 2016-02-19
EATON (formerly Cooper Lighting) | PORTFOLIO | 4" Square LED Adjustable Downlight | LDSQA4A 18827 D010TE LAR35FL 4LSQAL1H | ,LDSQA4A 18827 D010TE LAR35FL 4LSQAL0H, | Indoor | LED | Downlight Recessed | 2234 | 28.6 | 78.2 |  | 2700K | 81 | 72000 | Continuously Dimmable,0-10V Dimming,Wet Location Rated |  | 2016-02-19
EATON (formerly Cooper Lighting) | PORTFOLIO | 4" Square LED Adjustable Downlight | LDSQA4A 18827 DL3 LAR15SP 4LSQA1H | ,LDSQA4A 18827 DL3 LAR15SP 4LSQA0H, | Indoor | LED | Downlight Recessed | 1853 | 28.5 | 65.1 |  | 2700K | 81 | 72000 | Continuously Dimmable |  | 2016-02-19
EATON (formerly Cooper Lighting) | PORTFOLIO | 4" Square LED Adjustable Downlight | LDSQA4A 18827 DL3 LAR15SP 4LSQAL1H | ,LDSQA4A 18827 DL3 LAR15SP 4LSQAL0H, | Indoor | LED | Downlight Recessed | 1853 | 28.5 | 65.1 |  | 2700K | 81 | 72000 | Continuously Dimmable,Wet Location Rated |  | 2016-02-19
EATON (formerly Cooper Lighting) | PORTFOLIO | 4" Square LED Adjustable Downlight | LDSQA4A 18827 DL3 LAR25NF 4LSQA1H | ,LDSQA4A 18827 DL3 LAR25NF 4LSQA0H,; ,LDSQA4A 18827 DL3 LAR35FL 4LSQA0H,; ,LDSQA4A 18827 DL3 LAR35FL 4LSQA1H, | Indoor | LED | Downlight Recessed | 2234 | 28.6 | 78.2 |  | 2700K | 81 | 72000 | Continuously Dimmable |  | 2016-02-19
EATON (formerly Cooper Lighting) | PORTFOLIO | 4" Square LED Adjustable Downlight | LDSQA4A 18827 DL3 LAR35FL 4LSQAL1H |  | Indoor | LED | Downlight Recessed | 2234 | 28.6 | 78.2 |  | 2700K | 81 | 72000 | Continuously Dimmable,Wet Location Rated |  | 2016-02-19
EATON (formerly Cooper Lighting) | PORTFOLIO | 4" Square LED Adjustable Downlight | LDSQA4A 18827 DLT LAR15SP 4LSQAL1H | ,LDSQA4A 18827 DLT LAR15SP 4LSQAL0H, | Indoor | LED | Downlight Recessed | 1853 | 28.5 | 65.1 |  | 2700K | 81 | 72000 | Continuously Dimmable,Wet Location Rated |  | 2016-02-19
EATON (formerly Cooper Lighting) | PORTFOLIO | 4" Square LED Adjustable Downlight | LDSQA4A 28835 D010TE LAR15SP 4LSQA1H | ,LDSQA4A 28835 D010TE LAR15SP 4LSQA0H,; ,LDSQA4A 28835 D010TE LAR25NF 4LSQAL0H,; ,LDSQA4A 28835 D010TE LAR25NF 4LSQAL1H,; ,LDSQA4A 28835 D010TE LAR35FL 4LSQA0H,; ,LDSQA4A 28835 D010TE LAR35FL 4LSQA1H, | Indoor | LED | Downlight Recessed | 2546 | 44.2 | 57.6 |  | 3500K | 83 | 72000 | Continuously Dimmable,0-10V Dimming |  | 2016-02-19
EATON (formerly Cooper Lighting) | PORTFOLIO | 4" Square LED Adjustable Downlight | LDSQA4A 28835 D010TE LAR15SP 4LSQAL1H | ,LDSQA4A 28835 D010TE LAR15SP 4LSQAL0H,; ,LDSQA4A 28835 D010TE LAR25NF 4LSQA0H,; ,LDSQA4A 28835 D010TE LAR25NF 4LSQA1H,; ,LDSQA4A 28835 D010TE LAR35FL 4LSQAL0H,; ,LDSQA4A 28835 D010TE LAR35FL 4LSQAL1H, | Indoor | LED | Downlight Recessed | 2546 | 44.2 | 57.6 |  | 3500K | 83 | 72000 | Continuously Dimmable,0-10V Dimming,Wet Location Rated |  | 2016-02-19
EATON (formerly Cooper Lighting) | PORTFOLIO | 4" Square LED Adjustable Downlight | LDSQA4A 28840 D010TE LAR15SP 4LSQA1H | ,LDSQA4A 28840 D010TE LAR15SP 4LSQA0H,; ,LDSQA4A 28840 D010TE LAR25NF 4LSQAL0H,; ,LDSQA4A 28840 D010TE LAR35FL 4LSQA0H,; ,LDSQA4A 28840 D010TE LAR35FL 4LSQA1H, | Indoor | LED | Downlight Recessed | 2546 | 44.2 | 57.6 |  | 4000/4100K | 83 | 72000 | Continuously Dimmable,0-10V Dimming |  | 2016-02-19
EATON (formerly Cooper Lighting) | PORTFOLIO | 4" Square LED Adjustable Downlight | LDSQA4A 28840 D010TE LAR15SP 4LSQAL0H | ,LDSQA4A 28840 D010TE LAR25NF 4LSQA0H,; ,LDSQA4A 28840 D010TE LAR25NF 4LSQA1H,; ,LDSQA4A 28840 D010TE LAR35FL 4LSQAL0H, | Indoor | LED | Downlight Recessed | 2546 | 44.2 | 57.6 |  | 4000/4100K | 83 | 72000 | Continuously Dimmable,0-10V Dimming,Wet Location Rated |  | 2016-02-19
EATON (formerly Cooper Lighting) | PORTFOLIO | 4" Square LED Adjustable Downlight | LDSQA4A 28840 D010TE LAR15SP 4LSQAL1H | ,LDSQA4A 28840 D010TE LAR35FL 4LSQAL1H, | Indoor | LED | Downlight Recessed | 2546 | 44.2 | 57.6 |  | 4000/4100K | 83 | 72000 | Continuously Dimmable,0-10V Dimming,Wet Location Rated |  | 2016-02-19
EATON (formerly Cooper Lighting) | PORTFOLIO | 4" Square LED Adjustable Downlight | LDSQA4A 28840 D010TE LAR25NF 4LSQAL1H |  | Indoor | LED | Downlight Recessed | 2546 | 44.2 | 57.6 |  | 4000/4100K | 83 | 72000 | Continuously Dimmable,0-10V Dimming |  | 2016-02-19
EATON (formerly Cooper Lighting) | PORTFOLIO | 4" Square LED Adjustable Downlight | LDSQA4A 28927 D010TE LAR25NF 4LSQA1H | ,LDSQA4A 28927 D010TE LAR25NF 4LSQA0H, | Indoor | LED | Downlight Recessed | 2439 | 44 | 55.4 |  | 2700K | 93 | 72000 | Continuously Dimmable,0-10V Dimming,Wet Location Rated |  | 2016-02-19
EATON (formerly Cooper Lighting) | PORTFOLIO | 4" Square LED Adjustable Downlight | LDSQA4A 28927 D010TE LAR35FL 4LSQAL1H | ,LDSQA4A 28927 D010TE LAR35FL 4LSQA0H,; ,LDSQA4A 28927 D010TE LAR35FL 4LSQA1H, | Indoor | LED | Downlight Recessed | 2439 | 44 | 55.4 |  | 2700K | 93 | 72000 | Continuously Dimmable,0-10V Dimming |  | 2016-02-19
EATON (formerly Cooper Lighting) | PORTFOLIO | 4" Square LED Adjustable Downlight | LDSQA4A 28930 D010TE LAR25NF 4LSQA1H | ,LDSQA4A 28930 D010TE LAR25NF 4LSQA0H,; ,LDSQA4A 28930 D010TE LAR35FL 4LSQAL0H,; ,LDSQA4A 28930 D010TE LAR35FL 4LSQAL1H, | Indoor | LED | Downlight Recessed | 2439 | 44 | 55.4 |  | 3000K | 93 | 72000 | Continuously Dimmable,0-10V Dimming,Wet Location Rated |  | 2016-02-19
EATON (formerly Cooper Lighting) | PORTFOLIO | 4" Square LED Adjustable Downlight | LDSQA4A 28930 D010TE LAR25NF 4LSQAL1H | ,LDSQA4A 28930 D010TE LAR25NF 4LSQAL0H,; ,LDSQA4A 28930 D010TE LAR35FL 4LSQA0H,; ,LDSQA4A 28930 D010TE LAR35FL 4LSQA1H, | Indoor | LED | Downlight Recessed | 2439 | 44 | 55.4 |  | 3000K | 93 | 72000 | Continuously Dimmable,0-10V Dimming |  | 2016-02-19
EATON (formerly Cooper Lighting) | PORTFOLIO | 4" Square LED Adjustable Downlight | LDSQA4A 28935 D010TE LAR25NF 4LSQA1H | ,LDSQA4A 28935 D010TE LAR25NF 4LSQA0H,; ,LDSQA4A 28935 D010TE LAR35FL 4LSQAL0H,; ,LDSQA4A 28935 D010TE LAR35FL 4LSQAL1H, | Indoor | LED | Downlight Recessed | 2439 | 44 | 55.4 |  | 3500K | 92 | 72000 | Continuously Dimmable,0-10V Dimming,Wet Location Rated |  | 2016-02-19
EATON (formerly Cooper Lighting) | PORTFOLIO | 4" Square LED Adjustable Downlight | LDSQA4A 28935 D010TE LAR25NF 4LSQAL1H | ,LDSQA4A 28935 D010TE LAR25NF 4LSQAL0H,; ,LDSQA4A 28935 D010TE LAR35FL 4LSQA0H,; ,LDSQA4A 28935 D010TE LAR35FL 4LSQA1H, | Indoor | LED | Downlight Recessed | 2439 | 44 | 55.4 |  | 3500K | 92 | 72000 | Continuously Dimmable,0-10V Dimming |  | 2016-02-19
EATON (formerly Cooper Lighting) | PORTFOLIO | 4" Square LED Adjustable Downlight | LDSQA4A 28940 D010TE LAR25NF 4LSQA1H | ,LDSQA4A 28940 D010TE LAR25NF 4LSQA0H,; ,LDSQA4A 28940 D010TE LAR35FL 4LSQAL0H,; ,LDSQA4A 28940 D010TE LAR35FL 4LSQAL1H, | Indoor | LED | Downlight Recessed | 2439 | 44 | 55.4 |  | 4000/4100K | 91 | 72000 | Continuously Dimmable,0-10V Dimming,Wet Location Rated |  | 2016-02-19
EATON (formerly Cooper Lighting) | PORTFOLIO | 4" Square LED Adjustable Downlight | LDSQA4A 28940 D010TE LAR25NF 4LSQAL1H | ,LDSQA4A 28940 D010TE LAR25NF 4LSQAL0H,; ,LDSQA4A 28940 D010TE LAR35FL 4LSQA0H,; ,LDSQA4A 28940 D010TE LAR35FL 4LSQA1H, | Indoor | LED | Downlight Recessed | 2439 | 44 | 55.4 |  | 4000/4100K | 91 | 72000 | Continuously Dimmable,0-10V Dimming |  | 2016-02-19
Eco LED Bright, Inc. | Eco bright | DW4GB-10W-3K-065 | DW4GB-10W-3K-065 |  | Indoor/Outdoor | LED | Downlight Solid State Retrofit | 650 | 10 | 69.7 |  | 3000K | 92 | 35000 | Continuously Dimmable |  | 2016-02-16
Eco LED Bright, Inc. | Eco bright | DW4GB-10W-4K-076 | DW4GB-10W-4K-076 |  | Indoor | LED | Downlight Solid State Retrofit | 650 | 10 | 69.7 |  | 4000/4100K | 92 | 35000 | Continuously Dimmable |  | 2016-03-14
Eco LED Bright, Inc. | Eco bright | DW4GF-12W-2.7K-040 | DW4GF-12W-2.7K-040 |  | Indoor/Outdoor | LED | Downlight Solid State Retrofit | 600 | 10 | 69.4 |  | 2700K | 92 | 35000 | Continuously Dimmable |  | 2016-08-16
Eco LED Bright, Inc. | Eco bright | DW4OB-12W-2.7K-034 | DW4OB-12W-2.7K-034 |  | Indoor/Outdoor | LED | Downlight Solid State Retrofit | 600 | 10 | 69.4 |  | 2700K | 92 | 35000 | Continuously Dimmable |  | 2016-08-01
Eco LED Bright, Inc. | Eco bright | DW56GB-15W-3K-066 | DW56GB-15W-3K-066 |  | Indoor/Outdoor | LED | Downlight Solid State Retrofit | 950 | 15 | 71.8 |  | 3000K | 93 | 35000 | Continuously Dimmable |  | 2016-02-11
Eco LED Bright, Inc. | Eco bright | DW56IN-16W-2.7K | DW56IN-16W-2.7K |  | Indoor/Outdoor | LED | Downlight Solid State Retrofit | 900 | 15 | 68.3 |  | 2700K | 92 | 35000 | Continuously Dimmable |  | 2016-07-29
Eco LED Bright, Inc. | Eco bright | DW56IN-16W-5K | DW56IN-16W-5K |  | Indoor/Outdoor | LED | Downlight Solid State Retrofit | 950 | 15 | 68.3 |  | 5000K | 92 | 35000 | Continuously Dimmable |  | 2016-07-29
Ecolux International Inc. | EII | LED Downlight | R4WB27K12W |  | Indoor | LED | Downlight Solid State Retrofit | 940 | 12 | 80 |  | 2700K | 94 | 35000 | Continuously Dimmable |  | 2016-04-04
Ecolux International Inc. | EII | LED Downlight | R4W27K12W |  | Indoor | LED | Downlight Solid State Retrofit | 940 | 12 | 80 |  | 2700K | 94 | 35000 | Continuously Dimmable |  | 2016-04-04
Ecolux International Inc. | EII | LED Downlight | R4W27K9W |  | Indoor | LED | Downlight Solid State Retrofit | 690 | 9 | 77.2 |  | 2700K | 94 | 35000 | Continuously Dimmable |  | 2016-04-04
Ecolux International Inc. | EII | LED Downlight | R4W30K12W |  | Indoor | LED | Downlight Solid State Retrofit | 970 | 12 | 82.9 |  | 3000K | 95 | 35000 | Continuously Dimmable |  | 2016-04-04
Ecolux International Inc. | EII | LED Downlight | R4W30K9W |  | Indoor | LED | Downlight Solid State Retrofit | 700 | 9 | 78.4 |  | 3000K | 94 | 35000 | Continuously Dimmable |  | 2016-04-04
Ecolux International Inc. | EII | LED Downlight | R4W40K12W |  | Indoor | LED | Downlight Solid State Retrofit | 1010 | 12 | 84.9 |  | 4000/4100K | 93 | 35000 | Continuously Dimmable |  | 2016-04-04
Ecolux International Inc. | EII | LED Downlight | R4W40K9W |  | Indoor | LED | Downlight Solid State Retrofit | 730 | 9 | 82.1 |  | 4000/4100K | 93 | 35000 | Continuously Dimmable |  | 2016-04-04
Ecolux International Inc. | EII | LED Downlight | R4W50K12W |  | Indoor | LED | Downlight Solid State Retrofit | 1020 | 12 | 87.7 |  | 5000K | 94 | 35000 | Continuously Dimmable |  | 2016-04-04
Ecolux International Inc. | EII | LED Downlight | R4W50K9W |  | Indoor | LED | Downlight Solid State Retrofit | 740 | 9 | 83.1 |  | 5000K | 94 | 35000 | Continuously Dimmable |  | 2016-04-04
Ecolux International Inc. | EII | LED Downlight | R4WB27K9W |  | Indoor | LED | Downlight Solid State Retrofit | 690 | 9 | 77.2 |  | 2700K | 94 | 35000 | Continuously Dimmable |  | 2016-04-04
Ecolux International Inc. | EII | LED Downlight | R4WB30K12W |  | Indoor | LED | Downlight Solid State Retrofit | 970 | 12 | 82.9 |  | 3000K | 95 | 35000 | Continuously Dimmable |  | 2016-04-04
Ecolux International Inc. | EII | LED Downlight | R4WB30K9W |  | Indoor | LED | Downlight Solid State Retrofit | 700 | 9 | 78.4 |  | 3000K | 94 | 35000 | Continuously Dimmable |  | 2016-04-04
Ecolux International Inc. | EII | LED Downlight | R4WB40K12W |  | Indoor | LED | Downlight Solid State Retrofit | 1010 | 12 | 84.9 |  | 4000/4100K | 93 | 35000 | Continuously Dimmable |  | 2016-04-04
Ecolux International Inc. | EII | LED Downlight | R4WB40K9W |  | Indoor | LED | Downlight Solid State Retrofit | 730 | 9 | 82.1 |  | 4000/4100K | 93 | 35000 | Continuously Dimmable |  | 2016-04-04
Ecolux International Inc. | EII | LED Downlight | R4WB50K12W |  | Indoor | LED | Downlight Solid State Retrofit | 1020 | 12 | 87.7 |  | 5000K | 94 | 35000 | Continuously Dimmable |  | 2016-04-04
Ecolux International Inc. | EII | LED Downlight | R4WB50K9W |  | Indoor | LED | Downlight Solid State Retrofit | 740 | 9 | 83.1 |  | 5000K | 94 | 35000 | Continuously Dimmable |  | 2016-04-04
Ecolux International Inc. | EII | LED Downlight | R56W27K12W |  | Indoor | LED | Downlight Solid State Retrofit | 1020 | 12 | 87.2 |  | 2700K | 94 | 35000 | Continuously Dimmable |  | 2016-04-04
Ecolux International Inc. | EII | LED Downlight | R56W27K14W |  | Indoor | LED | Downlight Solid State Retrofit | 1130 | 14 | 84 |  | 2700K | 95 | 35000 | Continuously Dimmable |  | 2016-04-04
Ecolux International Inc. | EII | LED Downlight | R56W30K12W |  | Indoor | LED | Downlight Solid State Retrofit | 1030 | 12 | 88.2 |  | 3000K | 94 | 35000 | Continuously Dimmable |  | 2016-04-04
Ecolux International Inc. | EII | LED Downlight | R56W30K14W |  | Indoor | LED | Downlight Solid State Retrofit | 1150 | 14 | 85.3 |  | 3000K | 95 | 35000 | Continuously Dimmable |  | 2016-04-04
Ecolux International Inc. | EII | LED Downlight | R56W40K12W |  | Indoor | LED | Downlight Solid State Retrofit | 1040 | 12 | 89.7 |  | 4000/4100K | 93 | 35000 | Continuously Dimmable |  | 2016-04-04
Ecolux International Inc. | EII | LED Downlight | R56W40K14W |  | Indoor | LED | Downlight Solid State Retrofit | 1170 | 14 | 86.8 |  | 4000/4100K | 94 | 35000 | Continuously Dimmable |  | 2016-04-04
Ecolux International Inc. | EII | LED Downlight | R56W50K12W |  | Indoor | LED | Downlight Solid State Retrofit | 1060 | 12 | 90.4 |  | 5000K | 93 | 35000 | Continuously Dimmable |  | 2016-04-04
Ecolux International Inc. | EII | LED Downlight | R56W50K14W |  | Indoor | LED | Downlight Solid State Retrofit | 1220 | 14 | 89.2 |  | 5000K | 94 | 35000 | Continuously Dimmable |  | 2016-04-04
Ecolux International Inc. | EII | LED Downlight | R56WB27K12W |  | Indoor | LED | Downlight Solid State Retrofit | 1020 | 12 | 87.2 |  | 2700K | 94 | 35000 | Continuously Dimmable |  | 2016-04-04
Ecolux International Inc. | EII | LED Downlight | R56WB27K14W |  | Indoor | LED | Downlight Solid State Retrofit | 1130 | 14 | 84 |  | 2700K | 95 | 35000 | Continuously Dimmable |  | 2016-04-04
Ecolux International Inc. | EII | LED Downlight | R56WB30K12W |  | Indoor | LED | Downlight Solid State Retrofit | 1030 | 12 | 88.2 |  | 3000K | 94 | 35000 | Continuously Dimmable |  | 2016-04-04
Ecolux International Inc. | EII | LED Downlight | R56WB30K14W |  | Indoor | LED | Downlight Solid State Retrofit | 1150 | 14 | 85.3 |  | 3000K | 95 | 35000 | Continuously Dimmable |  | 2016-04-04
Ecolux International Inc. | EII | LED Downlight | R56WB40K12W |  | Indoor | LED | Downlight Solid State Retrofit | 1040 | 12 | 89.7 |  | 4000/4100K | 93 | 35000 | Continuously Dimmable |  | 2016-04-04
Ecolux International Inc. | EII | LED Downlight | R56WB40K14W |  | Indoor | LED | Downlight Solid State Retrofit | 1170 | 14 | 86.8 |  | 4000/4100K | 94 | 35000 | Continuously Dimmable |  | 2016-04-04
Ecolux International Inc. | EII | LED Downlight | R56WB50K12W |  | Indoor | LED | Downlight Solid State Retrofit | 1060 | 12 | 90.4 |  | 5000K | 93 | 35000 | Continuously Dimmable |  | 2016-04-04
Ecolux International Inc. | EII | LED Downlight | R56WB50K14W |  | Indoor | LED | Downlight Solid State Retrofit | 1220 | 14 | 89.2 |  | 5000K | 94 | 35000 | Continuously Dimmable |  | 2016-04-04
EEMA Industries Dba Liton Lighting | Liton | LCALDX6320-DUN-T35 | LCALDX6320-DUN-T35 | ,LCALDX6320-DUN-T30,; ,LCALDX6320-DUN-T40, | Indoor | LED | Downlight Surface Mount | 1813 | 30.1 | 60.2 |  | 4000/4100K,3000K,3500K | 93 | 36000 | Continuously Dimmable |  | 2016-06-03
EEMA Industries Dba Liton Lighting | Liton | LCALDX6350-DUN-T35 | LCALDX6350-DUN-T35 | ,LCALDX6350-DUN-T30,; ,LCALDX6350-DUN-T40, | Indoor | LED | Downlight Surface Mount | 2337 | 42.1 | 55.6 |  | 4000/4100K,3000K,3500K | 93 | 36000 | Continuously Dimmable |  | 2016-06-03
EEMA Industries Dba Liton Lighting | Liton | LHALD625C071UE-DUN/LRALD6XXX240-T35 | LHALD625C071UE-DUN/LRALD6XXX240-T35 | ,LHALD425C072UE-DUN/LRALD6XXX242-T30,; ,LHALD425C072UE-DUN/LRALD6XXX242-T35,; ,LHALD425C072UE-DUN/LRALD6XXX242-T40,; ,LHALD625C071UE-DUN/LRALD6XXX240-T30,; ,LHALD625C071UE-DUN/LRALD6XXX240-T40,; ,LHALD825C071UE-DUN/LRALD8XXX240-T30,; ,LHALD825C071UE-DUN/LRALD8XXX240-T35,; ,LHALD825C071UE-DUN/LRALD8XXX240-T40, | Indoor | LED | Downlight Recessed | 1578 | 28.4 | 55.6 |  | 4000/4100K,3000K,3500K | 93 | 36000 | Continuously Dimmable |  | 2016-06-03
EEMA Industries Dba Liton Lighting | Liton | LHALD640C105UE-DUN/LRALD6XXX350-T35 | LHALD640C105UE-DUN/LRALD6XXX350-T35 | ,LHALD440C105UE-DUN/LRALD4XXX350-T30,; ,LHALD440C105UE-DUN/LRALD4XXX350-T35,; ,LHALD440C105UE-DUN/LRALD4XXX350-T40,; ,LHALD640C105UE-DUN/LRALD6XXX350-T30,; ,LHALD640C105UE-DUN/LRALD6XXX350-T40,; ,LHALD840C105UE-DUN/LRALD8XXX350-T30,; ,LHALD840C105UE-DUN/LRALD8XXX350-T35,; ,LHALD840C105UE-DUN/LRALD8XXX350-T40, | Indoor | LED | Downlight Recessed | 2699 | 44.5 | 60.7 |  | 4000/4100K,3000K,3500K | 93 | 36000 | Continuously Dimmable |  | 2016-06-03
EEMA Industries Dba Liton Lighting | Liton | LRALD6XXX240-R25UE-DUN-T35 | LRALD6XXX240-R25UE-DUN-T35 | ,LRALD6XXX240-R25-DUN-T30,; ,LRALD6XXX240-R25UE-DUN-T40,; ,LRALD8XXX240-R25UE-DUN-T30,; ,LRALD8XXX240-R25UE-DUN-T35,; ,LRALD8XXX240-R25UE-DUN-T40, | Indoor | LED | Downlight Recessed | 1578 | 28.4 | 55.6 |  | 4000/4100K,3000K,3500K | 82 | 36000 | Continuously Dimmable |  | 2016-06-03
EEMA Industries Dba Liton Lighting | Liton | LRALD6XXX350-R40UE-DUN-T35 | LRALD6XXX350-R40UE-DUN-T35 | ,LRALD6XXX350-R40UE-DUN-T30,; ,LRALD6XXX350-R40UE-DUN-T40,; ,LRALD8XXX350-R40UE-DUN-T30,; ,LRALD8XXX350-R40UE-DUN-T35,; ,LRALD8XXX350-R40UE-DUN-T40, | Indoor | LED | Downlight Recessed | 2699 | 44.5 | 60.7 |  | 4000/4100K,3000K,3500K | 93 | 36000 | Continuously Dimmable |  | 2016-06-03
EEMA Industries Dba Liton Lighting | Liton | Recessed LED Downlight | LRLD4W |  | Indoor | LED | Downlight Solid State Retrofit | 652 | 9 | 69.9 |  | 2700K | 91 | 50000 | Continuously Dimmable |  | 2015-08-19
EEMA Industries Dba Liton Lighting | Liton | Recessed LED Downlight | LRLD4W |  | Indoor | LED | Downlight Solid State Retrofit | 673 | 9 | 76.5 |  | 3000K | 93 | 50000 | Continuously Dimmable |  | 2015-08-19
EEMA Industries Dba Liton Lighting | Liton | Recessed LED Downlight | LRLD4W |  | Indoor | LED | Downlight Solid State Retrofit | 681 | 9 | 76.9 |  | 3500K | 83 | 50000 | Continuously Dimmable |  | 2015-08-19
EEMA Industries Dba Liton Lighting | Liton | Recessed LED Downlight | LRLD4W |  | Indoor | LED | Downlight Solid State Retrofit | 691 | 9 | 77.8 |  | 4000/4100K | 83 | 50000 | Continuously Dimmable |  | 2015-08-19
EEMA Industries Dba Liton Lighting | Liton | Recessed LED Downlight | LRLD4W |  | Indoor | LED | Downlight Solid State Retrofit | 712 | 9 | 79.9 |  | 5000K | 85 | 50000 | Continuously Dimmable |  | 2015-08-19
EiKO Global, LLC | EiKO | LED Commercial Downlight Retrofit | CDR-3C-8XXK-U | ,,CDR-3C-8XXK-U (Where XX could be 27, 30, 35, 40 and 50 which refers 2700K, 3000K, 3500K, 4000K and 5000K) | Indoor | LED | Downlight Solid State Retrofit | 2200 | 25 | 90.5 |  | 2700K | 83 | 40000 | Continuously Dimmable | (Where XX could be 27, 30, 35, 40 and 50 which refers 2700K, 3000K, 3500K, 4000K and 5000K) | 2016-05-10
EiKO Global, LLC | EiKO | LED Commercial Downlight Retrofit | CDR-3C-8XXK-U | ,,CDR-3C-8XXK-U (Where XX could be 27, 30, 35, 40 and 50 which refers 2700K, 3000K, 3500K, 4000K and 5000K) | Indoor | LED | Downlight Solid State Retrofit | 2200 | 25 | 90.5 |  | 3000K | 83 | 40000 | Continuously Dimmable | (Where XX could be 27, 30, 35, 40 and 50 which refers 2700K, 3000K, 3500K, 4000K and 5000K) | 2016-05-10
EiKO Global, LLC | EiKO | LED Commercial Downlight Retrofit | CDR-3C-8XXK-U | ,,CDR-3C-8XXK-U (Where XX could be 27, 30, 35, 40 and 50 which refers 2700K, 3000K, 3500K, 4000K and 5000K) | Indoor | LED | Downlight Solid State Retrofit | 2200 | 25 | 90.5 |  | 3500K | 83 | 40000 | Continuously Dimmable | (Where XX could be 27, 30, 35, 40 and 50 which refers 2700K, 3000K, 3500K, 4000K and 5000K) | 2016-05-10
EiKO Global, LLC | EiKO | LED | LED-DK4-10W830-DIM-G5 |  | Indoor/Outdoor | LED | Downlight Solid State Retrofit | 650 | 10 | 74.4 |  | 3000K | 81 | 35000 | Continuously Dimmable |  | 2015-09-21
EiKO Global, LLC | EiKO | LED Commercial Downlight Retrofit | CDR-3C-8XXK-U | ,,CDR-3C-8XXK-U (Where XX could be 27, 30, 35, 40 and 50 which refers 2700K, 3000K, 3500K, 4000K and 5000K) | Indoor | LED | Downlight Solid State Retrofit | 2200 | 25 | 90.5 |  | 4000/4100K | 83 | 40000 | Continuously Dimmable | (Where XX could be 27, 30, 35, 40 and 50 which refers 2700K, 3000K, 3500K, 4000K and 5000K) | 2016-05-10
EiKO Global, LLC | EiKO | LED Commercial Downlight Retrofit | CDR-3C-8XXK-U | ,,CDR-3C-8XXK-U (Where XX could be 27, 30, 35, 40 and 50 which refers 2700K, 3000K, 3500K, 4000K and 5000K) | Indoor | LED | Downlight Solid State Retrofit | 2200 | 25 | 90.5 |  | 5000K | 83 | 40000 | Continuously Dimmable | (Where XX could be 27, 30, 35, 40 and 50 which refers 2700K, 3000K, 3500K, 4000K and 5000K) | 2016-05-10
EiKO Global, LLC | EiKO | LED Commercial Downlight Retrofit | CDR-4C-8XXK-U | ,,CDR-4C-8XXK-U (Where XX could be 27, 30, 35, 40 and 50 which refers 2700K, 3000K, 3500K, 4000K and 5000K) | Indoor | LED | Downlight Solid State Retrofit | 3000 | 35 | 87.9 |  | 2700K | 83 | 40000 | Continuously Dimmable | (Where XX could be 27, 30, 35, 40 and 50 which refers 2700K, 3000K, 3500K, 4000K and 5000K) | 2016-05-10
EiKO Global, LLC | EiKO | LED Commercial Downlight Retrofit | CDR-4C-8XXK-U | ,,CDR-4C-8XXK-U (Where XX could be 27, 30, 35, 40 and 50 which refers 2700K, 3000K, 3500K, 4000K and 5000K) | Indoor | LED | Downlight Solid State Retrofit | 3000 | 35 | 87.9 |  | 3000K | 83 | 40000 | Continuously Dimmable | (Where XX could be 27, 30, 35, 40 and 50 which refers 2700K, 3000K, 3500K, 4000K and 5000K) | 2016-05-10
EiKO Global, LLC | EiKO | LED Commercial Downlight Retrofit | CDR-4C-8XXK-U | ,,CDR-4C-8XXK-U (Where XX could be 27, 30, 35, 40 and 50 which refers 2700K, 3000K, 3500K, 4000K and 5000K) | Indoor | LED | Downlight Solid State Retrofit | 3000 | 35 | 87.9 |  | 3500K | 83 | 40000 | Continuously Dimmable | (Where XX could be 27, 30, 35, 40 and 50 which refers 2700K, 3000K, 3500K, 4000K and 5000K) | 2016-05-10
EiKO Global, LLC | EiKO | LED Commercial Downlight Retrofit | CDR-4C-8XXK-U | ,,CDR-4C-8XXK-U (Where XX could be 27, 30, 35, 40 and 50 which refers 2700K, 3000K, 3500K, 4000K and 5000K) | Indoor | LED | Downlight Solid State Retrofit | 3000 | 35 | 87.9 |  | 4000/4100K | 83 | 40000 | Continuously Dimmable | (Where XX could be 27, 30, 35, 40 and 50 which refers 2700K, 3000K, 3500K, 4000K and 5000K) | 2016-05-10
EiKO Global, LLC | EiKO | LED Commercial Downlight Retrofit | CDR-4C-8XXK-U | ,,CDR-4C-8XXK-U (Where XX could be 27, 30, 35, 40 and 50 which refers 2700K, 3000K, 3500K, 4000K and 5000K) | Indoor | LED | Downlight Solid State Retrofit | 3000 | 35 | 87.9 |  | 5000K | 83 | 40000 | Continuously Dimmable | (Where XX could be 27, 30, 35, 40 and 50 which refers 2700K, 3000K, 3500K, 4000K and 5000K) | 2016-05-10
EiKO Global, LLC | EiKO | LED Commercial Downlight Retrofit | CDR-5C-8XXK-U | ,,CDR-5C-8XXK-U (Where XX could be 27, 30, 35, 40 and 50 which refers 2700K, 3000K, 3500K, 4000K and 5000K) | Indoor | LED | Downlight Solid State Retrofit | 4200 | 50 | 85.4 |  | 2700K | 82 | 40000 | Continuously Dimmable | (Where XX could be 27, 30, 35, 40 and 50 which refers 2700K, 3000K, 3500K, 4000K and 5000K) | 2016-05-10
EiKO Global, LLC | EiKO | LED Commercial Downlight Retrofit | CDR-5C-8XXK-U | ,,CDR-5C-8XXK-U (Where XX could be 27, 30, 35, 40 and 50 which refers 2700K, 3000K, 3500K, 4000K and 5000K) | Indoor | LED | Downlight Solid State Retrofit | 4200 | 50 | 85.4 |  | 3000K | 82 | 40000 | Continuously Dimmable | (Where XX could be 27, 30, 35, 40 and 50 which refers 2700K, 3000K, 3500K, 4000K and 5000K) | 2016-05-10
EiKO Global, LLC | EiKO | LED Commercial Downlight Retrofit | CDR-5C-8XXK-U | ,,CDR-5C-8XXK-U (Where XX could be 27, 30, 35, 40 and 50 which refers 2700K, 3000K, 3500K, 4000K and 5000K) | Indoor | LED | Downlight Solid State Retrofit | 4200 | 50 | 85.4 |  | 3500K | 82 | 40000 | Continuously Dimmable | (Where XX could be 27, 30, 35, 40 and 50 which refers 2700K, 3000K, 3500K, 4000K and 5000K) | 2016-05-10
EiKO Global, LLC | EiKO | LED Commercial Downlight Retrofit | CDR-5C-8XXK-U | ,,CDR-5C-8XXK-U (Where XX could be 27, 30, 35, 40 and 50 which refers 2700K, 3000K, 3500K, 4000K and 5000K) | Indoor | LED | Downlight Solid State Retrofit | 4200 | 50 | 85.4 |  | 4000/4100K | 82 | 40000 | Continuously Dimmable | (Where XX could be 27, 30, 35, 40 and 50 which refers 2700K, 3000K, 3500K, 4000K and 5000K) | 2016-05-10
EiKO Global, LLC | EiKO | LED Commercial Downlight Retrofit | CDR-5C-8XXK-U | ,,CDR-5C-8XXK-U (Where XX could be 27, 30, 35, 40 and 50 which refers 2700K, 3000K, 3500K, 4000K and 5000K) | Indoor | LED | Downlight Solid State Retrofit | 4200 | 50 | 85.4 |  | 5000K | 82 | 40000 | Continuously Dimmable | (Where XX could be 27, 30, 35, 40 and 50 which refers 2700K, 3000K, 3500K, 4000K and 5000K) | 2016-05-10
EiKO Global, LLC | EiKO | LED Downlight Retrofit | LED-DK4-10W827-DIM-G5 |  | Indoor/Outdoor | LED | Downlight Solid State Retrofit | 650 | 10 | 74.4 |  | 2700K | 81 | 35000 | Continuously Dimmable,Wet Location Rated | Product tested with E26 base only, and sold with both E26 and GU24 base. | 2016-08-09
EiKO Global, LLC | EiKO | LED | LED-DK4RT-11W830-DIM-G5 |  | Indoor/Outdoor | LED | Downlight Solid State Retrofit | 650 | 11 | 77.7 |  | 3000K | 80 | 35000 | Continuously Dimmable |  | 2015-09-18
EiKO Global, LLC | EiKO | LED | LED-DK4RT-11W840-DIM-G5 |  | Indoor/Outdoor | LED | Downlight Solid State Retrofit | 650 | 11 | 77.7 |  | 4000/4100K | 80 | 35000 | Continuously Dimmable |  | 2015-09-15
EiKO Global, LLC | EiKO | LED Downlight Retrofit | LED-DK6-10W827-DIM-G5 |  | Indoor/Outdoor | LED | Downlight Solid State Retrofit | 750 | 10 | 80.4 |  | 2700K | 81 | 35000 | Continuously Dimmable,Wet Location Rated | Product tested with E26 base only, and sold with both E26 and GU24 base. | 2016-08-09
EiKO Global, LLC | EiKO | LED | LED-DK6-10W830-DIM-G5 |  | Indoor | LED | Downlight Solid State Retrofit | 750 | 10 | 75 |  | 3000K | 81 | 35000 | Continuously Dimmable |  | 2016-03-31
EiKO Global, LLC | EiKO | LED | LED-DK6-15W930-DIM-G5 |  | Indoor/Outdoor | LED | Downlight Solid State Retrofit | 950 | 15 | 68.3 |  | 3000K | 92 | 35000 | Continuously Dimmable |  | 2016-05-09
EiKO Global, LLC | EiKO | LED Downlight Retrofit | LED-DK6-17W827-DIM-G5 |  | Indoor/Outdoor | LED | Downlight Solid State Retrofit | 1200 | 17 | 79.8 |  | 2700K | 81 | 35000 | Continuously Dimmable,Wet Location Rated | Product tested with E26 base only, and sold with both E26 and GU24 base. | 2016-08-09
EiKO Global, LLC | EiKO | LED | LED-DK6-17W830-DIM-G5 |  | Indoor/Outdoor | LED | Downlight Solid State Retrofit | 1200 | 17 | 79.8 |  | 3000K | 81 | 35000 | Continuously Dimmable |  | 2015-09-21
EiKO Global, LLC | EiKO | LED | LED-DK6RT-11W830-DIM-G5 |  | Indoor/Outdoor | LED | Downlight Solid State Retrofit | 750 | 11 | 81.2 |  | 3000K | 81 | 35000 | Continuously Dimmable |  | 2015-09-21
EiKO Global, LLC | EiKO | LED | LED-DK6RT-11W840-DIM-G5 |  | Indoor/Outdoor | LED | Downlight Solid State Retrofit | 750 | 11 | 81.2 |  | 4000/4100K | 81 | 35000 | Continuously Dimmable |  | 2015-09-21
EiKO Global, LLC | LiteSpandLED | LED | LED-DK4-10W840-DIM-G5 |  | Indoor/Outdoor | LED | Downlight Solid State Retrofit | 650 | 10 | 74.4 |  | 4000/4100K | 81 | 35000 | Continuously Dimmable | available with GU24 and E26 base | 2015-10-08
EiKO Global, LLC | LiteSpandLED | LED | LED-DK6-10W840-DIM-G5 |  | Indoor/Outdoor | LED | Downlight Solid State Retrofit | 750 | 10 | 80.4 |  | 4000/4100K | 81 | 35000 | Continuously Dimmable | available with GU24 and E26 base | 2015-10-08
EiKO Global, LLC | LiteSpandLED | LED | LED-DK6-17W840-DIM-G5 |  | Indoor/Outdoor | LED | Downlight Solid State Retrofit | 1200 | 17 | 79.8 |  | 4000/4100K | 81 | 35000 | Continuously Dimmable |  | 2015-10-16
EiKO Global, LLC | LiteSpandLED | LED | LED-DKD-13W830-DIM-G5 |  | Indoor/Outdoor | LED | Downlight Solid State Retrofit | 910 | 13 | 76.2 |  | 3000K | 83 | 35000 | Continuously Dimmable |  | 2015-10-08
EiKO Global, LLC | LiteSpandLED | LED | LED-DKD-13W840-DIM-G5 |  | Indoor/Outdoor | LED | Downlight Solid State Retrofit | 910 | 13 | 76.2 |  | 4000/4100K | 83 | 35000 | Continuously Dimmable |  | 2015-10-08
Elec-Tech International Co.,Ltd. | ETI | LED Downlight retrofit kits | 531811XX | ,,Where "XX" denotes color temperature, 01-10 identifies 2700K, 11-30 identifies 3000K, 31-40 identifies 3500K, 41-50 identifies 4000K, 61-70 identifies 5000K. | Indoor | LED | Downlight Solid State Retrofit | 625 | 10 | 74.8 |  | 2700K,4000/4100K,3000K,3500K,5000K | 90 | 50000 | Continuously Dimmable,Connected |  | 2016-01-14
Elec-Tech International Co.,Ltd. | ETI | SSL Downlight Retrofit Kits | 531821XX | ,,(Where XX denotes CCT and could be 01-10 which refers 2700K) | Indoor | LED | Downlight Solid State Retrofit | 670 | 11 | 64.9 |  | 2700K | 91 | 50000 | Continuously Dimmable | (Where XX denotes CCT and could be 01-10 which refers 2700K) | 2016-04-17
Elec-Tech International Co.,Ltd. | ETI | SSL Downlight Retrofit Kits | 531831XX | ,,(Where XX denotes CCT and could be 01-10 which refers 2700K) | Indoor | LED | Downlight Solid State Retrofit | 625 | 10 | 66.2 |  | 2700K | 91 | 50000 | Continuously Dimmable | (Where XX denotes CCT and could be 01-10 which refers 2700K) | 2016-04-17
Elec-Tech International Co.,Ltd. | ETI | SSL Downlight Retrofit Kits | 531841XX | ,,(Where XX denotes CCT and could be 01-10 which refers 2700K) | Indoor | LED | Downlight Solid State Retrofit | 670 | 11 | 65.1 |  | 2700K | 91 | 50000 | Continuously Dimmable | (Where XX denotes CCT and could be 01-10 which refers 2700K) | 2016-04-17
Elec-Tech International Co.,Ltd. | ETI | SSL Downlight Retrofit Kits | 531851XX | ,,(Where XX denotes CCT and could be 01-10 which refers 2700K, 41-50 which refers 4000K) | Indoor | LED | Downlight Solid State Retrofit | 625 | 10 | 71.3 |  | 2700K | 90 | 30000 | Continuously Dimmable | (Where XX denotes CCT and could be 01-10 which refers 2700K, 41-50 which refers 4000K) | 2016-04-17
Elec-Tech International Co.,Ltd. | ETI | SSL Downlight Retrofit Kits | 531851XX | ,,(Where XX denotes CCT and could be 01-10 which refers 2700K, 41-50 which refers 4000K) | Indoor | LED | Downlight Solid State Retrofit | 625 | 10 | 71.3 |  | 4000/4100K | 90 | 30000 | Continuously Dimmable | (Where XX denotes CCT and could be 01-10 which refers 2700K, 41-50 which refers 4000K) | 2016-04-17
Elec-Tech International Co.,Ltd. | ETI | SSL Downlight Retrofit Kits | 531861XX | ,,(Where XX denotes CCT and could be 01-10 which refers 2700K, 41-50 which refers 4000K) | Indoor | LED | Downlight Solid State Retrofit | 670 | 11 | 71.4 |  | 2700K | 90 | 50000 | Continuously Dimmable | (Where XX denotes CCT and could be 01-10 which refers 2700K, 41-50 which refers 4000K) | 2016-04-17
Elec-Tech International Co.,Ltd. | ETI | SSL Downlight Retrofit Kits | 531861XX | ,,(Where XX denotes CCT and could be 01-10 which refers 2700K, 41-50 which refers 4000K) | Indoor | LED | Downlight Solid State Retrofit | 670 | 11 | 71.4 |  | 4000/4100K | 90 | 50000 | Continuously Dimmable | (Where XX denotes CCT and could be 01-10 which refers 2700K, 41-50 which refers 4000K) | 2016-04-17
Elec-Tech International Co.,Ltd. | ETI | SSL Downlight Retrofit Kits | 531871XX | ,,(Where XX denotes CCT and could be 01-10 which refers 2700K, 11-30 which refers 3000K, 31-40 which refers 3500K, 41-50 which refers 4000K, 61-70 which refers 5000K) | Indoor | LED | Downlight Solid State Retrofit | 1200 | 18 | 77.6 |  | 2700K | 93 | 50000 | Continuously Dimmable | (Where XX denotes CCT and could be 01-10 which refers 2700K, 11-30 which refers 3000K, 31-40 which refers 3500K, 41-50 which refers 4000K, 61-70 which refers 5000K) | 2016-04-17
Elec-Tech International Co.,Ltd. | ETI | SSL Downlight Retrofit Kits | 531871XX | ,,(Where XX denotes CCT and could be 01-10 which refers 2700K, 11-30 which refers 3000K, 31-40 which refers 3500K, 41-50 which refers 4000K, 61-70 which refers 5000K) | Indoor | LED | Downlight Solid State Retrofit | 1200 | 18 | 77.6 |  | 3000K | 93 | 50000 | Continuously Dimmable | (Where XX denotes CCT and could be 01-10 which refers 2700K, 11-30 which refers 3000K, 31-40 which refers 3500K, 41-50 which refers 4000K, 61-70 which refers 5000K) | 2016-04-17
Elec-Tech International Co.,Ltd. | ETI | SSL Downlight Retrofit Kits | 531871XX | ,,(Where XX denotes CCT and could be 01-10 which refers 2700K, 11-30 which refers 3000K, 31-40 which refers 3500K, 41-50 which refers 4000K, 61-70 which refers 5000K) | Indoor | LED | Downlight Solid State Retrofit | 1200 | 18 | 77.6 |  | 3500K | 93 | 50000 | Continuously Dimmable | (Where XX denotes CCT and could be 01-10 which refers 2700K, 11-30 which refers 3000K, 31-40 which refers 3500K, 41-50 which refers 4000K, 61-70 which refers 5000K) | 2016-04-17
Elec-Tech International Co.,Ltd. | ETI | SSL Downlight Retrofit Kits | 531871XX | ,,(Where XX denotes CCT and could be 01-10 which refers 2700K, 11-30 which refers 3000K, 31-40 which refers 3500K, 41-50 which refers 4000K, 61-70 which refers 5000K) | Indoor | LED | Downlight Solid State Retrofit | 1200 | 18 | 77.6 |  | 4000/4100K | 93 | 50000 | Continuously Dimmable | (Where XX denotes CCT and could be 01-10 which refers 2700K, 11-30 which refers 3000K, 31-40 which refers 3500K, 41-50 which refers 4000K, 61-70 which refers 5000K) | 2016-04-17
Elec-Tech International Co.,Ltd. | ETI | SSL Downlight Retrofit Kits | 531871XX | ,,(Where XX denotes CCT and could be 01-10 which refers 2700K, 11-30 which refers 3000K, 31-40 which refers 3500K, 41-50 which refers 4000K, 61-70 which refers 5000K) | Indoor | LED | Downlight Solid State Retrofit | 1200 | 18 | 77.6 |  | 5000K | 93 | 50000 | Continuously Dimmable | (Where XX denotes CCT and could be 01-10 which refers 2700K, 11-30 which refers 3000K, 31-40 which refers 3500K, 41-50 which refers 4000K, 61-70 which refers 5000K) | 2016-04-17
Elec-Tech International Co.,Ltd. | ETI | SSL Downlight Retrofit Kits | 530811XX | ,,(Where â€œXXâ€œ denotes color temperature, 41-50 identifies 4000K) | Indoor | LED | Downlight Solid State Retrofit | 1800 | 26 | 87.2 |  | 4000/4100K | 85 | 35000 | Continuously Dimmable | (Where â€œXXâ€œ denotes color temperature, 41-50 identifies 4000K) | 2016-03-31
Elec-Tech International Co.,Ltd. | ETI | SSL downlight retrofits | 531641XX | ,,(Where â€œXXâ€œ denotes color temperature,01-10 identifies 2700K,11-30 identifies 3000K,31-40 | Indoor | LED | Downlight Solid State Retrofit | 800 | 13 | 85 |  | 2700K,4000/4100K,3000K,3500K,5000K | 84 | 50000 | Continuously Dimmable |  | 2015-09-10
Elec-Tech International Co.,Ltd. | ETI | LED Downlight retrofit kits | 531661XX-A(XX=00-99) |  | Indoor | LED | Downlight Solid State Retrofit | 670 | 11 | 66.6 |  | 2700K,4000/4100K,3000K,3500K,5000K | 90 | 50000 | Wireless Dimming,Color Tunable,Connected |  | 2016-01-18
Elec-Tech International Co.,Ltd. | ETI | SSL Downlight Retrofit Kits | 531662XX(XX=00-99) | ,,XX= 00-99,Where the even numbers are for Canada retailers, and the odd are for the US retailers | Indoor | LED | Downlight Solid State Retrofit | 670 | 11 | 68 |  | 2700K | 90 | 50000 | Continuously Dimmable,Connected | XX= 00-99,Where the even numbers are for Canada retailers, and the odd are for the US retailers | 2016-04-17
Elec-Tech International Co.,Ltd. | ETI | SSL Downlight Retrofit Kits | 531662XX(XX=00-99) | ,,XX= 00-99,Where the even numbers are for Canada retailers, and the odd are for the US retailers | Indoor | LED | Downlight Solid State Retrofit | 670 | 11 | 68 |  | 3000K | 90 | 50000 | Continuously Dimmable,Connected | XX= 00-99,Where the even numbers are for Canada retailers, and the odd are for the US retailers | 2016-04-17
Elec-Tech International Co.,Ltd. | ETI | SSL Downlight Retrofit Kits | 531662XX(XX=00-99) | ,,XX= 00-99,Where the even numbers are for Canada retailers, and the odd are for the US retailers | Indoor | LED | Downlight Solid State Retrofit | 670 | 11 | 68 |  | 3500K | 90 | 50000 | Continuously Dimmable,Connected | XX= 00-99,Where the even numbers are for Canada retailers, and the odd are for the US retailers | 2016-04-17
Elec-Tech International Co.,Ltd. | ETI | SSL Downlight Retrofit Kits | 531662XX(XX=00-99) | ,,XX= 00-99,Where the even numbers are for Canada retailers, and the odd are for the US retailers | Indoor | LED | Downlight Solid State Retrofit | 670 | 11 | 68 |  | 4000/4100K | 90 | 50000 | Continuously Dimmable,Connected | XX= 00-99,Where the even numbers are for Canada retailers, and the odd are for the US retailers | 2016-04-17
Elec-Tech International Co.,Ltd. | ETI | SSL Downlight Retrofit Kits | 531662XX(XX=00-99) | ,,XX= 00-99,Where the even numbers are for Canada retailers, and the odd are for the US retailers | Indoor | LED | Downlight Solid State Retrofit | 670 | 11 | 68 |  | 5000K | 90 | 50000 | Continuously Dimmable,Connected | XX= 00-99,Where the even numbers are for Canada retailers, and the odd are for the US retailers | 2016-04-17
Elec-Tech International Co.,Ltd. | ETI | SSL Downlight Retrofit Kits | 531671XX | ,,(Where â€œXXâ€œ denotes color temperature, 01-10 identifies 2700K, 11-30 identifies 3000K, 31-40 identifies 3500K, 41-50 identifies 4000K, 61-70 identifies 5000K) | Indoor | LED | Downlight Solid State Retrofit | 670 | 10.5 | 74 |  | 2700K | 90 | 50000 | Continuously Dimmable | (Where â€œXXâ€œ denotes color temperature, 01-10 identifies 2700K, 11-30 identifies 3000K, 31-40 identifies 3500K, 41-50 identifies 4000K, 61-70 identifies 5000K) | 2016-03-31
Elec-Tech International Co.,Ltd. | ETI | SSL Downlight Retrofit Kits | 531671XX | ,,(Where â€œXXâ€œ denotes color temperature, 01-10 identifies 2700K, 11-30 identifies 3000K, 31-40 identifies 3500K, 41-50 identifies 4000K, 61-70 identifies 5000K) | Indoor | LED | Downlight Solid State Retrofit | 670 | 10.5 | 74 |  | 3000K | 90 | 50000 | Continuously Dimmable | (Where â€œXXâ€œ denotes color temperature, 01-10 identifies 2700K, 11-30 identifies 3000K, 31-40 identifies 3500K, 41-50 identifies 4000K, 61-70 identifies 5000K) | 2016-03-31
Elec-Tech International Co.,Ltd. | ETI | SSL Downlight Retrofit Kits | 531671XX | ,,(Where â€œXXâ€œ denotes color temperature, 01-10 identifies 2700K, 11-30 identifies 3000K, 31-40 identifies 3500K, 41-50 identifies 4000K, 61-70 identifies 5000K) | Indoor | LED | Downlight Solid State Retrofit | 670 | 10.5 | 74 |  | 3500K | 90 | 50000 | Continuously Dimmable | (Where â€œXXâ€œ denotes color temperature, 01-10 identifies 2700K, 11-30 identifies 3000K, 31-40 identifies 3500K, 41-50 identifies 4000K, 61-70 identifies 5000K) | 2016-03-31
Elec-Tech International Co.,Ltd. | ETI | SSL Downlight Retrofit Kits | 531671XX | ,,(Where â€œXXâ€œ denotes color temperature, 01-10 identifies 2700K, 11-30 identifies 3000K, 31-40 identifies 3500K, 41-50 identifies 4000K, 61-70 identifies 5000K) | Indoor | LED | Downlight Solid State Retrofit | 670 | 10.5 | 74 |  | 4000/4100K | 90 | 50000 | Continuously Dimmable | (Where â€œXXâ€œ denotes color temperature, 01-10 identifies 2700K, 11-30 identifies 3000K, 31-40 identifies 3500K, 41-50 identifies 4000K, 61-70 identifies 5000K) | 2016-03-31
Elec-Tech International Co.,Ltd. | ETI | SSL Downlight Retrofit Kits | 531671XX | ,,(Where â€œXXâ€œ denotes color temperature, 01-10 identifies 2700K, 11-30 identifies 3000K, 31-40 identifies 3500K, 41-50 identifies 4000K, 61-70 identifies 5000K) | Indoor | LED | Downlight Solid State Retrofit | 670 | 10.5 | 74 |  | 5000K | 90 | 50000 | Continuously Dimmable | (Where â€œXXâ€œ denotes color temperature, 01-10 identifies 2700K, 11-30 identifies 3000K, 31-40 identifies 3500K, 41-50 identifies 4000K, 61-70 identifies 5000K) | 2016-03-31
Elec-Tech International Co.,Ltd. | ETI | LED downlight | 531701XX (61-70) |  | Indoor | LED | Downlight Solid State Retrofit | 600 | 10 | 64.6 |  | 2700K | 90 | 50000 | Continuously Dimmable |  | 2015-10-31
Elec-Tech International Co.,Ltd. | ETI | SSL Downlight Retrofit Kits | 531791XX | ,,(Where XX denotes CCT and could be 11-30 which refers 3000K, 31-40 which refers 3500K, 41-50 which refers 4000K, 61-70 which refers 5000K) | Indoor | LED | Downlight Solid State Retrofit | 1300 | 18 | 80.7 |  | 3000K | 90 | 50000 | Continuously Dimmable | (Where XX denotes CCT and could be 11-30 which refers 3000K, 31-40 which refers 3500K, 41-50 which refers 4000K, 61-70 which refers 5000K) | 2016-04-17
Elec-Tech International Co.,Ltd. | ETI | SSL Downlight Retrofit Kits | 531791XX | ,,(Where XX denotes CCT and could be 11-30 which refers 3000K, 31-40 which refers 3500K, 41-50 which refers 4000K, 61-70 which refers 5000K) | Indoor | LED | Downlight Solid State Retrofit | 1300 | 18 | 80.7 |  | 3500K | 90 | 50000 | Continuously Dimmable | (Where XX denotes CCT and could be 11-30 which refers 3000K, 31-40 which refers 3500K, 41-50 which refers 4000K, 61-70 which refers 5000K) | 2016-04-17
Elec-Tech International Co.,Ltd. | ETI | SSL Downlight Retrofit Kits | 531791XX | ,,(Where XX denotes CCT and could be 11-30 which refers 3000K, 31-40 which refers 3500K, 41-50 which refers 4000K, 61-70 which refers 5000K) | Indoor | LED | Downlight Solid State Retrofit | 1300 | 18 | 80.7 |  | 4000/4100K | 90 | 50000 | Continuously Dimmable | (Where XX denotes CCT and could be 11-30 which refers 3000K, 31-40 which refers 3500K, 41-50 which refers 4000K, 61-70 which refers 5000K) | 2016-04-17
Elec-Tech International Co.,Ltd. | ETI | SSL Downlight Retrofit Kits | 531791XX | ,,(Where XX denotes CCT and could be 11-30 which refers 3000K, 31-40 which refers 3500K, 41-50 which refers 4000K, 61-70 which refers 5000K) | Indoor | LED | Downlight Solid State Retrofit | 1300 | 18 | 80.7 |  | 5000K | 90 | 50000 | Continuously Dimmable | (Where XX denotes CCT and could be 11-30 which refers 3000K, 31-40 which refers 3500K, 41-50 which refers 4000K, 61-70 which refers 5000K) | 2016-04-17
Electric Zone Inc. | EZ IN TOUCH WITH TOMORROW | SSL Downlight Retrofit Kits | EZ-D105-90-XXXXK | ,,(Where "XXXX" denotes CCT, and could be 2700, 3000, 3500, 4000, 5000) | Indoor | LED | Downlight Solid State Retrofit | 550 | 10 | 69.9 |  | 2700K | 92 | 50000 | Continuously Dimmable | (Where "XXXX" denotes CCT, and could be 2700, 3000, 3500, 4000, 5000) | 2016-04-26
Electric Zone Inc. | EZ IN TOUCH WITH TOMORROW | SSL Downlight Retrofit Kits | EZ-D105-90-XXXXK | ,,(Where "XXXX" denotes CCT, and could be 2700, 3000, 3500, 4000, 5000) | Indoor | LED | Downlight Solid State Retrofit | 570 | 10 | 69.9 |  | 3000K | 92 | 50000 | Continuously Dimmable | (Where "XXXX" denotes CCT, and could be 2700, 3000, 3500, 4000, 5000) | 2016-04-26
Electric Zone Inc. | EZ IN TOUCH WITH TOMORROW | SSL Downlight Retrofit Kits | EZ-D105-90-XXXXK | ,,(Where "XXXX" denotes CCT, and could be 2700, 3000, 3500, 4000, 5000) | Indoor | LED | Downlight Solid State Retrofit | 580 | 10 | 69.9 |  | 3500K | 92 | 50000 | Continuously Dimmable | (Where "XXXX" denotes CCT, and could be 2700, 3000, 3500, 4000, 5000) | 2016-04-26
Electric Zone Inc. | EZ IN TOUCH WITH TOMORROW | SSL Downlight Retrofit Kits | EZ-D105-90-XXXXK | ,,(Where "XXXX" denotes CCT, and could be 2700, 3000, 3500, 4000, 5000) | Indoor | LED | Downlight Solid State Retrofit | 600 | 10 | 69.9 |  | 4000/4100K | 92 | 50000 | Continuously Dimmable | (Where "XXXX" denotes CCT, and could be 2700, 3000, 3500, 4000, 5000) | 2016-04-26
Electric Zone Inc. | EZ IN TOUCH WITH TOMORROW | SSL Downlight Retrofit Kits | EZ-D105-90-XXXXK | ,,(Where "XXXX" denotes CCT, and could be 2700, 3000, 3500, 4000, 5000) | Indoor | LED | Downlight Solid State Retrofit | 630 | 10 | 69.9 |  | 5000K | 92 | 50000 | Continuously Dimmable | (Where "XXXX" denotes CCT, and could be 2700, 3000, 3500, 4000, 5000) | 2016-04-26
Electric Zone Inc. | EZ IN TOUCH WITH TOMORROW | SSL Downlight Retrofit Kits | EZ-D106-90-XXXXK | ,,(Where "XXXX" denotes CCT, and could be 2700, 3000, 3500, 4000, 5000) | Indoor | LED | Downlight Solid State Retrofit | 950 | 14.9 | 73.4 |  | 2700K | 91 | 50000 | Continuously Dimmable | (Where "XXXX" denotes CCT, and could be 2700, 3000, 3500, 4000, 5000) | 2016-04-26
Electric Zone Inc. | EZ IN TOUCH WITH TOMORROW | SSL Downlight Retrofit Kits | EZ-D106-90-XXXXK | ,,(Where "XXXX" denotes CCT, and could be 2700, 3000, 3500, 4000, 5000) | Indoor | LED | Downlight Solid State Retrofit | 980 | 14.9 | 73.4 |  | 3000K | 91 | 50000 | Continuously Dimmable | (Where "XXXX" denotes CCT, and could be 2700, 3000, 3500, 4000, 5000) | 2016-04-26
Electric Zone Inc. | EZ IN TOUCH WITH TOMORROW | SSL Downlight Retrofit Kits | EZ-D106-90-XXXXK | ,,(Where "XXXX" denotes CCT, and could be 2700, 3000, 3500, 4000, 5000) | Indoor | LED | Downlight Solid State Retrofit | 990 | 14.9 | 73.4 |  | 3500K | 91 | 50000 | Continuously Dimmable | (Where "XXXX" denotes CCT, and could be 2700, 3000, 3500, 4000, 5000) | 2016-04-26
Electric Zone Inc. | EZ IN TOUCH WITH TOMORROW | SSL Downlight Retrofit Kits | EZ-D106-90-XXXXK | ,,(Where "XXXX" denotes CCT, and could be 2700, 3000, 3500, 4000, 5000) | Indoor | LED | Downlight Solid State Retrofit | 1000 | 14.9 | 73.4 |  | 4000/4100K | 91 | 50000 | Continuously Dimmable | (Where "XXXX" denotes CCT, and could be 2700, 3000, 3500, 4000, 5000) | 2016-04-26
Electric Zone Inc. | EZ IN TOUCH WITH TOMORROW | SSL Downlight Retrofit Kits | EZ-D106-90-XXXXK | ,,(Where "XXXX" denotes CCT, and could be 2700, 3000, 3500, 4000, 5000) | Indoor | LED | Downlight Solid State Retrofit | 1050 | 14.9 | 73.4 |  | 5000K | 91 | 50000 | Continuously Dimmable | (Where "XXXX" denotes CCT, and could be 2700, 3000, 3500, 4000, 5000) | 2016-04-26
Electric Zone Inc. | EZ IN TOUCH WITH TOMORROW | EZ-D121-2700K | EZ-D121-2700K | ,EZ-D121-2700K,2700K; ,EZ-D121-3000K,3000K; ,EZ-D121-4000K,4000K; ,EZ-D121-5000K,5000K | Indoor/Outdoor | LED | Downlight Recessed | 550 | 9 | 61.1 |  | 2700K | 92 | 50000 | Continuously Dimmable |  | 2016-04-14
Electric Zone Inc. | EZ IN TOUCH WITH TOMORROW | EZ-D122-2700K | EZ-D122-2700K | ,EZ-D122-2700K,2700K; ,EZ-D122-3000K,3000K; ,EZ-D122-4000K,4000K; ,EZ-D122-5000K,5000K | Indoor/Outdoor | LED | Downlight Recessed | 750 | 12 | 62.5 |  | 2700K | 92 | 50000 | Continuously Dimmable |  | 2016-04-14
Electric Zone Inc. | EZ IN TOUCH WITH TOMORROW | SSL Downlight Retrofit Kits | EZ-D414-90-A-2700K |  | Indoor | LED | Downlight Solid State Retrofit | 700 | 13 | 61.7 |  | 2700K | 92 | 50000 | Continuously Dimmable |  | 2016-04-26
Electric Zone Inc. | EZ IN TOUCH WITH TOMORROW | SSL Downlight Retrofit Kits | EZ-D414-90-A-3000K |  | Indoor | LED | Downlight Solid State Retrofit | 730 | 13 | 61.7 |  | 3000K | 92 | 50000 | Continuously Dimmable |  | 2016-04-26
Electric Zone Inc. | EZ IN TOUCH WITH TOMORROW | SSL Downlight Retrofit Kits | EZ-D414-90-A-3500K |  | Indoor | LED | Downlight Solid State Retrofit | 730 | 13 | 61.7 |  | 3500K | 92 | 50000 | Continuously Dimmable |  | 2016-04-26
Electric Zone Inc. | EZ IN TOUCH WITH TOMORROW | SSL Downlight Retrofit Kits | EZ-D414-90-A-4000K |  | Indoor | LED | Downlight Solid State Retrofit | 760 | 13 | 61.7 |  | 4000/4100K | 92 | 50000 | Continuously Dimmable |  | 2016-04-26
Electric Zone Inc. | EZ IN TOUCH WITH TOMORROW | SSL Downlight Retrofit Kits | EZ-D414-90-A-5000K |  | Indoor | LED | Downlight Solid State Retrofit | 790 | 13 | 61.7 |  | 5000K | 92 | 50000 | Continuously Dimmable |  | 2016-04-26
Electric Zone Inc. | EZ IN TOUCH WITH TOMORROW | EZ-D505-2700K | EZ-D505-2700K | ,EZ-D505-2700K,2700K; ,EZ-D505-3000K,3000K; ,EZ-D505-4000K,4000K; ,EZ-D505-5000K,5000K | Indoor/Outdoor | LED | Downlight Recessed | 600 | 10 | 60 |  | 2700K | 93 | 50000 | Continuously Dimmable |  | 2016-07-28
Electric Zone Inc. | EZ IN TOUCH WITH TOMORROW | EZ-D517-2700K | EZ-D517-2700K | ,EZ-D517-2700K,2700K; ,EZ-D517-3000K,3000K; ,EZ-D517-4000K,4000K; ,EZ-D517-5000K,5000K | Indoor/Outdoor | LED | Downlight Recessed | 850 | 14 | 60.7 |  | 2700K | 93 | 50000 | Continuously Dimmable |  | 2016-07-28
Electric Zone Inc. | EZ IN TOUCH WITH TOMORROW | SSL Downlight Retrofit Kits | EZ-D526-A-2700K |  | Indoor | LED | Downlight Solid State Retrofit | 1000 | 16 | 65 |  | 2700K | 95 | 50000 | Continuously Dimmable |  | 2016-04-26
Electric Zone Inc. | EZ IN TOUCH WITH TOMORROW | SSL Downlight Retrofit Kits | EZ-D526-A-3000K |  | Indoor | LED | Downlight Solid State Retrofit | 1050 | 16 | 65 |  | 3000K | 95 | 50000 | Continuously Dimmable |  | 2016-04-26
Electric Zone Inc. | EZ IN TOUCH WITH TOMORROW | SSL Downlight Retrofit Kits | EZ-D526-A-4000K |  | Indoor | LED | Downlight Solid State Retrofit | 1150 | 16 | 65 |  | 4000/4100K | 95 | 50000 | Continuously Dimmable |  | 2016-04-26
Electric Zone Inc. | EZ IN TOUCH WITH TOMORROW | SSL Downlight Retrofit Kits | EZ-D526-A-5000K |  | Indoor | LED | Downlight Solid State Retrofit | 1150 | 16 | 65 |  | 5000K | 95 | 50000 | Continuously Dimmable |  | 2016-04-26
Electrix, LLC | Essentials | SSL Recessed Downlight | 4723(3500K) |  | Indoor | LED | Downlight Recessed | 1400 | 25 | 69 |  | 3500K | 92 | 50000 | Continuously Dimmable |  | 2016-07-28
Electrix, LLC | Essentials | SSL Recessed Downlight | 4714(3000K) |  | Indoor | LED | Downlight Recessed | 760 | 10 | 76.6 |  | 3000K | 95 | 54000 | Continuously Dimmable |  | 2016-07-28
Electrix, LLC | Essentials | SSL Recessed Downlight | 4714(3500K) |  | Indoor | LED | Downlight Recessed | 760 | 10 | 76.6 |  | 3500K | 95 | 54000 | Continuously Dimmable |  | 2016-07-28
Electrix, LLC | Essentials | SSL Recessed Downlight | 4714(4000K) |  | Indoor | LED | Downlight Recessed | 760 | 10 | 76.6 |  | 4000/4100K | 95 | 54000 | Continuously Dimmable |  | 2016-07-28
Electrix, LLC | Essentials | SSL Recessed Downlight | 4714(5000K) |  | Indoor | LED | Downlight Recessed | 760 | 10 | 76.6 |  | 5000K | 95 | 54000 | Continuously Dimmable |  | 2016-07-28
Electrix, LLC | Essentials | SSL Recessed Downlight | 4715(3000K) |  | Indoor | LED | Downlight Recessed | 600 | 10 | 74.6 |  | 3000K | 92 | 50000 | Continuously Dimmable |  | 2016-07-14
Electrix, LLC | Essentials | SSL Recessed Downlight | 4715(3500K) |  | Indoor | LED | Downlight Recessed | 600 | 10 | 74.6 |  | 3500K | 92 | 50000 | Continuously Dimmable |  | 2016-07-14
Electrix, LLC | Essentials | SSL Recessed Downlight | 4715(4000K) |  | Indoor | LED | Downlight Recessed | 600 | 10 | 74.6 |  | 4000/4100K | 92 | 50000 | Continuously Dimmable |  | 2016-07-14
Electrix, LLC | Essentials | SSL Recessed Downlight | 4715(5000K) |  | Indoor | LED | Downlight Recessed | 600 | 10 | 74.6 |  | 5000K | 92 | 50000 | Continuously Dimmable |  | 2016-07-14
Electrix, LLC | Essentials | SSL Downlight Retrofits | 4716(3000K) |  | Indoor | LED | Downlight Solid State Retrofit | 740 | 13 | 68.9 |  | 3000K | 92 | 50000 | Continuously Dimmable |  | 2016-07-14
Electrix, LLC | Essentials | SSL Downlight Retrofits | 4716(3500K) |  | Indoor | LED | Downlight Solid State Retrofit | 740 | 13 | 68.9 |  | 3500K | 92 | 50000 | Continuously Dimmable |  | 2016-07-14
Electrix, LLC | Essentials | SSL Downlight Retrofits | 4716(4000K) |  | Indoor | LED | Downlight Solid State Retrofit | 740 | 13 | 68.9 |  | 4000/4100K | 92 | 50000 | Continuously Dimmable |  | 2016-07-14
Electrix, LLC | Essentials | SSL Downlight Retrofits | 4716(5000K) |  | Indoor | LED | Downlight Solid State Retrofit | 740 | 13 | 68.9 |  | 5000K | 92 | 50000 | Continuously Dimmable |  | 2016-07-14
Electrix, LLC | Essentials | SSL Downlight Retrofits | 4717(3000K) |  | Indoor | LED | Downlight Solid State Retrofit | 770 | 13 | 69.2 |  | 3000K | 93 | 50000 | Continuously Dimmable |  | 2016-07-28
Electrix, LLC | Essentials | SSL Downlight Retrofits | 4717(3500K) |  | Indoor | LED | Downlight Solid State Retrofit | 770 | 13 | 69.2 |  | 3500K | 93 | 50000 | Continuously Dimmable |  | 2016-07-28
Electrix, LLC | Essentials | SSL Downlight Retrofits | 4717(4000K) |  | Indoor | LED | Downlight Solid State Retrofit | 770 | 13 | 69.2 |  | 4000/4100K | 93 | 50000 | Continuously Dimmable |  | 2016-07-28
Electrix, LLC | Essentials | SSL Downlight Retrofits | 4717(5000K) |  | Indoor | LED | Downlight Solid State Retrofit | 770 | 13 | 69.2 |  | 5000K | 93 | 50000 | Continuously Dimmable |  | 2016-07-28
Electrix, LLC | Essentials | SSL Recessed Downlight | 4718(3000K) |  | Indoor | LED | Downlight Recessed | 780 | 11.5 | 71.9 |  | 3000K | 94 | 54000 | Continuously Dimmable |  | 2016-07-28
Electrix, LLC | Essentials | SSL Recessed Downlight | 4718(3500K) |  | Indoor | LED | Downlight Recessed | 780 | 11.5 | 71.9 |  | 3500K | 94 | 54000 | Continuously Dimmable |  | 2016-07-28
Electrix, LLC | Essentials | SSL Recessed Downlight | 4718(4000K) |  | Indoor | LED | Downlight Recessed | 780 | 11.5 | 71.9 |  | 4000/4100K | 94 | 54000 | Continuously Dimmable |  | 2016-07-28
Electrix, LLC | Essentials | SSL Recessed Downlight | 4718(5000K) |  | Indoor | LED | Downlight Recessed | 780 | 11.5 | 71.9 |  | 5000K | 94 | 54000 | Continuously Dimmable |  | 2016-07-28
Electrix, LLC | Essentials | SSL Recessed Downlight | 4719(3000K) |  | Indoor | LED | Downlight Recessed | 770 | 13 | 68.2 |  | 3000K | 93 | 50000 | Continuously Dimmable |  | 2016-07-14
Electrix, LLC | Essentials | SSL Recessed Downlight | 4719(3500K) |  | Indoor | LED | Downlight Recessed | 770 | 13 | 68.2 |  | 3500K | 93 | 50000 | Continuously Dimmable |  | 2016-07-14
Electrix, LLC | Essentials | SSL Recessed Downlight | 4719(4000K) |  | Indoor | LED | Downlight Recessed | 770 | 13 | 68.2 |  | 4000/4100K | 93 | 50000 | Continuously Dimmable |  | 2016-07-14
Electrix, LLC | Essentials | SSL Recessed Downlight | 4719(5000K) |  | Indoor | LED | Downlight Recessed | 770 | 13 | 68.2 |  | 5000K | 93 | 50000 | Continuously Dimmable |  | 2016-07-14
Electrix, LLC | Essentials | SSL Downlight Retrofits | 4720(3000K) |  | Indoor | LED | Downlight Solid State Retrofit | 1100 | 18 | 64.8 |  | 3000K | 92 | 50000 | Continuously Dimmable |  | 2016-07-14
Electrix, LLC | Essentials | SSL Downlight Retrofits | 4720(3500K) |  | Indoor | LED | Downlight Solid State Retrofit | 1100 | 18 | 64.8 |  | 3500K | 92 | 50000 | Continuously Dimmable |  | 2016-07-14
Electrix, LLC | Essentials | SSL Downlight Retrofits | 4720(4000K) |  | Indoor | LED | Downlight Solid State Retrofit | 1100 | 18 | 64.8 |  | 4000/4100K | 92 | 50000 | Continuously Dimmable |  | 2016-07-14
Electrix, LLC | Essentials | SSL Downlight Retrofits | 4720(5000K) |  | Indoor | LED | Downlight Solid State Retrofit | 1100 | 18 | 64.8 |  | 5000K | 92 | 50000 | Continuously Dimmable |  | 2016-07-14
Electrix, LLC | Essentials | SSL Downlight Retrofits | 4721(3000K) |  | Indoor | LED | Downlight Solid State Retrofit | 1400 | 25 | 72.3 |  | 3000K | 92 | 54000 | Continuously Dimmable |  | 2016-07-28
Electrix, LLC | Essentials | SSL Downlight Retrofits | 4721(3500K) |  | Indoor | LED | Downlight Solid State Retrofit | 1400 | 25 | 72.3 |  | 3500K | 92 | 54000 | Continuously Dimmable |  | 2016-07-28
Electrix, LLC | Essentials | SSL Downlight Retrofits | 4721(4000K) |  | Indoor | LED | Downlight Solid State Retrofit | 1400 | 25 | 72.3 |  | 4000/4100K | 92 | 54000 | Continuously Dimmable |  | 2016-07-28
Electrix, LLC | Essentials | SSL Downlight Retrofits | 4721(5000K) |  | Indoor | LED | Downlight Solid State Retrofit | 1400 | 25 | 72.3 |  | 5000K | 92 | 54000 | Continuously Dimmable |  | 2016-07-28
Electrix, LLC | Essentials | SSL Recessed Downlight | 4722(3000K) |  | Indoor | LED | Downlight Recessed | 1100 | 18 | 65.1 |  | 3000K | 91 | 54000 | Continuously Dimmable |  | 2016-07-28
Electrix, LLC | Essentials | SSL Recessed Downlight | 4722(3500K) |  | Indoor | LED | Downlight Recessed | 1100 | 18 | 65.1 |  | 3500K | 91 | 54000 | Continuously Dimmable |  | 2016-07-28
Electrix, LLC | Essentials | SSL Recessed Downlight | 4722(4000K) |  | Indoor | LED | Downlight Recessed | 1100 | 18 | 65.1 |  | 4000/4100K | 91 | 54000 | Continuously Dimmable |  | 2016-07-28
Electrix, LLC | Essentials | SSL Recessed Downlight | 4722(5000K) |  | Indoor | LED | Downlight Recessed | 1100 | 18 | 65.1 |  | 5000K | 91 | 54000 | Continuously Dimmable |  | 2016-07-28
Electrix, LLC | Essentials | SSL Recessed Downlight | 4723(3000K) |  | Indoor | LED | Downlight Recessed | 1400 | 25 | 69 |  | 3000K | 92 | 50000 | Continuously Dimmable |  | 2016-07-28
Electrix, LLC | Essentials | SSL Recessed Downlight | 4723(4000K) |  | Indoor | LED | Downlight Recessed | 1400 | 25 | 69 |  | 4000/4100K | 92 | 50000 | Continuously Dimmable |  | 2016-07-28
Electrix, LLC | Essentials | SSL Recessed Downlight | 4723(5000K) |  | Indoor | LED | Downlight Recessed | 1400 | 25 | 69 |  | 5000K | 92 | 50000 | Continuously Dimmable |  | 2016-07-28
Elegant Furniture & Lighting, Inc. | Elitco Lighting | LED Downlight Retrofit | R41327KRF |  | Indoor | LED | Downlight Solid State Retrofit | 800 | 13 | 68.9 |  | 2700K | 90 | 50000 | Non-Dimmable |  | 2016-06-30
Elegant Furniture & Lighting, Inc. | Elitco Lighting | LED Downlight Retrofit | R41330KRF |  | Indoor | LED | Downlight Solid State Retrofit | 800 | 13 | 73.8 |  | 3000K | 90 | 50000 | Non-Dimmable |  | 2016-06-30
Elegant Furniture & Lighting, Inc. | Elitco Lighting | LED Downlight Retrofits | R61527KRF |  | Indoor | LED | Downlight Solid State Retrofit | 1030 | 15 | 72.5 |  | 2700K | 90 | 50000 | Non-Dimmable,Connected |  | 2016-06-30
Elegant Furniture & Lighting, Inc. | Elitco Lighting | LED Downlight Retrofits | R61530KRF |  | Indoor | LED | Downlight Solid State Retrofit | 1030 | 15 | 74.6 |  | 3000K | 91 | 50000 | Non-Dimmable,Connected |  | 2016-06-30
Elite Lighting | Elite | SSL Downlight Retrofits | RL461-650L-DIMTR-120-27-90-*-** | ,,(The first * and second ** mean color for product, such as WH, SN, BK and so on.) | Indoor/Outdoor | LED | Downlight Solid State Retrofit | 650 | 9.5 | 70.4 |  | 2700K | 96 | 35000 | Continuously Dimmable | (The first * and second ** mean color for product, such as WH, SN, BK and so on.) | 2016-09-29
Elite Lighting | Elite | SSL Downlight Retrofits | RL461-650L-DIMTR-120-30-90-*-** | ,,(The first * and second ** mean color for product, such as WH, SN, BK and so on.) | Indoor/Outdoor | LED | Downlight Solid State Retrofit | 650 | 9.5 | 70.4 |  | 3000K | 96 | 35000 | Continuously Dimmable | (The first * and second ** mean color for product, such as WH, SN, BK and so on.) | 2016-09-29
Elite Lighting | Elite | SSL Downlight Retrofits | RL461-650L-DIMTR-120-35-90-*-** | ,,(The first * and second ** mean color for product, such as WH, SN, BK and so on.) | Indoor/Outdoor | LED | Downlight Solid State Retrofit | 650 | 9.5 | 70.4 |  | 3500K | 96 | 35000 | Continuously Dimmable | (The first * and second ** mean color for product, such as WH, SN, BK and so on.) | 2016-09-29
Elite Lighting | Elite | SSL Downlight Retrofits | RL461-650L-DIMTR-120-40-90-*-** | ,,(The first * and second ** mean color for product, such as WH, SN, BK and so on.) | Indoor/Outdoor | LED | Downlight Solid State Retrofit | 650 | 9.5 | 70.4 |  | 4000/4100K | 96 | 35000 | Continuously Dimmable | (The first * and second ** mean color for product, such as WH, SN, BK and so on.) | 2016-09-29
Elite Lighting | Elite | SSL Downlight Retrofits | RL461-650L-DIMTR-120-50-90-*-** | ,,(The first * and second ** mean color for product, such as WH, SN, BK and so on.) | Indoor/Outdoor | LED | Downlight Solid State Retrofit | 650 | 9.5 | 70.4 |  | 5000K | 96 | 35000 | Continuously Dimmable | (The first * and second ** mean color for product, such as WH, SN, BK and so on.) | 2016-09-29
Elite Lighting | Elite | LED downlight | RL475--550L-DIMTR-120-30K-90-WH |  | Indoor | LED | Downlight Recessed | 550 | 9 | 81.8 |  | 3000K | 93 | 50000 | Continuously Dimmable |  | 2016-08-01
Elite Lighting | Elite | LED downlight | RL475--550L-DIMTR-120-40K-90-WH |  | Indoor | LED | Downlight Recessed | 550 | 9 | 82.2 |  | 4000/4100K | 95 | 50000 | Continuously Dimmable |  | 2016-08-01
Elite Lighting | Elite | SSL Downlight Retrofits | RL481-650L-DIMTR-120-27-90-*-** | ,,(The first * and second ** mean color for product, such as WH, SN, BK and so on.) | Indoor/Outdoor | LED | Downlight Solid State Retrofit | 650 | 9.5 | 70.4 |  | 2700K | 96 | 35000 | Continuously Dimmable | (The first * and second ** mean color for product, such as WH, SN, BK and so on.) | 2016-09-29
Elite Lighting | Elite | SSL Downlight Retrofits | RL481-650L-DIMTR-120-30-90-*-** | ,,(The first * and second ** mean color for product, such as WH, SN, BK and so on.) | Indoor/Outdoor | LED | Downlight Solid State Retrofit | 650 | 9.5 | 70.4 |  | 3000K | 96 | 35000 | Continuously Dimmable | (The first * and second ** mean color for product, such as WH, SN, BK and so on.) | 2016-09-29
Elite Lighting | Elite | SSL Downlight Retrofits | RL481-650L-DIMTR-120-35-90-*-** | ,,(The first * and second ** mean color for product, such as WH, SN, BK and so on.) | Indoor/Outdoor | LED | Downlight Solid State Retrofit | 650 | 9.5 | 70.4 |  | 3500K | 96 | 35000 | Continuously Dimmable | (The first * and second ** mean color for product, such as WH, SN, BK and so on.) | 2016-09-29
Elite Lighting | Elite | SSL Downlight Retrofits | RL481-650L-DIMTR-120-40-90-*-** | ,,(The first * and second ** mean color for product, such as WH, SN, BK and so on.) | Indoor/Outdoor | LED | Downlight Solid State Retrofit | 650 | 9.5 | 70.4 |  | 4000/4100K | 96 | 35000 | Continuously Dimmable | (The first * and second ** mean color for product, such as WH, SN, BK and so on.) | 2016-09-29
Elite Lighting | Elite | SSL Downlight Retrofits | RL481-650L-DIMTR-120-50-90-*-** | ,,(The first * and second ** mean color for product, such as WH, SN, BK and so on.) | Indoor/Outdoor | LED | Downlight Solid State Retrofit | 650 | 9.5 | 70.4 |  | 5000K | 96 | 35000 | Continuously Dimmable | (The first * and second ** mean color for product, such as WH, SN, BK and so on.) | 2016-09-29
Elite Lighting | Elite | SSL Downlight Retrofits Kits | RL485-650L-DIMTR-120-27K-90-W-WH |  | Indoor | LED | Downlight Solid State Retrofit | 560 | 10 | 60.1 |  | 2700K | 94 | 50000 | Continuously Dimmable,Connected |  | 2016-07-11
Elite Lighting | Elite | SSL Downlight Retrofits Kits | RL485-650L-DIMTR-120-30K-90-W-WH |  | Indoor | LED | Downlight Solid State Retrofit | 560 | 10 | 60.1 |  | 3000K | 94 | 50000 | Continuously Dimmable,Connected |  | 2016-07-11
Elite Lighting | Elite | SSL Downlight Retrofits Kits | RL485-650L-DIMTR-120-40K-90-W-WH |  | Indoor | LED | Downlight Solid State Retrofit | 590 | 10 | 60.1 |  | 4000/4100K | 94 | 50000 | Continuously Dimmable,Connected |  | 2016-07-11
Elite Lighting | Elite | SSL Downlight Retrofits Kits | RL485-650L-DIMTR-120-50K-90-W-WH |  | Indoor | LED | Downlight Solid State Retrofit | 630 | 10 | 60.1 |  | 5000K | 94 | 50000 | Continuously Dimmable,Connected |  | 2016-07-11
Elite Lighting | Elite | SSL Downlight Retrofit Kits | RL685-950L-DIMTR-120-27K-90-W-WH | SSL Downlight Retrofit Kits,RL685-950L-DIMTR-120-30K-90-W-WH,; SSL Downlight Retrofit Kits,RL685-950L-DIMTR-120-40K-90-W-WH,; SSL Downlight Retrofit Kits,RL685-950L-DIMTR-120-50K-90-W-WH, | Indoor | LED | Downlight Solid State Retrofit | 950 | 15 | 63.8 |  | 2700K,4000/4100K,3000K,5000K | 89 | 50000 | Continuously Dimmable |  | 2016-06-30
Elite Lighting | Elite LED | 4" LED Retrofit | RL428-650L-DIMTR-120-27K-90-W-WH | ,RL428-650L-DIMTR-120-30K-90-W-WH,3000K; ,RL428-650L-DIMTR-120-35K-90-W-WH,3500K; ,RL428-650L-DIMTR-120-40K-90-W-WH,4000K; ,RL428-650L-DIMTR-120-50K-90-W-WH,5000K | Indoor/Outdoor | LED | Downlight Solid State Retrofit | 787 | 10 | 80.8 |  | 2700K | 91 | 35000 | Continuously Dimmable |  | 2016-10-11
Elite Lighting | Elite LED | SSL Downlight Retrofit | RL431-650L-DIMTR-120-27K-90-W-WH | ,RL431-650L-DIMTR-120-30K-90-W-WH,3000K; ,RL431-650L-DIMTR-120-35K-90-W-WH,3500K; ,RL431-650L-DIMTR-120-40K-90-W-WH,4000K | Indoor/Outdoor | LED | Downlight Solid State Retrofit | 650 | 9 | 80.8 |  | 2700K | 91 | 36000 | Continuously Dimmable,Wet Location Rated |  | 2015-10-02
Elite Lighting | Elite LED | 5" LED Retrofit | RL528-950L-DIMTR-120-27K-90-W-WH | ,RL528-950L-DIMTR-120-30K-90-W-WH,3000K; ,RL528-950L-DIMTR-120-35K-90-W-WH,3500K; ,RL528-950L-DIMTR-120-40K-90-W-WH,4000K; ,RL528-950L-DIMTR-120-50K-90-W-WH,5000K | Indoor/Outdoor | LED | Downlight Solid State Retrofit | 650 | 14 | 70.3 |  | 2700K | 92 | 35000 | Continuously Dimmable |  | 2016-10-11
Elite Lighting | Elite LED | SSL Downlight Retrofit | RL531-950L-DIMTR-120-27K-90-W-WH | ,RL531-650L-DIMTR-120-30K-90-W-WH,5", 3000K; ,RL531-650L-DIMTR-120-35K-90-W-WH,5", 3500K; ,RL531-650L-DIMTR-120-40K-90-W-WH,5", 4000K | Indoor | LED | Downlight Solid State Retrofit | 970 | 13 | 70.3 |  | 2700K | 92 | 36000 | Continuously Dimmable,Wet Location Rated |  | 2015-10-02
Elite Lighting | Elite LED | 6" LED Retrofit | RL628-950L-DIMTR-120-27K-90-W-WH | ,RL628-950L-DIMTR-120-30K-90-W-WH,3000K; ,RL628-950L-DIMTR-120-35K-90-W-WH,3500K; ,RL628-950L-DIMTR-120-40K-90-W-WH,4000K; ,RL628-950L-DIMTR-120-50K-90-W-WH,5000K | Indoor/Outdoor | LED | Downlight Solid State Retrofit | 950 | 14 | 76.9 |  | 2700K | 92 | 35000 | Continuously Dimmable |  | 2016-10-11
Elite Lighting | Elite LED | SSL Downlight Retrofit | RL631-950L-DIMTR-120-27K-90-W-WH | ,RL631-950L-DIMTR-120-30K-90-W-WH,6", 3000K; ,RL631-950L-DIMTR-120-35K-90-W-WH,6", 3500K; ,RL631-950L-DIMTR-120-40K-90-W-WH,6", 4000K | Indoor | LED | Downlight Solid State Retrofit | 1063 | 13 | 76.9 |  | 2700K | 92 | 36000 | Continuously Dimmable,Wet Location Rated |  | 2015-10-02
Elite Lighting | Elite LED | RL670 | RL670-1000L-DIMTR-120-27K-90-W-WH | ,RL670-1000L-DIMTR-120-30K-90-W-WH,3000K; ,RL670-1000L-DIMTR-120-40K-90-W-WH,4000K | Indoor/Outdoor | LED | Downlight Solid State Retrofit | 1000 | 14 | 75.8 |  | 2700K | 93 | 35000 | Continuously Dimmable |  | 2016-06-13
Elite Lighting | Elite LED Lighting | LED Recessed Downlights | RL475-700L-DIMTR-120-30K-90-WH |  | Indoor/Outdoor | LED | Downlight Recessed | 700 | 12 | 63.2 |  | 3000K | 91 | 50000 | Continuously Dimmable,Connected |  | 2016-06-08
Elite Lighting | Elite LED Lighting | LED Recessed Downlights | RL475-700L-DIMTR-120-40K-90-WH |  | Indoor/Outdoor | LED | Downlight Recessed | 624 | 12 | 55.5 |  | 4000/4100K | 94 | 50000 | Continuously Dimmable,Connected |  | 2016-08-18
Elite Lighting | Elite LED Lighting | LED Recessed Downlights | RL675-900L-DIMTR-120-30K-90-WH |  | Indoor | LED | Downlight Recessed | 900 | 15 | 69.6 |  | 3000K | 92 | 50000 | Continuously Dimmable |  | 2016-06-21
Elite Lighting | Elite LED Lighting | LED Recessed Downlights | RL675-900L-DIMTR-120-40K-90-WH |  | Indoor/Outdoor | LED | Downlight Recessed | 866 | 15 | 60.8 |  | 4000/4100K | 94 | 50000 | Continuously Dimmable,Connected |  | 2016-08-18
Elite Lighting | Elite Lighting | B5IC-LED-XXL- OP-CCT-AT-TT-Y/Z | B5IC-LED-XXL- OP-CCT-AT-TT-Y/Z | ,B25IC-LED-XXL- OP-CCT-AT-TT-Y/Z,; ,B6IC-LED-XXL- OP-CCT-AT-TT-Y/Z,; ,B6RIC-LED-XXL- OP-CCT-AT-TT- Y/Z, | Indoor | LED | Downlight Recessed | 802 | 12.6 | 63.7 |  | 2700K | 93 | 72000 | Continuously Dimmable |  | 2016-03-10
Elite Lighting | Elite Lighting | LED2-4-IC-XXL-AT/TT-600L-OP-CCT-Y/Z | LED2-4-IC-XXL-AT/TT-600L-OP-CCT-Y/Z | ,B5IC-LED-XXL- OP-CCT-AT-TT-Y/Z,; ,B6IC-LED-XXL- OP-CCT-AT-TT-Y/Z,; ,B6RIC-LED-XXL- OP-CCT-AT-TT- Y/Z,; ,LED2-3-IC-XXL- AT/TT-500L-OP-CCT-Y/Z,; ,LED2-3-XXL- AT/TT-500L-OP-CCT- Y/Z,; ,LED2-4-R-XXL-AT/TT-600L-OP-CCT-Y/Z,; ,LED2-4-XXL-AT/TT-600L-OP-CCT-Y/Z, | Indoor | LED | Downlight Recessed | 605 | 10.2 | 59.5 |  | 2700K,4000/4100K,3000K,3500K,5000K | 93 | 72000 | Continuously Dimmable |  | 2016-02-25
Elite Lighting | Elite Lighting | Recessed Downlight Retrofit | REL437-700L-DIMTR-120-XXK-90-Y-Y | ,,XX denotes CCT. 30=3000K, 35=3500K, 40=4000K, and 50=5000K. The first â€œYâ€ denotes reflector finish, and the second â€œYâ€ denotes ring color. W or WH=White, P or BK=Black, SN=Satin Nickel, CP=Copper, or BZ= Bronze. | Indoor | LED | Downlight Solid State Retrofit | 700 | 11 | 64.8 |  | 4000/4100K,3000K,3500K,5000K | 94 | 50000 | Continuously Dimmable | The â€œXX denotes color temperature. 30=3000K, 35=3500K, 40=4000K, and 50=5000K. The first â€œYâ€ denotes reflector finish and can be â€œWâ€ for White, â€œPâ€ for Black, â€œSNâ€ for Satin Nickel, â€œCPâ€ for Copper, or â€œBZâ€ for Bronze.The second â€œYâ€ denotes ring color which can be â€œWHâ€ for White, â€œBKâ€ for Black, â€œSNâ€ for Satin Nickel, â€œCPâ€ for Copper, or â€œBZâ€ for Bronze. | 2016-07-21
Elite Lighting | Elite Lighting | Recessed Downlight Retrofit | REL637-950L-DIMTR-120-XXK-90-Y-Y | ,,XX denotes CCT. 30=3000K, 35=3500K, 40=4000K, and 50=5000K. The first â€œYâ€ denotes reflector finish, and the second â€œYâ€ denotes ring color. W or WH=White, P or BK=Black, SN=Satin Nickel, CP=Copper, or BZ= Bronze. | Indoor | LED | Downlight Solid State Retrofit | 950 | 15 | 66.5 |  | 3000K | 94 | 50000 | Continuously Dimmable |  | 2016-07-20
Elite Lighting | Elite Lighting | Recessed Downlight Retrofit | REL637-950L-DIMTR-120-XXK-90-Y-Y | ,,XX denotes CCT. 30=3000K, 35=3500K, 40=4000K, and 50=5000K. The first â€œYâ€ denotes reflector finish, and the second â€œYâ€ denotes ring color. W or WH=White, P or BK=Black, SN=Satin Nickel, CP=Copper, or BZ= Bronze. | Indoor | LED | Downlight Solid State Retrofit | 950 | 15 | 66.5 |  | 3500K | 94 | 50000 | Continuously Dimmable |  | 2016-07-20
Elite Lighting | Elite Lighting | Recessed Downlight Retrofit | REL637-950L-DIMTR-120-XXK-90-Y-Y | ,,XX denotes CCT. 30=3000K, 35=3500K, 40=4000K, and 50=5000K. The first â€œYâ€ denotes reflector finish, and the second â€œYâ€ denotes ring color. W or WH=White, P or BK=Black, SN=Satin Nickel, CP=Copper, or BZ= Bronze. | Indoor | LED | Downlight Solid State Retrofit | 950 | 15 | 66.5 |  | 4000/4100K | 94 | 50000 | Continuously Dimmable |  | 2016-07-20
Elite Lighting | Elite Lighting | Recessed Downlight Retrofit | REL637-950L-DIMTR-120-XXK-90-Y-Y | ,,XX denotes CCT. 30=3000K, 35=3500K, 40=4000K, and 50=5000K. The first â€œYâ€ denotes reflector finish, and the second â€œYâ€ denotes ring color. W or WH=White, P or BK=Black, SN=Satin Nickel, CP=Copper, or BZ= Bronze. | Indoor | LED | Downlight Solid State Retrofit | 950 | 15 | 66.5 |  | 5000K | 94 | 50000 | Continuously Dimmable |  | 2016-07-20
Elite Lighting | Elite Lighting | RL407-XXL-CRI-CCT-Y/Z | RL407-XXL-CRI-CCT-Y/Z | ,RL430-XXL-CRI-CCT-Y/Z, | Indoor | LED | Downlight Solid State Retrofit | 605 | 10.2 | 59.5 |  | 2700K,4000/4100K,3000K,3500K,5000K | 93 | 72000 | Continuously Dimmable |  | 2016-03-09
Elite Lighting | Elite Lighting | RL607- XXL-CRI-CCT-Y/Z | RL607- XXL-CRI-CCT-Y/Z | ,RL507- XXL-CRI-CCT-Y/Z,; ,RL530- XXL-CRI-CCT-Y/Z,; ,RL630-XXL-CRI-CCT-Y/Z, | Indoor | LED | Downlight Recessed | 905 | 14.9 | 60.9 |  | 2700K,4000/4100K,3000K,3500K,5000K | 93 | 72000 | Continuously Dimmable |  | 2016-03-10
Elite Lighting | Elite Lighting | RL630-XXL-CRI-CCT-Y/Z | RL630-XXL-CRI-CCT-Y/Z | ,B6IC-LED-XXL- OP-CCT-AT-TT-Y/Z,; ,RL607- XXL-CRI-CCT-Y/Z,; ,RL625-XXL-CRI-CCT-Y/Z,; ,RL663-XXL-CRI-CCT-Y/Z, | Indoor | LED | Downlight Recessed | 802 | 12.5 | 63.9 |  | 2700K,4000/4100K,3000K,3500K,5000K | 93 | 72000 | Continuously Dimmable |  | 2016-03-10
Elong International USA Inc. | Green Watt | G-L5-DL6DGRT-13W-30 | G-L5-DL6DGRT-13W-30 |  | Indoor | LED | Downlight Solid State Retrofit | 900 | 13 | 80.9 |  | 3000K | 91 | 35000 | Continuously Dimmable |  | 2016-05-23
Elong International USA Inc. | Green Watt | G-L4-DL4DGWP-10W-30 | G-L4-DL4DGWP-10W-30 |  | Indoor | LED | Downlight Solid State Retrofit | 650 | 10 | 69.7 |  | 3000K | 92 | 35000 | Continuously Dimmable |  | 2016-05-23
Elong International USA Inc. | Green Watt | G-L4-DL6DGWP-13W-30 | G-L4-DL6DGWP-13W-30 |  | Indoor/Outdoor | LED | Downlight Solid State Retrofit | 800 | 13 | 71.1 |  | 3000K | 94 | 35000 | Continuously Dimmable |  | 2016-03-04
Elong International USA Inc. | Green Watt | G-L5-DL4DGRT-10W-30 | G-L5-DL4DGRT-10W-30 |  | Indoor | LED | Downlight Solid State Retrofit | 650 | 10 | 72 |  | 3000K | 92 | 35000 | Continuously Dimmable |  | 2016-05-23
Energetic Lighting Inc. | Energetic | ELDLe-E4ATW | ELDLe-E4CTW |  | Indoor | LED | Downlight Solid State Retrofit | 550 | 7.5 | 76.9 |  | 4000/4100K | 81 | 35000 | Continuously Dimmable |  | 2016-08-09
Energetic Lighting Inc. | Energetic | E2DL09D4-840 | E2DL09D4-840 |  | Indoor | LED | Downlight Solid State Retrofit | 500 | 8.5 | 77.7 |  | 4000/4100K | 84 | 50000 | Continuously Dimmable |  | 2016-06-28
Energetic Lighting Inc. | Energetic | E2DL11D4-827 | E2DL11D4-827 | E2DL11D4-827,,2700K; E2DL11D4-830,,3000K; E2DL11D4-840,,4000K; E2DL11D4-850,,5000K | Indoor/Outdoor | LED | Downlight Recessed | 700 | 10.5 | 75.3 |  | 2700K | 81 | 36000 | Continuously Dimmable |  | 2016-06-21
Energetic Lighting Inc. | Energetic | E2DL11D6-827 | E2DL11D6-827 |  | Indoor | LED | Downlight Solid State Retrofit | 650 | 10.5 | 78.7 |  | 2700K | 83 | 50000 | Continuously Dimmable |  | 2016-06-28
Energetic Lighting Inc. | Energetic | E2DL11D6-840 | E2DL11D6-840 |  | Indoor | LED | Downlight Solid State Retrofit | 650 | 10.5 | 82.2 |  | 4000/4100K | 83 | 50000 | Continuously Dimmable |  | 2016-06-28
Energetic Lighting Inc. | Energetic | E2DL18D6-827 | E2DL18D6-827 | E2DL18D6-827,,2700K; E2DL18D6-830,,3000K; E2DL18D6-840,,4000K; E2DL18D6-850,,5000K | Indoor/Outdoor | LED | Downlight Recessed | 1200 | 18 | 76.9 |  | 2700K | 82 | 36000 | Continuously Dimmable |  | 2016-06-22
Energetic Lighting Inc. | Energetic | ELDLe-E4ATW | ELDLe-E4STW |  | Indoor | LED | Downlight Solid State Retrofit | 550 | 7.5 | 76.9 |  | 3000K | 81 | 35000 | Continuously Dimmable |  | 2016-08-09
Energetic Lighting Inc. | Energetic | ELDLe-E4ATW | ELDLe-E4WTW |  | Indoor | LED | Downlight Solid State Retrofit | 550 | 7.5 | 76.9 |  | 2700K | 81 | 35000 | Continuously Dimmable |  | 2016-08-09
Energetic Lighting Inc. | Energetic | ELDLe-E6ATW | ELDLe-E6CTW |  | Indoor | LED | Downlight Solid State Retrofit | 750 | 11.5 | 80.6 |  | 4000/4100K | 81 | 35000 | Continuously Dimmable |  | 2016-08-09
Energetic Lighting Inc. | Energetic | ELDLe-E6ATW-R90 | ELDLe-E6CTW-R90 |  | Indoor | LED | Downlight Solid State Retrofit | 700 | 11.5 | 67.7 |  | 4000/4100K | 95 | 35000 | Continuously Dimmable |  | 2016-08-09
Energetic Lighting Inc. | Energetic | ELDLe-E6ATW | ELDLe-E6STW |  | Indoor | LED | Downlight Solid State Retrofit | 750 | 11.5 | 80.6 |  | 3000K | 81 | 35000 | Continuously Dimmable |  | 2016-08-09
Energetic Lighting Inc. | Energetic | ELDLe-E6ATW-R90 | ELDLe-E6STW-R90 |  | Indoor | LED | Downlight Solid State Retrofit | 700 | 11.5 | 67.7 |  | 3000K | 95 | 35000 | Continuously Dimmable |  | 2016-08-09
Energetic Lighting Inc. | Energetic | ELDLe-E6ATW | ELDLe-E6WTW |  | Indoor | LED | Downlight Solid State Retrofit | 750 | 11.5 | 80.6 |  | 2700K | 81 | 35000 | Continuously Dimmable |  | 2016-08-09
Energetic Lighting Inc. | Energetic | ELDLe-E6ATW-R90 | ELDLe-E6WTW-R90 |  | Indoor | LED | Downlight Solid State Retrofit | 700 | 11.5 | 67.7 |  | 2700K | 95 | 35000 | Continuously Dimmable |  | 2016-08-09
Energetic Lighting Inc. | Energetic | ELDLe-EH4ATW | ELDLe-EH4CTW |  | Indoor | LED | Downlight Solid State Retrofit | 750 | 11.5 | 75.8 |  | 4000/4100K | 80 | 35000 | Continuously Dimmable |  | 2016-08-25
Energetic Lighting Inc. | Energetic | ELDLe-EH4ATW | ELDLe-EH4STW |  | Indoor | LED | Downlight Solid State Retrofit | 750 | 11.5 | 75.8 |  | 3000K | 80 | 35000 | Continuously Dimmable |  | 2016-08-25
Energetic Lighting Inc. | Energetic | ELDLe-EH4ATW | ELDLe-EH4WTW |  | Indoor | LED | Downlight Solid State Retrofit | 750 | 11.5 | 75.8 |  | 2700K | 80 | 35000 | Continuously Dimmable |  | 2016-08-25
Energetic Lighting Inc. | Energetic | ELDLe-EH6CTW | ELDLe-EH6CTW |  | Indoor | LED | Downlight Solid State Retrofit | 1200 | 18 | 77 |  | 4000/4100K | 85 | 35000 | Continuously Dimmable |  | 2016-07-22
Energetic Lighting Inc. | Energetic | ELDLe-EH6ATW-R90 | ELDLe-EH6CTW-R90 |  | Indoor | LED | Downlight Solid State Retrofit | 1000 | 18 | 60.2 |  | 4000/4100K | 94 | 35000 | Continuously Dimmable |  | 2016-08-09
Energetic Lighting Inc. | Energetic | ELDLe-EH6STW | ELDLe-EH6STW |  | Indoor | LED | Downlight Solid State Retrofit | 1200 | 18 | 77 |  | 3000K | 82 | 35000 | Continuously Dimmable |  | 2016-07-22
Energetic Lighting Inc. | Energetic | ELDLe-EH6ATW-R90 | ELDLe-EH6STW-R90 |  | Indoor | LED | Downlight Solid State Retrofit | 1000 | 18 | 60.2 |  | 3000K | 94 | 35000 | Continuously Dimmable |  | 2016-08-09
Energetic Lighting Inc. | Energetic | ELDLe-EH6WTW | ELDLe-EH6WTW |  | Indoor | LED | Downlight Solid State Retrofit | 1200 | 18 | 77 |  | 2700K | 81 | 35000 | Continuously Dimmable |  | 2016-07-22
Energetic Lighting Inc. | Energetic | ELDLe-EH6ATW-R90 | ELDLe-EH6WTW-R90 |  | Indoor | LED | Downlight Solid State Retrofit | 1000 | 18 | 60.2 |  | 2700K | 94 | 35000 | Continuously Dimmable |  | 2016-08-09
Energetic Lighting Inc. | Energetic | ELDLf-E4ATW | ELDLf-E4CTW |  | Indoor | LED | Downlight Solid State Retrofit | 550 | 7.5 | 76.9 |  | 4000/4100K | 81 | 35000 | Continuously Dimmable |  | 2016-08-09
Energetic Lighting Inc. | Energetic | ELDLf-E4ATW | ELDLf-E4STW |  | Indoor | LED | Downlight Solid State Retrofit | 550 | 7.5 | 76.9 |  | 3000K | 81 | 35000 | Continuously Dimmable |  | 2016-08-09
Energetic Lighting Inc. | Energetic | ELDLf-E4ATW | ELDLf-E4WTW |  | Indoor | LED | Downlight Solid State Retrofit | 550 | 7.5 | 76.9 |  | 2700K | 81 | 35000 | Continuously Dimmable |  | 2016-08-09
Energetic Lighting Inc. | Energetic | ELDLf-E6ATW | ELDLf-E6CTW |  | Indoor | LED | Downlight Solid State Retrofit | 750 | 11.5 | 80.6 |  | 4000/4100K | 81 | 35000 | Continuously Dimmable |  | 2016-08-09
Energetic Lighting Inc. | Energetic | ELDLf-E6ATW-R90 | ELDLf-E6CTW-R90 |  | Indoor | LED | Downlight Solid State Retrofit | 700 | 11.5 | 67.7 |  | 4000/4100K | 95 | 35000 | Continuously Dimmable |  | 2016-08-09
Energetic Lighting Inc. | Energetic | ELDLf-E6ATW | ELDLf-E6STW |  | Indoor | LED | Downlight Solid State Retrofit | 750 | 11.5 | 80.6 |  | 3000K | 81 | 35000 | Continuously Dimmable |  | 2016-08-09
Energetic Lighting Inc. | Energetic | ELDLf-E6ATW-R90 | ELDLf-E6STW-R90 |  | Indoor | LED | Downlight Solid State Retrofit | 700 | 11.5 | 67.7 |  | 3000K | 95 | 35000 | Continuously Dimmable |  | 2016-08-09
Energetic Lighting Inc. | Energetic | ELDLf-E6ATW | ELDLf-E6WTW |  | Indoor | LED | Downlight Solid State Retrofit | 750 | 11.5 | 80.6 |  | 2700K | 81 | 35000 | Continuously Dimmable |  | 2016-08-09
Energetic Lighting Inc. | Energetic | ELDLf-E6ATW-R90 | ELDLf-E6WTW-R90 |  | Indoor | LED | Downlight Solid State Retrofit | 700 | 11.5 | 67.7 |  | 2700K | 95 | 35000 | Continuously Dimmable |  | 2016-08-09
Energetic Lighting Inc. | Energetic | ELDLf-EH4ATW | ELDLf-EH4CTW |  | Indoor | LED | Downlight Solid State Retrofit | 750 | 11.5 | 75.8 |  | 4000/4100K | 80 | 35000 | Continuously Dimmable |  | 2016-08-25
Energetic Lighting Inc. | Energetic | ELDLf-EH4ATW | ELDLf-EH4STW |  | Indoor | LED | Downlight Solid State Retrofit | 750 | 11.5 | 75.8 |  | 3000K | 80 | 35000 | Continuously Dimmable |  | 2016-08-25
Energetic Lighting Inc. | Energetic | ELDLf-EH4ATW | ELDLf-EH4WTW |  | Indoor | LED | Downlight Solid State Retrofit | 750 | 11.5 | 75.8 |  | 2700K | 80 | 35000 | Continuously Dimmable |  | 2016-08-25
Energetic Lighting Inc. | Energetic | ELDLf-EH6CTW | ELDLf-EH6CTW |  | Indoor | LED | Downlight Solid State Retrofit | 1200 | 18 | 77 |  | 4000/4100K | 85 | 35000 | Continuously Dimmable |  | 2016-07-22
Energetic Lighting Inc. | Energetic | ELDLf-EH6STW | ELDLf-EH6STW |  | Indoor | LED | Downlight Solid State Retrofit | 1200 | 18 | 77 |  | 3000K | 82 | 35000 | Continuously Dimmable |  | 2016-07-22
Energetic Lighting Inc. | Energetic | ELDLf-EH6WTW | ELDLf-EH6WTW |  | Indoor | LED | Downlight Solid State Retrofit | 1200 | 18 | 77 |  | 2700K | 81 | 35000 | Continuously Dimmable |  | 2016-07-22
Energetic Lighting Inc. | Energetic | ELYSL-5001N | ELYSL-5001N |  | Indoor | LED | Downlight Surface Mount | 4000 | 48 | 94.8 |  | 5000K | 83 | 50000 | Non-Dimmable |  | 2016-05-31
Energetic Lighting Inc. | Energetic | ELYSL-5001C | ELYSL-5001C |  | Indoor | LED | Downlight Surface Mount | 4000 | 48 | 98.9 |  | 4000/4100K | 83 | 50000 | Non-Dimmable |  | 2016-05-31
Energetic Lighting Inc. | Energetic | Downlight | AES-G6WTW | Downlight,AES-G6CTW,; Downlight,AES-G6NTW,; Downlight,AES-G6STW, | Indoor | LED | Downlight Solid State Retrofit | 900 | 14.5 | 68.7 |  | 2700K,4000/4100K,3000K,5000K | 83 | 35000 | Non-Dimmable |  | 2016-07-25
Energetic Lighting Inc. | Energetic | E2DL09D4-827 | E2DL09D4-827 |  | Indoor | LED | Downlight Solid State Retrofit | 500 | 8.5 | 75.3 |  | 2700K | 83 | 50000 | Continuously Dimmable |  | 2016-06-28
Energy Efficient Lighting Co., Ltd. | energy efficient lighting | LED Downlight | RF-UTLED-6-S15W-3KWH |  | Indoor | LED | Downlight Solid State Retrofit | 900 | 15 | 75.4 |  | 3000K | 81 | 50000 | Continuously Dimmable |  | 2016-07-13
Energy Efficient Lighting Co., Ltd. | energy efficient lighting | LED Downlight | RF-UTLED-6-S15W-4KWH |  | Indoor | LED | Downlight Solid State Retrofit | 900 | 15 | 75.4 |  | 4000/4100K | 81 | 50000 | Continuously Dimmable |  | 2016-07-13
Energy Efficient Lighting Co., Ltd. | energy efficient lighting | LED Downlight | RF-UTLED-S12W-3KWH | LED Downlight,RF-UTLED-6-S12W-3KWH,; LED Downlight,RF-UTLED-6-S12W-4KWH,; LED Downlight,RF-UTLED-S12W-3KWH-SQ,; LED Downlight,RF-UTLED-S12W-4KWH,; LED Downlight,RF-UTLED-S12W-4KWH-SQ, | Indoor | LED | Downlight Solid State Retrofit | 700 | 12 | 60.6 |  | 4000/4100K,3000K | 80 | 50000 | Continuously Dimmable |  | 2016-08-04
Energy Efficient Lighting Co., Ltd. | energy efficient lighting | LED Downlight | RF-UTLED-S9W-3KWH | LED Downlight,RF-UTLED-S9W-3KWH-SQ,; LED Downlight,RF-UTLED-S9W-4KWH,; LED Downlight,RF-UTLED-S9W-4KWH-SQ, | Indoor | LED | Downlight Solid State Retrofit | 550 | 9 | 65.2 |  | 4000/4100K,3000K | 82 | 50000 | Continuously Dimmable |  | 2016-08-04
Energy Efficient Lighting Co., Ltd. | energy efficient lighting | LED Downlight | UTLED-6-S15W-3KWH-G |  | Indoor | LED | Downlight Surface Mount | 900 | 15 | 95.8 |  | 3000K | 82 | 50000 | Continuously Dimmable |  | 2016-06-28
Energy Efficient Lighting Co., Ltd. | energy efficient lighting | LED Downlight | UTLED-6-S15W-4KWH-G |  | Indoor | LED | Downlight Surface Mount | 900 | 15 | 95.8 |  | 4000/4100K | 82 | 50000 | Continuously Dimmable |  | 2016-06-28
Energy Efficient Lighting Co., Ltd. | energy efficient lighting | LED Downlight | UTLED-8-S33W-3KWH |  | Indoor | LED | Downlight Solid State Retrofit | 2140 | 33 | 76.1 |  | 3000K | 82 | 50000 | Continuously Dimmable |  | 2016-06-28
Energy Efficient Lighting Co., Ltd. | energy efficient lighting | LED Downlight | UTLED-8-S33W-4KWH |  | Indoor | LED | Downlight Solid State Retrofit | 2140 | 33 | 76.1 |  | 4000/4100K | 82 | 50000 | Continuously Dimmable |  | 2016-06-28
Energy Efficient Lighting Co., Ltd. | energy efficient lighting | LED Downlight | UTLED-S12W-3KWH-G |  | Indoor | LED | Downlight Solid State Retrofit | 700 | 12 | 71 |  | 3000K | 82 | 50000 | Continuously Dimmable |  | 2016-07-11
Energy Efficient Lighting Co., Ltd. | energy efficient lighting | LED Downlight | UTLED-S12W-4KWH-G |  | Indoor | LED | Downlight Solid State Retrofit | 700 | 12 | 71 |  | 4000/4100K | 82 | 50000 | Continuously Dimmable |  | 2016-07-11
Energy Efficient Lighting Co., Ltd. | energy efficient lighting | LED Downlight | UTLED-S9W-3KWH-G |  | Indoor | LED | Downlight Solid State Retrofit | 550 | 9 | 73.5 |  | 3000K | 81 | 50000 | Continuously Dimmable |  | 2016-07-13
Energy Efficient Lighting Co., Ltd. | energy efficient lighting | LED Downlight | UTLED-S9W-4KWH-G |  | Indoor | LED | Downlight Solid State Retrofit | 550 | 9 | 73.5 |  | 4000/4100K | 81 | 50000 | Continuously Dimmable |  | 2016-07-13
Energy Efficient Lighting Co., Ltd. | ULTRA THIN | LED Downlight | RD-LED900-12-3000K |  | Indoor | LED | Downlight Recessed | 900 | 12 | 92.9 |  | 3000K | 82 | 50000 | Continuously Dimmable |  | 2016-01-20
Energy Efficient Lighting Co., Ltd. | ULTRA THIN | LED Downlight | UTLED-6-S12W-3K** | ,,The Symbol ** in the model number represents the shell color, WH is white, BK is black. SQ means the product with satin quare. | Indoor/Outdoor | LED | Downlight Recessed | 850 | 12 | 71.4 |  | 3000K | 82 | 50000 | Continuously Dimmable |  | 2016-01-11
Energy Efficient Lighting Co., Ltd. | ULTRA THIN | LED Downlight | UTLED-6-S12W-3K**-SQ | ,,The Symbol ** in the model number represents the shell color, WH is white, BK is black. SQ means the product with satin quare. | Indoor/Outdoor | LED | Downlight Recessed | 850 | 12 | 71.4 |  | 3000K | 82 | 50000 | Continuously Dimmable |  | 2016-01-11
Energy Efficient Lighting Co., Ltd. | ULTRA THIN | LED Downlight | UTLED-6-S12W-4K** | ,,The Symbol ** in the model number represents the shell color, WH is white, BK is black. SQ means the product with satin quare. | Indoor/Outdoor | LED | Downlight Recessed | 910 | 12 | 76.5 |  | 4000/4100K | 82 | 50000 | Continuously Dimmable |  | 2016-01-11
Energy Efficient Lighting Co., Ltd. | ULTRA THIN | LED Downlight | UTLED-6-S12W-4K**-SQ |  | Indoor/Outdoor | LED | Downlight Recessed | 910 | 12 | 76.5 |  | 4000/4100K | 82 | 50000 | Continuously Dimmable |  | 2016-01-11
Energy Efficient Lighting Co., Ltd. | ULTRA THIN | LED Downlight | UTLED-6-S15W-3K** | ,,The Symbol ** in the model number represents the shell color, WH is white, BK is black. SQ means the product with satin quare. | Indoor/Outdoor | LED | Downlight Recessed | 1000 | 15 | 67.9 |  | 3000K | 82 | 50000 | Continuously Dimmable |  | 2016-01-11
Energy Efficient Lighting Co., Ltd. | ULTRA THIN | LED Downlight | UTLED-6-S15W-3K**-SQ | ,,The Symbol ** in the model number represents the shell color, WH is white, BK is black. SQ means the product with satin quare. | Indoor/Outdoor | LED | Downlight Recessed | 1000 | 15 | 67.9 |  | 3000K | 82 | 50000 | Continuously Dimmable |  | 2016-01-11
Energy Efficient Lighting Co., Ltd. | ULTRA THIN | LED Downlight | UTLED-6-S15W-4K** | ,,The Symbol ** in the model number represents the shell color, WH is white, BK is black. SQ means the product with satin quare. | Indoor/Outdoor | LED | Downlight Recessed | 1060 | 15 | 71.3 |  | 4000/4100K | 81 | 50000 | Continuously Dimmable |  | 2016-01-11
Energy Efficient Lighting Co., Ltd. | ULTRA THIN | LED Downlight | UTLED-6-S15W-4K**-SQ | ,,The Symbol ** in the model number represents the shell color, WH is white, BK is black. SQ means the product with satin quare. | Indoor/Outdoor | LED | Downlight Recessed | 1060 | 15 | 71.3 |  | 4000/4100K | 81 | 50000 | Continuously Dimmable |  | 2016-01-11
Energy Efficient Lighting Co., Ltd. | ULTRA THIN | LED Downlight | UTLED-S12W-3K** | ,,The Symbol ** in the model number represents the shell color, WH is white, BK is black. SQ means the product with satin quare. | Indoor/Outdoor | LED | Downlight Recessed | 850 | 12 | 71.4 |  | 3000K | 82 | 50000 | Continuously Dimmable |  | 2016-01-11
Energy Efficient Lighting Co., Ltd. | ULTRA THIN | LED Downlight | UTLED-S12W-3K**-SQ | ,,The Symbol ** in the model number represents the shell color, WH is white, BK is black. SQ means the product with satin quare. | Indoor/Outdoor | LED | Downlight Recessed | 850 | 12 | 71.4 |  | 3000K | 82 | 50000 | Continuously Dimmable |  | 2016-01-11
Energy Efficient Lighting Co., Ltd. | ULTRA THIN | LED Downlight | UTLED-S12W-4K** | ,,The Symbol ** in the model number represents the shell color, WH is white, BK is black. SQ means the product with satin quare. | Indoor/Outdoor | LED | Downlight Recessed | 910 | 12 | 76.5 |  | 4000/4100K | 82 | 50000 | Continuously Dimmable |  | 2016-01-11
Energy Efficient Lighting Co., Ltd. | ULTRA THIN | LED Downlight | UTLED-S12W-4K**-SQ | ,,The Symbol ** in the model number represents the shell color, WH is white, BK is black. SQ means the product with satin quare. | Indoor/Outdoor | LED | Downlight Recessed | 910 | 12 | 76.5 |  | 4000/4100K | 82 | 50000 | Continuously Dimmable |  | 2016-01-11
Energy Efficient Lighting Co., Ltd. | ULTRA THIN | LED Downlight | UTLED-S9W-3K** | ,,The Symbol ** in the model number represents the shell color, WH is white, BK is black. SQ means the product with satin quare. | Indoor | LED | Downlight Recessed | 480 | 9 | 55.8 |  | 3000K | 82 | 50000 | Continuously Dimmable |  | 2016-01-11
Energy Efficient Lighting Co., Ltd. | ULTRA THIN | LED Downlight | UTLED-S9W-3K**-SQ | ,,The Symbol ** in the model number represents the shell color, WH is white, BK is black. SQ means the product with satin quare. | Indoor | LED | Downlight Recessed | 480 | 9 | 55.8 |  | 3000K | 82 | 50000 | Continuously Dimmable |  | 2016-01-11
Energy Efficient Lighting Co., Ltd. | ULTRA THIN | LED Downlight | UTLED-S9W-4K** | ,,The Symbol ** in the model number represents the shell color, WH is white, BK is black. SQ means the product with satin quare. | Indoor | LED | Downlight Recessed | 520 | 9 | 60 |  | 4000/4100K | 82 | 50000 | Continuously Dimmable |  | 2016-01-11
Energy Efficient Lighting Co., Ltd. | ULTRA THIN | LED Downlight | UTLED-S9W-4K**-SQ | ,,The Symbol ** in the model number represents the shell color, WH is white, BK is black. SQ means the product with satin quare. | Indoor | LED | Downlight Recessed | 520 | 9 | 60 |  | 4000/4100K | 82 | 50000 | Continuously Dimmable |  | 2016-01-11
Energy Focus Inc. | Energy Focus | LED Retrofit Downlight | LEDDNL-930-411-WHD | LED Retrofit Downlight,LEDDNL-935-411-WHD,CCT: 3500K; LED Retrofit Downlight,LEDDNL-940-411-WHD,CCT: 4000K; LED Retrofit Downlight,LEDDNL-950-411-WHD,CCT: 5000K | Indoor | LED | Downlight Solid State Retrofit | 803 | 11 | 79.4 |  | 3000K | 92 | 50000 | Continuously Dimmable |  | 2015-12-11
Energy Focus Inc. | Energy Focus | LED Retrofit Downlight | LEDDNL-930-411-WHU | LED Retrofit Downlight,LEDDNL-935-411-WHU,CCT: 3500K; LED Retrofit Downlight,LEDDNL-940-411-WHU,CCT: 4000K; LED Retrofit Downlight,LEDDNL-950-411-WHU,CCT: 5000K | Indoor | LED | Downlight Solid State Retrofit | 803 | 11 | 81.2 |  | 3000K | 92 | 50000 | Non-Dimmable |  | 2015-12-11
Energy Focus Inc. | Energy Focus | LED Retrofit Downlight | LEDDNL-930-614-WHD | LED Retrofit Downlight,LEDDNL-935-614-WHD,CCT: 3500K; LED Retrofit Downlight,LEDDNL-940-614-WHD,CCT: 4000K; LED Retrofit Downlight,LEDDNL-950-614-WHD,CCT: 5000K | Indoor | LED | Downlight Solid State Retrofit | 1045 | 14 | 77.9 |  | 3000K | 93 | 50000 | Continuously Dimmable |  | 2015-12-02
Energy Focus Inc. | Energy Focus | LED Retrofit Downlight | LEDDNL-930-614-WHU | LED Retrofit Downlight,LEDDNL-935-614-WHU,CCT: 3500K; LED Retrofit Downlight,LEDDNL-940-614-WHU,CCT: 4000K; LED Retrofit Downlight,LEDDNL-950-614-WHU,CCT: 5000K | Indoor | LED | Downlight Solid State Retrofit | 1045 | 14 | 77 |  | 3000K | 93 | 50000 | Non-Dimmable |  | 2015-12-02
enLux Lighting | enLux | enLux Downlight | DL2-DC-120V_3500K |  | Indoor | LED | Downlight Recessed | 3300 | 42 | 81 |  | 3500K | 83 | 50000 | Continuously Dimmable |  | 2016-06-07
enLux Lighting | enLux | enLux Downlight | DL1e-DC-120/277V-2700K |  | Indoor | LED | Downlight Recessed | 820 | 10.6 | 81.4 |  | 2700K | 81 | 50000 | Continuously Dimmable,0-10V Dimming |  | 2016-03-29
enLux Lighting | enLux | enLux Downlight | DL1e-DC-120/277V-3000K |  | Indoor | LED | Downlight Recessed | 860 | 10.7 | 86.3 |  | 3000K | 83 | 50000 | Continuously Dimmable,0-10V Dimming |  | 2016-03-29
enLux Lighting | enLux | enLux Downlight | DL1e-DC-120/277V-3500K |  | Indoor | LED | Downlight Recessed | 930 | 10.5 | 93.2 |  | 3500K | 82 | 50000 | Continuously Dimmable,0-10V Dimming |  | 2016-03-29
enLux Lighting | enLux | enLux Downlight | DL1e-DC-120/277V-4000K |  | Indoor | LED | Downlight Recessed | 940 | 10.4 | 93.8 |  | 4000/4100K | 83 | 50000 | Continuously Dimmable,0-10V Dimming |  | 2016-03-29
enLux Lighting | enLux | enLux Downlight | DL1e-TC-120/277V-2700K |  | Indoor | LED | Downlight Recessed | 960 | 10.6 | 96.2 |  | 2700K | 81 | 50000 | Continuously Dimmable,0-10V Dimming |  | 2016-03-29
enLux Lighting | enLux | enLux Downlight | DL1e-TC-120/277V-3000K |  | Indoor | LED | Downlight Recessed | 1020 | 10.7 | 102.1 |  | 3000K | 83 | 50000 | Continuously Dimmable,0-10V Dimming |  | 2016-03-29
enLux Lighting | enLux | enLux Downlight | DL1e-TC-120/277V-3500K |  | Indoor | LED | Downlight Recessed | 1090 | 10.5 | 110.2 |  | 3500K | 82 | 50000 | Continuously Dimmable,0-10V Dimming |  | 2016-03-29
enLux Lighting | enLux | enLux Downlight | DL1e-TC-120/277V-4000K |  | Indoor | LED | Downlight Recessed | 1100 | 10.4 | 111 |  | 4000/4100K | 81 | 50000 | Continuously Dimmable,0-10V Dimming |  | 2016-03-29
enLux Lighting | enLux | enLux Downlight | DL2-DC-120_2700K |  | Indoor | LED | Downlight Recessed | 3275 | 42 | 80.9 |  | 2700K | 82 | 50000 | Continuously Dimmable |  | 2016-06-07
enLux Lighting | enLux | enLux Downlight | DL2-DC-120V_4000K |  | Indoor | LED | Downlight Recessed | 3437 | 42 | 83 |  | 4000/4100K | 83 | 50000 | Continuously Dimmable |  | 2016-06-07
enLux Lighting | enLux | enLux Downlight | DL2-DC-120V_3000K |  | Indoor | LED | Downlight Recessed | 3267 | 42 | 78.2 |  | 3000K | 82 | 50000 | Continuously Dimmable |  | 2016-06-07
enLux Lighting | enLux | enLux Downlight | DL2-DC-277_2700K |  | Indoor | LED | Downlight Recessed | 3477 | 42 | 84 |  | 2700K | 82 | 50000 | Continuously Dimmable |  | 2016-06-07
enLux Lighting | enLux | enLux Downlight | DL2-DC-277V_3000K |  | Indoor | LED | Downlight Recessed | 3468 | 42.8 | 81 |  | 3000K | 82 | 50000 | Continuously Dimmable |  | 2016-06-07
enLux Lighting | enLux | enLux Downlight | DL2-DC-277V_3500K |  | Indoor | LED | Downlight Recessed | 3541 | 42.2 | 83.9 |  | 3500K | 83 | 50000 | Continuously Dimmable |  | 2016-06-07
enLux Lighting | enLux | enLux Downlight | DL2-DC-277V_4000K |  | Indoor | LED | Downlight Recessed | 3649 | 42.4 | 86 |  | 4000/4100K | 83 | 50000 | Continuously Dimmable |  | 2016-06-07
enLux Lighting | enLux | enLux Downlight | DL2-TC-120V_2700K |  | Indoor | LED | Downlight Recessed | 4000 | 42 | 99.1 |  | 2700K | 82 | 50000 | Continuously Dimmable |  | 2016-06-07
enLux Lighting | enLux | enLux Downlight | DL2-TC-120V_3000K |  | Indoor | LED | Downlight Recessed | 4000 | 42 | 95.6 |  | 3000K | 82 | 50000 | Continuously Dimmable |  | 2016-06-07
enLux Lighting | enLux | enLux Downlight | DL2-TC-120V_3500K |  | Indoor | LED | Downlight Recessed | 4078 | 42 | 99 |  | 3500K | 83 | 50000 | Continuously Dimmable |  | 2016-06-07
enLux Lighting | enLux | enLux Downlight | DL2-TC-120V_4000K |  | Indoor | LED | Downlight Recessed | 4200 | 42 | 101.5 |  | 4000/4100K | 83 | 50000 | Continuously Dimmable |  | 2016-06-07
enLux Lighting | enLux | enLux Downlight | DL2-TC-277V_2700K |  | Indoor | LED | Downlight Recessed | 4251 | 42 | 102.7 |  | 2700K | 82 | 50000 | Continuously Dimmable |  | 2016-06-07
enLux Lighting | enLux | enLux Downlight | DL2-TC-277V_3000K |  | Indoor | LED | Downlight Recessed | 4240 | 42.8 | 99 |  | 3000K | 82 | 50000 | Continuously Dimmable |  | 2016-06-07
enLux Lighting | enLux | enLux Downlight | DL2-TC-277V_3500K |  | Indoor | LED | Downlight Recessed | 4330 | 42.2 | 102.5 |  | 3500K | 83 | 50000 | Continuously Dimmable |  | 2016-06-07
enLux Lighting | enLux | enLux Downlight | DL2-TC-277V_4000K |  | Indoor | LED | Downlight Recessed | 4461 | 42.4 | 105.2 |  | 4000/4100K | 83 | 50000 | Continuously Dimmable |  | 2016-06-07
EnVision LED Lighting, Inc. | ENVISION LED | LED Downlight | LED-FL-RES-4-11W-WW | LED Downlight,LED-FL-RES-4-11W-DL,CCT: 5000K | Indoor | LED | Downlight Solid State Retrofit | 750 | 11 | 86.1 |  | 3000K | 81 | 55000 | Continuously Dimmable,Damp Location Rated |  | 2016-07-01
EnVision LED Lighting, Inc. | ENVISION LED | LED Downlight | LED-FL-RES-6-18W-WW | LED Downlight,LED-FL-RES-6-18W-DL,CCT: 5000K | Indoor | LED | Downlight Solid State Retrofit | 1300 | 18 | 81.3 |  | 3000K | 81 | 55000 | Continuously Dimmable,Damp Location Rated |  | 2016-07-01
EnVision LED Lighting, Inc. | ENVISION LED | LED Downlight | LED-RF-RES-4-11W-WW | LED Downlight,LED-RF-RES-4-11W-DL,CCT: 5000K | Indoor | LED | Downlight Solid State Retrofit | 850 | 11 | 87.8 |  | 3000K | 81 | 55000 | Continuously Dimmable,Damp Location Rated |  | 2016-07-01
EnVision LED Lighting, Inc. | ENVISION LED | LED Downlight | LED-RF-RES-6-18W-WW | LED Downlight,LED-RF-RES-6-18W-DL,CCT: 5000K | Indoor | LED | Downlight Solid State Retrofit | 1500 | 18 | 87.3 |  | 3000K | 81 | 55000 | Continuously Dimmable,Damp Location Rated |  | 2016-07-01
Etlin-Daniels/Green Lighting Energy/Epic Lighting Solutions | Etlin-Daniels | Led Retrofit Kit | DLED-104-B1-103D |  | Indoor | LED | Downlight Recessed | 590 | 9 | 65.6 |  | 3000K | 82 | 36000 | Continuously Dimmable |  | 2016-08-24
Etlin-Daniels/Green Lighting Energy/Epic Lighting Solutions | Etlin-Daniels | LED Downlight | DLSWR4-913D-**-FF | ,,(**denote different color finish, maybe WH,BN, SN,BK,BL,ORB; WH for white, BNor SN for Brushed Nickel, BL or BK for black, ORB for Coffee) | Indoor | LED | Downlight Recessed | 550 | 9 | 77.6 |  | 3000K | 81 | 50000 | Continuously Dimmable | (**denote different color finish, maybe WH,BN, SN,BK,BL,ORB; WH for white, BNor SN for Brushed Nickel, BL or BK for black, ORB for Coffee) | 2016-08-12
Etlin-Daniels/Green Lighting Energy/Epic Lighting Solutions | Etlin-Daniels | LED Downlight | DLSWR4-914D-**-FF | ,,(**denote different color finish, maybe WH,BN, SN,BK,BL,ORB; WH for white, BNor SN for Brushed Nickel, BL or BK for black, ORB for Coffee) | Indoor | LED | Downlight Recessed | 550 | 9 | 77.6 |  | 4000/4100K | 81 | 50000 | Continuously Dimmable | (**denote different color finish, maybe WH,BN, SN,BK,BL,ORB; WH for white, BNor SN for Brushed Nickel, BL or BK for black, ORB for Coffee) | 2016-08-12
Etlin-Daniels/Green Lighting Energy/Epic Lighting Solutions | Etlin-Daniels | LED Downlight | DLSWR6-1213D-**-FF | ,,(**denote different color finish, maybe WH,BN, SN,BK,BL,ORB; WH for white, BNor SN for Brushed Nickel, BL or BK for black, ORB for Coffee) | Indoor | LED | Downlight Recessed | 700 | 12 | 79.7 |  | 3000K | 82 | 50000 | Continuously Dimmable | (**denote different color finish, maybe WH,BN, SN,BK,BL,ORB; WH for white, BNor SN for Brushed Nickel, BL or BK for black, ORB for Coffee) | 2016-08-12
Etlin-Daniels/Green Lighting Energy/Epic Lighting Solutions | Etlin-Daniels | LED Downlight | DLSWR6-1214D-**-FF | ,,(**denote different color finish, maybe WH,BN, SN,BK,BL,ORB; WH for white, BNor SN for Brushed Nickel, BL or BK for black, ORB for Coffee) | Indoor | LED | Downlight Recessed | 700 | 12 | 79.7 |  | 4000/4100K | 82 | 50000 | Continuously Dimmable | (**denote different color finish, maybe WH,BN, SN,BK,BL,ORB; WH for white, BNor SN for Brushed Nickel, BL or BK for black, ORB for Coffee) | 2016-08-12
Etlin-Daniels/Green Lighting Energy/Epic Lighting Solutions | Etlin-Daniels | LED Downlight | DLSWRH4-1213D-**-FF | ,,(**denote different color finish, maybe WH,BN, SN,BK,BL,ORB; WH for white, BNor SN for Brushed Nickel, BL or BK for black, ORB for Coffee) | Indoor | LED | Downlight Recessed | 700 | 12 | 63.8 |  | 3000K | 81 | 50000 | Continuously Dimmable | (**denote different color finish, maybe WH,BN, SN,BK,BL,ORB; WH for white, BNor SN for Brushed Nickel, BL or BK for black, ORB for Coffee) | 2016-08-12
Etlin-Daniels/Green Lighting Energy/Epic Lighting Solutions | Etlin-Daniels | LED Downlight | DLSWRH4-1214D-**-FF | ,,(**denote different color finish, maybe WH,BN, SN,BK,BL,ORB; WH for white, BNor SN for Brushed Nickel, BL or BK for black, ORB for Coffee) | Indoor | LED | Downlight Recessed | 700 | 12 | 63.8 |  | 4000/4100K | 81 | 50000 | Continuously Dimmable | (**denote different color finish, maybe WH,BN, SN,BK,BL,ORB; WH for white, BNor SN for Brushed Nickel, BL or BK for black, ORB for Coffee) | 2016-08-12
Etlin-Daniels/Green Lighting Energy/Epic Lighting Solutions | Etlin-Daniels | LED Downlight | DLSWRH6-1513D-**-FF | ,,(**denote different color finish, maybe WH,BN, SN,BK,BL,ORB; WH for white, BNor SN for Brushed Nickel, BL or BK for black, ORB for Coffee) | Indoor | LED | Downlight Recessed | 900 | 15 | 66.7 |  | 3000K | 81 | 50000 | Continuously Dimmable | (**denote different color finish, maybe WH,BN, SN,BK,BL,ORB; WH for white, BNor SN for Brushed Nickel, BL or BK for black, ORB for Coffee) | 2016-08-12
Etlin-Daniels/Green Lighting Energy/Epic Lighting Solutions | Etlin-Daniels | LED Downlight | DLSWRH6-1514D-**-FF | ,,(**denote different color finish, maybe WH,BN, SN,BK,BL,ORB; WH for white, BNor SN for Brushed Nickel, BL or BK for black, ORB for Coffee) | Indoor | LED | Downlight Recessed | 900 | 15 | 66.7 |  | 4000/4100K | 81 | 50000 | Continuously Dimmable | (**denote different color finish, maybe WH,BN, SN,BK,BL,ORB; WH for white, BNor SN for Brushed Nickel, BL or BK for black, ORB for Coffee) | 2016-08-12
Etlin-Daniels/Green Lighting Energy/Epic Lighting Solutions | Etlin-Daniels | LED Downlight | DLSWS4-913D-**-FF | ,,(** denotes different color finish and may be WH for White, BN or SN for Brushed Nickel, BL or BK for Black, ORB for Coffee) | Indoor | LED | Downlight Recessed | 550 | 9 | 75.8 |  | 3000K | 82 | 50000 | Continuously Dimmable | (**denote different color finish, maybe WH,BN, SN,BK,BL,ORB; WH for white, BNor SN for Brushed Nickel, BL or BK for black, ORB for Coffee) | 2016-08-12
Etlin-Daniels/Green Lighting Energy/Epic Lighting Solutions | Etlin-Daniels | LED Downlight | DLSWS4-914D-**-FF | ,,(** denotes different color finish and may be WH for White, BN or SN for Brushed Nickel, BL or BK for Black, ORB for Coffee) | Indoor | LED | Downlight Recessed | 550 | 9 | 75.8 |  | 4000/4100K | 82 | 50000 | Continuously Dimmable | (**denote different color finish, maybe WH,BN, SN,BK,BL,ORB; WH for white, BNor SN for Brushed Nickel, BL or BK for black, ORB for Coffee) | 2016-08-12
Etlin-Daniels/Green Lighting Energy/Epic Lighting Solutions | Etlin-Daniels | LED Downlight | DLSWS6-1213D-**-FF | ,,(**denote different color finish, maybe WH,BN, SN,BK,BL,ORB; WH for white, BNor SN for Brushed Nickel, BL or BK for black, ORB for Coffee) | Indoor | LED | Downlight Recessed | 700 | 12 | 84.8 |  | 3000K | 81 | 50000 | Continuously Dimmable | (**denote different color finish, maybe WH,BN, SN,BK,BL,ORB; WH for white, BNor SN for Brushed Nickel, BL or BK for black, ORB for Coffee) | 2016-08-12
Etlin-Daniels/Green Lighting Energy/Epic Lighting Solutions | Etlin-Daniels | LED Downlight | DLSWS6-1214D-**-FF | ,,(**denote different color finish, maybe WH,BN, SN,BK,BL,ORB; WH for white, BNor SN for Brushed Nickel, BL or BK for black, ORB for Coffee) | Indoor | LED | Downlight Recessed | 700 | 12 | 84.8 |  | 4000/4100K | 81 | 50000 | Continuously Dimmable | (**denote different color finish, maybe WH,BN, SN,BK,BL,ORB; WH for white, BNor SN for Brushed Nickel, BL or BK for black, ORB for Coffee) | 2016-08-12
Etlin-Daniels/Green Lighting Energy/Epic Lighting Solutions | Etlin-Daniels | RTFR4-1013D | RTFR4-1013D |  | Indoor | LED | Downlight Solid State Retrofit | 650 | 10.5 | 75.8 |  | 3000K | 92 | 36000 | Continuously Dimmable,Damp Location Rated |  | 2016-09-12
Etlin-Daniels/Green Lighting Energy/Epic Lighting Solutions | Etlin-Daniels | RTFR56-1213D | RTFR56-1213D |  | Indoor | LED | Downlight Solid State Retrofit | 850 | 12.5 | 70 |  | 3000K | 92 | 36000 | Continuously Dimmable,Damp Location Rated |  | 2016-09-12
Euri Lighting | Euri lighting | Recessed LED DownLight | DL4G-1000ew |  | Indoor/Outdoor | LED | Downlight Solid State Retrofit | 700 | 10 | 72 |  | 3000K | 92 | 35000 | Continuously Dimmable |  | 2016-09-22
Euri Lighting | Euri lighting | Recessed LED DownLight | DL4G-1020ew |  | Indoor/Outdoor | LED | Downlight Solid State Retrofit | 700 | 10 | 69.8 |  | 2700K | 91 | 35000 | Continuously Dimmable |  | 2016-09-22
Euri Lighting | Euri lighting | Recessed LED DownLight | DL4G-1040ew |  | Indoor/Outdoor | LED | Downlight Solid State Retrofit | 700 | 10 | 73.2 |  | 4000/4100K | 91 | 35000 | Continuously Dimmable |  | 2016-09-22
Euri Lighting | Euri lighting | Recessed LED DownLight | DL4G-1050ew |  | Indoor/Outdoor | LED | Downlight Solid State Retrofit | 700 | 10 | 74.6 |  | 5000K | 92 | 35000 | Continuously Dimmable |  | 2016-09-22
Euri Lighting | Euri lighting | LED DownLight Retrofits | DLC -1000e |  | Indoor/Outdoor | LED | Downlight Solid State Retrofit | 840 | 10 | 88.6 |  | 2700K | 81 | 35000 | Continuously Dimmable |  | 2016-09-22
Euri Lighting | Euri lighting | LED DownLight Retrofits | DLC-1020e |  | Indoor/Outdoor | LED | Downlight Solid State Retrofit | 840 | 10 | 88.2 |  | 3000K | 81 | 35000 | Continuously Dimmable |  | 2016-09-22
Euri Lighting | Euri lighting | LED DownLight Retrofits | DLC-1040e |  | Indoor/Outdoor | LED | Downlight Solid State Retrofit | 840 | 10 | 89.6 |  | 4000/4100K | 83 | 35000 | Continuously Dimmable |  | 2016-09-22
Euri Lighting | Euri lighting | LED DownLight Retrofits | DLC-1050e |  | Indoor/Outdoor | LED | Downlight Solid State Retrofit | 840 | 10 | 90.2 |  | 5000K | 84 | 35000 | Continuously Dimmable |  | 2016-09-22
Euri Lighting | Euri lighting | DLC-2000e | DLC-2000e | ,DLC-2000e,3000K; ,DLC-2040e,4000K; ,DLC-2050e,5000K | Indoor/Outdoor | LED | Downlight Solid State Retrofit | 810 | 13.5 | 67 |  | 3000K | 93 | 60000 | Continuously Dimmable,Wet Location Rated |  | 2016-08-16
Euri Lighting | Euri lighting | LED DOWNLIGHT | DLC-3000e |  | Indoor/Outdoor | LED | Downlight Solid State Retrofit | 1400 | 22 | 65.3 |  | 3000K | 92 | 40000 | Continuously Dimmable |  | 2016-05-05
Euri Lighting | Euri lighting | DLC-3001e | DLC-3001e | ,DLC-3001e,3000K; ,DLC-3041e,4000K; ,DLC-3051e,5000K | Indoor/Outdoor | LED | Downlight Solid State Retrofit | 1400 | 21 | 71.1 |  | 3000K | 93 | 60000 | Continuously Dimmable,Wet Location Rated |  | 2016-08-16
Euri Lighting | Euri lighting | LED DOWNLIGHT | DLC-3020e |  | Indoor/Outdoor | LED | Downlight Solid State Retrofit | 1400 | 22 | 65.3 |  | 2700K | 92 | 40000 | Continuously Dimmable |  | 2016-05-05
Euri Lighting | Euri lighting | DLC4-1000e | DLC4-1000e | ,DLC4-1000e,3000K; ,DLC4-1040e,4000K; ,DLC4-1050e,5000K | Indoor/Outdoor | LED | Downlight Solid State Retrofit | 810 | 13 | 69.3 |  | 3000K | 93 | 60000 | Continuously Dimmable,Wet Location Rated |  | 2016-08-16
Feit Electric | FEIT ELECTRIC | Retrofit 5/6" | LEDR56/927 (U1) |  | Indoor | LED | Downlight Solid State Retrofit | 850 | 12 | 74 |  | 2700K | 94 | 50000 | Continuously Dimmable |  | 2016-06-30
Feit Electric | FEIT ELECTRIC | LED Flat Panel Fixture | 74031 |  | Indoor/Outdoor | LED | Downlight Surface Mount | 4000 | 50 | 77.6 |  | 4000/4100K | 82 | 50000 | Continuously Dimmable |  | 2016-05-12
Feit Electric | FEIT ELECTRIC | LED Retrofit | CERTLED4/927 | ,,Retail Number: CELEDRT4/927/2 | Indoor/Outdoor | LED | Downlight Solid State Retrofit | 540 | 9 | 65.6 |  | 2700K | 93 | 50000 | Continuously Dimmable,Wet Location Rated |  | 2016-06-29
Feit Electric | FEIT ELECTRIC | LED Retrofit | CERTLEDR56/927 | ,,Retail Number: CELEDRT56/850/927/2 | Indoor/Outdoor | LED | Downlight Solid State Retrofit | 850 | 14 | 68.7 |  | 2700K | 93 | 50000 | Continuously Dimmable,Wet Location Rated |  | 2016-05-18
Feit Electric | FEIT ELECTRIC | Retrofit 5/6" | LEDR56/940/MP (U1) |  | Indoor | LED | Downlight Solid State Retrofit | 850 | 12 | 75.1 |  | 4000/4100K | 95 | 50000 | Continuously Dimmable |  | 2016-06-30
Feit Electric | FEIT ELECTRIC | LED Retrofit | LEDRT56/8XX | ,LEDRT56/830,Retail Number: LEDR56/830 (C2); LEDR56/830/CAN (C2); LEDG2R56/830; ,LEDRT56/850,Retail Number: LEDR56/850/CAN (C2); LEDG2R56/850/CAN | Indoor/Outdoor | LED | Downlight Solid State Retrofit | 925 | 14 | 72.7 |  | 2700K | 82 | 50000 | Continuously Dimmable,Wet Location Rated |  | 2016-06-29
Feit Electric | FEIT ELECTRIC | LED Retrofit | LEDRT56/927/1250 | ,,Retail Number: LEDRT56/927 (C1), LEDRT56/927/PGE (C1) | Indoor/Outdoor | LED | Downlight Solid State Retrofit | 1290 | 21.5 | 62.3 |  | 2700K | 92 | 50000 | Continuously Dimmable,Wet Location Rated |  | 2016-07-19
Feit Electric | FEIT ELECTRIC | LED Retrofit | RT56LED/827 | ,,Retail Number: LEDR56/827 (C1) | Indoor/Outdoor | LED | Downlight Solid State Retrofit | 1290 | 21.5 | 69.1 |  | 2700K | 83 | 50000 | Continuously Dimmable,Wet Location Rated |  | 2016-07-08
Feit Electric | FEIT ELECTRIC | LED Retrofit | RTLED4/827 | ,RTLED4/827,Retail Number: LEDR4/827 (C1); ,RTLED4/830,Retail Number: LEDR4/830 (C1), LEDR4/830/CAN (C1), LEDG2R4/830; ,RTLED4/850,Retail Number: LEDR4/850/CAN (C1), LEDG2R4/850/CAN | Indoor/Outdoor | LED | Downlight Solid State Retrofit | 540 | 9 | 68.4 |  | 2700K | 82 | 50000 | Continuously Dimmable,Wet Location Rated |  | 2016-07-08
Feit Electric | FEIT ELECTRIC | LED Retrofit | RTLED4/927 | ,,Retail Number: LEDRT4/927(C1); ,,Retail Number: LEDRT4/927/PGE(C1) | Indoor/Outdoor | LED | Downlight Solid State Retrofit | 540 | 9 | 64.8 |  | 2700K | 92 | 50000 | Continuously Dimmable,Wet Location Rated |  | 2016-06-27
Feit Electric | FEIT ELECTRIC | LED Retrofit | RTLED56/8XX | LED Retrofit,RTLED56/830,CCT: 3000K, Retail Number: LEDR56/830(C1), LEDR56/830/CAN(C1); LED Retrofit,RTLED56/850,CCT: 5000K, Retail Number: LEDR56/850/CAN(C1) | Indoor/Outdoor | LED | Downlight Solid State Retrofit | 925 | 14 | 76.5 |  | 2700K | 82 | 50000 | Continuously Dimmable,Wet Location Rated | "XX" could be 30 or 50, denotes CCT 3000K or 5000K. | 2016-04-12
Feit Electric | FEIT ELECTRIC | LED Retrofit | RTLED56HO/8XX | LED Retrofit,RTLED56HO/830,CCT: 3000K, Retail Number: LEDR56HO/830(C1), LEDG2R56HO/830; LED Retrofit,RTLED56HO/850,CCT: 5000K, Retail Number: LEDR56HO/850(C1), LEDG2R56HO/850 | Indoor/Outdoor | LED | Downlight Solid State Retrofit | 1290 | 21.5 | 68.4 |  | 3000K | 82 | 50000 | Continuously Dimmable,Wet Location Rated | "XX" could be 30 or 50, denotes CCT 3000K or 5000K. | 2016-04-11
Feit Electric | FEIT ELECTRIC | LED Retrofit | RTLEDR56/650/827 | ,,Retail Number: LEDR56/650/827(C1) | Indoor/Outdoor | LED | Downlight Solid State Retrofit | 650 | 10.5 | 76.5 |  | 2700K | 83 | 50000 | Continuously Dimmable,Wet Location Rated |  | 2016-04-11
Feit Electric | FEIT ELECTRIC | LED Retrofit | RTLEDR56/927 | ,,Retail Number: LEDR56/927/MP/6 | Indoor/Outdoor | LED | Downlight Solid State Retrofit | 900 | 15 | 63.9 |  | 2700K | 92 | 50000 | Continuously Dimmable,Wet Location Rated |  | 2016-04-11
Focal Point LLC | Focal Point | ID+ 4.5" Square | FLC44D-SO-1000L-120-L11-T-xx/LC44-SQ-1000L-30K-DN-yy-zz |  | Indoor | LED | Downlight Recessed | 1988 | 30.03 | 66.1 |  | 2700K | 81 | 60000 | 0-10V Dimming | "xx" Factory Options = BH, CP, EM "yy" Color = CD, WD, BK, WH _ "zz" Finish = NP, BP, WP | 2016-06-10
Focal Point LLC | Focal Point | ID+ 4.5" Round | FLC4D-RO-1000L-120-L11-T-xx/LC4-RD-1000L-30K-DN-yy-zz | ID+ 4.5" Round,FLC4D-RO-1000L-120-L11-T-xx/LC4-RD-1000L-35K-DN-yy-zz,; ID+ 4.5" Round,FLC4D-RO-1000L-120-L11-T-xx/LC4-RD-1000L-40K-DN-yy-zz,; ID+ 4.5" Round,FLC4D-RO-1000L-277-L11-T-xx/LC4-RD-1000L-30K-DN-yy-zz,; ID+ 4.5" Round,FLC4D-RO-1000L-277-L11-T-xx/LC4-RD-1000L-35K-DN-yy-zz,; ID+ 4.5" Round,FLC4D-RO-1000L-277-L11-T-xx/LC4-RD-1000L-40K-DN-yy-zz,; ID+ 4.5" Round,FLC4D-RO-1500L-120-L11-T-xx/LC4-RD-1500L-30K-DN-yy-zz,; ID+ 4.5" Round,FLC4D-RO-1500L-120-L11-T-xx/LC4-RD-1500L-35K-DN-yy-zz,; ID+ 4.5" Round,FLC4D-RO-1500L-120-L11-T-xx/LC4-RD-1500L-40K-DN-yy-zz,; ID+ 4.5" Round,FLC4D-RO-1500L-277-L11-T-xx/LC4-RD-1500L-30K-DN-yy-zz,; ID+ 4.5" Round,FLC4D-RO-1500L-277-L11-T-xx/LC4-RD-1500L-35K-DN-yy-zz,; ID+ 4.5" Round,FLC4D-RO-1500L-277-L11-T-xx/LC4-RD-1500L-40K-DN-yy-zz,; ID+ 4.5" Round,FLC4D-RO-2000L-120-L11-T-xx/LC4-RD-2000L-30K-DN-yy-zz,; ID+ 4.5" Round,FLC4D-RO-2000L-120-L11-T-xx/LC4-RD-2000L-35K-DN-yy-zz,; ID+ 4.5" Round,FLC4D-RO-2000L-120-L11-T-xx/LC4-RD-2000L-40K-DN-yy-zz,; ID+ 4.5" Round,FLC4D-RO-2000L-277-L11-T-xx/LC4-RD-2000L-30K-DN-yy-zz,; ID+ 4.5" Round,FLC4D-RO-2000L-277-L11-T-xx/LC4-RD-2000L-35K-DN-yy-zz,; ID+ 4.5" Round,FLC4D-RO-2000L-277-L11-T-xx/LC4-RD-2000L-40K-DN-yy-zz,; ID+ 4.5" Round,FLC4D-RO-2500L-120-L11-T-xx/LC4-RD-2500L-30K-DN-yy-zz,; ID+ 4.5" Round,FLC4D-RO-2500L-120-L11-T-xx/LC4-RD-2500L-35K-DN-yy-zz,; ID+ 4.5" Round,FLC4D-RO-2500L-120-L11-T-xx/LC4-RD-2500L-40K-DN-yy-zz,; ID+ 4.5" Round,FLC4D-RO-2500L-277-L11-T-xx/LC4-RD-2500L-30K-DN-yy-zz,; ID+ 4.5" Round,FLC4D-RO-2500L-277-L11-T-xx/LC4-RD-2500L-35K-DN-yy-zz,; ID+ 4.5" Round,FLC4D-RO-2500L-277-L11-T-xx/LC4-RD-2500L-40K-DN-yy-zz,; ID+ 4.5" Round,FLC4D-RO-3000L-120-L11-T-xx/LC4-RD-3000L-30K-DN-yy-zz,; ID+ 4.5" Round,FLC4D-RO-3000L-120-L11-T-xx/LC4-RD-3000L-35K-DN-yy-zz,; ID+ 4.5" Round,FLC4D-RO-3000L-120-L11-T-xx/LC4-RD-3000L-40K-DN-yy-zz,; ID+ 4.5" Round,FLC4D-RO-3000L-277-L11-T-xx/LC4-RD-3000L-30K-DN-yy-zz,; ID+ 4.5" Round,FLC4D-RO-3000L-277-L11-T-xx/LC4-RD-3000L-35K-DN-yy-zz,; ID+ 4.5" Round,FLC4D-RO-3000L-277-L11-T-xx/LC4-RD-3000L-40K-DN-yy-zz,; ID+ 4.5" Round,FLC4D-RT-1000L-120-L11-T-xx/LC4-RT-1000L-30K-DN-yy-zz,; ID+ 4.5" Round,FLC4D-RT-1000L-120-L11-T-xx/LC4-RT-1000L-35K-DN-yy-zz,; ID+ 4.5" Round,FLC4D-RT-1000L-120-L11-T-xx/LC4-RT-1000L-40K-DN-yy-zz,; ID+ 4.5" Round,FLC4D-RT-1000L-277-L11-T-xx/LC4-RT-1000L-30K-DN-yy-zz,; ID+ 4.5" Round,FLC4D-RT-1000L-277-L11-T-xx/LC4-RT-1000L-35K-DN-yy-zz,; ID+ 4.5" Round,FLC4D-RT-1000L-277-L11-T-xx/LC4-RT-1000L-40K-DN-yy-zz,; ID+ 4.5" Round,FLC4D-RT-1500L-120-L11-T-xx/LC4-RT-1500L-30K-DN-yy-zz,; ID+ 4.5" Round,FLC4D-RT-1500L-120-L11-T-xx/LC4-RT-1500L-35K-DN-yy-zz,; ID+ 4.5" Round,FLC4D-RT-1500L-120-L11-T-xx/LC4-RT-1500L-40K-DN-yy-zz,; ID+ 4.5" Round,FLC4D-RT-1500L-277-L11-T-xx/LC4-RT-1500L-30K-DN-yy-zz,; ID+ 4.5" Round,FLC4D-RT-1500L-277-L11-T-xx/LC4-RT-1500L-35K-DN-yy-zz,; ID+ 4.5" Round,FLC4D-RT-1500L-277-L11-T-xx/LC4-RT-1500L-40K-DN-yy-zz,; ID+ 4.5" Round,FLC4D-RT-2000L-120-L11-T-xx/LC4-RT-2000L-30K-DN-yy-zz,; ID+ 4.5" Round,FLC4D-RT-2000L-120-L11-T-xx/LC4-RT-2000L-35K-DN-yy-zz,; ID+ 4.5" Round,FLC4D-RT-2000L-120-L11-T-xx/LC4-RT-2000L-40K-DN-yy-zz,; ID+ 4.5" Round,FLC4D-RT-2000L-277-L11-T-xx/LC4-RT-2000L-30K-DN-yy-zz,; ID+ 4.5" Round,FLC4D-RT-2000L-277-L11-T-xx/LC4-RT-2000L-35K-DN-yy-zz,; ID+ 4.5" Round,FLC4D-RT-2000L-277-L11-T-xx/LC4-RT-2000L-40K-DN-yy-zz,; ID+ 4.5" Round,FLC4D-RT-2500L-120-L11-T-xx/LC4-RT-2500L-30K-DN-yy-zz,; ID+ 4.5" Round,FLC4D-RT-2500L-120-L11-T-xx/LC4-RT-2500L-35K-DN-yy-zz,; ID+ 4.5" Round,FLC4D-RT-2500L-120-L11-T-xx/LC4-RT-2500L-40K-DN-yy-zz,; ID+ 4.5" Round,FLC4D-RT-2500L-277-L11-T-xx/LC4-RT-2500L-30K-DN-yy-zz,; ID+ 4.5" Round,FLC4D-RT-2500L-277-L11-T-xx/LC4-RT-2500L-35K-DN-yy-zz,; ID+ 4.5" Round,FLC4D-RT-2500L-277-L11-T-xx/LC4-RT-2500L-40K-DN-yy-zz,; ID+ 4.5" Round,FLC4D-RT-3000L-120-L11-T-xx/LC4-RT-3000L-30K-DN-yy-zz,; ID+ 4.5" Round,FLC4D-RT-3000L-120-L11-T-xx/LC4-RT-3000L-35K-DN-yy-zz,; ID+ 4.5" Round,FLC4D-RT-3000L-120-L11-T-xx/LC4-RT-3000L-40K-DN-yy-zz,; ID+ 4.5" Round,FLC4D-RT-3000L-277-L11-T-xx/LC4-RT-3000L-30K-DN-yy-zz,; ID+ 4.5" Round,FLC4D-RT-3000L-277-L11-T-xx/LC4-RT-3000L-35K-DN-yy-zz,; ID+ 4.5" Round,FLC4D-RT-3000L-277-L11-T-xx/LC4-RT-3000L-40K-DN-yy-zz, | Indoor | LED | Downlight Recessed | 3051 | 47.42 | 64.3 |  | 3000K | 80 | 60000 | 0-10V Dimming | "xx" Factory Options = BH, CP, EM "yy" Color = CD, WD, BK, WH _ "zz" Finish = NP, BP, WP | 2016-06-09
Focal Point LLC | Focal Point | ID+ 6" Square | FLC66D-SO-1000L-120-L11-T-xx/LC66-SQ-1000L-30K-DN-yy-zz | ID+ 6" Square,FFLC66D-SO-1500L-120-L11-T-xx/LC66-SQ-1500L-35K-DN-yy-zz,; ID+ 6" Square,FLC66D-SF-1000L-120-L11-T-xx/LC66-SQ-1000L-30K-DN-yy-zz,; ID+ 6" Square,FLC66D-SF-1000L-120-L11-T-xx/LC66-SQ-1000L-35K-DN-yy-zz,; ID+ 6" Square,FLC66D-SF-1000L-120-L11-T-xx/LC66-SQ-1000L-40K-DN-yy-zz,; ID+ 6" Square,FLC66D-SF-1000L-277-L11-T-xx/LC66-SQ-1000L-30K-DN-yy-zz,; ID+ 6" Square,FLC66D-SF-1000L-277-L11-T-xx/LC66-SQ-1000L-35K-DN-yy-zz,; ID+ 6" Square,FLC66D-SF-1000L-277-L11-T-xx/LC66-SQ-1000L-40K-DN-yy-zz,; ID+ 6" Square,FLC66D-SF-1500L-120-L11-T-xx/LC66-SQ-1500L-30K-DN-yy-zz,; ID+ 6" Square,FLC66D-SF-1500L-120-L11-T-xx/LC66-SQ-1500L-35K-DN-yy-zz,; ID+ 6" Square,FLC66D-SF-1500L-120-L11-T-xx/LC66-SQ-1500L-40K-DN-yy-zz,; ID+ 6" Square,FLC66D-SF-1500L-277-L11-T-xx/LC66-SQ-1500L-30K-DN-yy-zz,; ID+ 6" Square,FLC66D-SF-1500L-277-L11-T-xx/LC66-SQ-1500L-35K-DN-yy-zz,; ID+ 6" Square,FLC66D-SF-1500L-277-L11-T-xx/LC66-SQ-1500L-40K-DN-yy-zz,; ID+ 6" Square,FLC66D-SF-2000L-120-L11-T-xx/LC66-SQ-2000L-30K-DN-yy-zz,; ID+ 6" Square,FLC66D-SF-2000L-120-L11-T-xx/LC66-SQ-2000L-35K-DN-yy-zz,; ID+ 6" Square,FLC66D-SF-2000L-120-L11-T-xx/LC66-SQ-2000L-40K-DN-yy-zz,; ID+ 6" Square,FLC66D-SF-2000L-277-L11-T-xx/LC66-SQ-2000L-30K-DN-yy-zz,; ID+ 6" Square,FLC66D-SF-2000L-277-L11-T-xx/LC66-SQ-2000L-35K-DN-yy-zz,; ID+ 6" Square,FLC66D-SF-2000L-277-L11-T-xx/LC66-SQ-2000L-40K-DN-yy-zz,; ID+ 6" Square,FLC66D-SF-2500L-120-L11-T-xx/LC66-SQ-2500L-30K-DN-yy-zz,; ID+ 6" Square,FLC66D-SF-2500L-120-L11-T-xx/LC66-SQ-2500L-35K-DN-yy-zz,; ID+ 6" Square,FLC66D-SF-2500L-120-L11-T-xx/LC66-SQ-2500L-40K-DN-yy-zz,; ID+ 6" Square,FLC66D-SF-2500L-277-L11-T-xx/LC66-SQ-2500L-30K-DN-yy-zz,; ID+ 6" Square,FLC66D-SF-2500L-277-L11-T-xx/LC66-SQ-2500L-35K-DN-yy-zz,; ID+ 6" Square,FLC66D-SF-2500L-277-L11-T-xx/LC66-SQ-2500L-40K-DN-yy-zz,; ID+ 6" Square,FLC66D-SF-3000L-120-L11-T-xx/LC66-SQ-3000L-30K-DN-yy-zz,; ID+ 6" Square,FLC66D-SF-3000L-120-L11-T-xx/LC66-SQ-3000L-35K-DN-yy-zz,; ID+ 6" Square,FLC66D-SF-3000L-120-L11-T-xx/LC66-SQ-3000L-40K-DN-yy-zz,; ID+ 6" Square,FLC66D-SF-3000L-277-L11-T-xx/LC66-SQ-3000L-30K-DN-yy-zz,; ID+ 6" Square,FLC66D-SF-3000L-277-L11-T-xx/LC66-SQ-3000L-35K-DN-yy-zz,; ID+ 6" Square,FLC66D-SF-3000L-277-L11-T-xx/LC66-SQ-3000L-40K-DN-yy-zz,; ID+ 6" Square,FLC66D-SO-1000L-120-L11-T-xx/LC66-SQ-1000L-35K-DN-yy-zz,; ID+ 6" Square,FLC66D-SO-1000L-120-L11-T-xx/LC66-SQ-1000L-40K-DN-yy-zz,; ID+ 6" Square,FLC66D-SO-1000L-277-L11-T-xx/LC66-SQ-1000L-30K-DN-yy-zz,; ID+ 6" Square,FLC66D-SO-1000L-277-L11-T-xx/LC66-SQ-1000L-35K-DN-yy-zz,; ID+ 6" Square,FLC66D-SO-1000L-277-L11-T-xx/LC66-SQ-1000L-40K-DN-yy-zz,; ID+ 6" Square,FLC66D-SO-1500L-120-L11-T-xx/LC66-SQ-1500L-30K-DN-yy-zz,; ID+ 6" Square,FLC66D-SO-1500L-120-L11-T-xx/LC66-SQ-1500L-40K-DN-yy-zz,; ID+ 6" Square,FLC66D-SO-1500L-277-L11-T-xx/LC66-SQ-1500L-30K-DN-yy-zz,; ID+ 6" Square,FLC66D-SO-1500L-277-L11-T-xx/LC66-SQ-1500L-35K-DN-yy-zz,; ID+ 6" Square,FLC66D-SO-1500L-277-L11-T-xx/LC66-SQ-1500L-40K-DN-yy-zz,; ID+ 6" Square,FLC66D-SO-2000L-120-L11-T-xx/LC66-SQ-2000L-30K-DN-yy-zz,; ID+ 6" Square,FLC66D-SO-2000L-120-L11-T-xx/LC66-SQ-2000L-35K-DN-yy-zz,; ID+ 6" Square,FLC66D-SO-2000L-120-L11-T-xx/LC66-SQ-2000L-40K-DN-yy-zz,; ID+ 6" Square,FLC66D-SO-2000L-277-L11-T-xx/LC66-SQ-2000L-30K-DN-yy-zz,; ID+ 6" Square,FLC66D-SO-2000L-277-L11-T-xx/LC66-SQ-2000L-35K-DN-yy-zz,; ID+ 6" Square,FLC66D-SO-2000L-277-L11-T-xx/LC66-SQ-2000L-40K-DN-yy-zz,; ID+ 6" Square,FLC66D-SO-2500L-120-L11-T-xx/LC66-SQ-2500L-30K-DN-yy-zz,; ID+ 6" Square,FLC66D-SO-2500L-120-L11-T-xx/LC66-SQ-2500L-35K-DN-yy-zz,; ID+ 6" Square,FLC66D-SO-2500L-120-L11-T-xx/LC66-SQ-2500L-40K-DN-yy-zz,; ID+ 6" Square,FLC66D-SO-2500L-277-L11-T-xx/LC66-SQ-2500L-30K-DN-yy-zz,; ID+ 6" Square,FLC66D-SO-2500L-277-L11-T-xx/LC66-SQ-2500L-35K-DN-yy-zz,; ID+ 6" Square,FLC66D-SO-2500L-277-L11-T-xx/LC66-SQ-2500L-40K-DN-yy-zz,; ID+ 6" Square,FLC66D-SO-3000L-120-L11-T-xx/LC66-SQ-3000L-30K-DN-yy-zz,; ID+ 6" Square,FLC66D-SO-3000L-120-L11-T-xx/LC66-SQ-3000L-35K-DN-yy-zz,; ID+ 6" Square,FLC66D-SO-3000L-120-L11-T-xx/LC66-SQ-3000L-40K-DN-yy-zz,; ID+ 6" Square,FLC66D-SO-3000L-277-L11-T-xx/LC66-SQ-3000L-30K-DN-yy-zz,; ID+ 6" Square,FLC66D-SO-3000L-277-L11-T-xx/LC66-SQ-3000L-35K-DN-yy-zz,; ID+ 6" Square,FLC66D-SO-3000L-277-L11-T-xx/LC66-SQ-3000L-40K-DN-yy-zz, | Indoor | LED | Downlight Recessed | 1981 | 28.26 | 70 |  | 2700K | 81 | 60000 | 0-10V Dimming | "xx" Factory Options = BH, CP, EM "yy" Color = CD, WD, BK, WH _ "zz" Finish = NP, BP, WP | 2016-06-10
Focal Point LLC | Focal Point | ID+ 6" Round | FLC6D-RO-1000L-120-L11-T-xx/LC6-RD-1000L-30K-DN-yy-zz | ID+ 6" Round,FLC6D-RF-1000L-120-L11-T-xx/LC6-RD-1000L-30K-DN-yy-zz,; ID+ 6" Round,FLC6D-RF-1000L-120-L11-T-xx/LC6-RD-1000L-35K-DN-yy-zz,; ID+ 6" Round,FLC6D-RF-1000L-120-L11-T-xx/LC6-RD-1000L-40K-DN-yy-zz,; ID+ 6" Round,FLC6D-RF-1000L-120-L11-T-xx/LC6-RD-1000L-40K-DN-yy-zz,; ID+ 6" Round,FLC6D-RF-1000L-277-L11-T-xx/LC6-RD-1000L-30K-DN-yy-zz,; ID+ 6" Round,FLC6D-RF-1000L-277-L11-T-xx/LC6-RD-1000L-35K-DN-yy-zz,; ID+ 6" Round,FLC6D-RF-1000L-277-L11-T-xx/LC6-RD-1000L-40K-DN-yy-zz,; ID+ 6" Round,FLC6D-RF-1500L-120-L11-T-xx/LC6-RD-1500L-30K-DN-yy-zz,; ID+ 6" Round,FLC6D-RF-1500L-120-L11-T-xx/LC6-RD-1500L-35K-DN-yy-zz,; ID+ 6" Round,FLC6D-RF-1500L-277-L11-T-xx/LC6-RD-1500L-30K-DN-yy-zz,; ID+ 6" Round,FLC6D-RF-1500L-277-L11-T-xx/LC6-RD-1500L-35K-DN-yy-zz,; ID+ 6" Round,FLC6D-RF-1500L-277-L11-T-xx/LC6-RD-1500L-40K-DN-yy-zz,; ID+ 6" Round,FLC6D-RF-2000L-120-L11-T-xx/LC6-RD-2000L-30K-DN-yy-zz,; ID+ 6" Round,FLC6D-RF-2000L-120-L11-T-xx/LC6-RD-2000L-35K-DN-yy-zz,; ID+ 6" Round,FLC6D-RF-2000L-120-L11-T-xx/LC6-RD-2000L-40K-DN-yy-zz,; ID+ 6" Round,FLC6D-RF-2000L-277-L11-T-xx/LC6-RD-2000L-30K-DN-yy-zz,; ID+ 6" Round,FLC6D-RF-2000L-277-L11-T-xx/LC6-RD-2000L-35K-DN-yy-zz,; ID+ 6" Round,FLC6D-RF-2000L-277-L11-T-xx/LC6-RD-2000L-40K-DN-yy-zz,; ID+ 6" Round,FLC6D-RF-2500L-120-L11-T-xx/LC6-RD-2500L-30K-DN-yy-zz,; ID+ 6" Round,FLC6D-RF-2500L-120-L11-T-xx/LC6-RD-2500L-35K-DN-yy-zz,; ID+ 6" Round,FLC6D-RF-2500L-120-L11-T-xx/LC6-RD-2500L-40K-DN-yy-zz,; ID+ 6" Round,FLC6D-RF-2500L-277-L11-T-xx/LC6-RD-2500L-30K-DN-yy-zz,; ID+ 6" Round,FLC6D-RF-2500L-277-L11-T-xx/LC6-RD-2500L-35K-DN-yy-zz,; ID+ 6" Round,FLC6D-RF-2500L-277-L11-T-xx/LC6-RD-2500L-40K-DN-yy-zz,; ID+ 6" Round,FLC6D-RF-3000L-120-L11-T-xx/LC6-RD-3000L-30K-DN-yy-zz,; ID+ 6" Round,FLC6D-RF-3000L-120-L11-T-xx/LC6-RD-3000L-35K-DN-yy-zz,; ID+ 6" Round,FLC6D-RF-3000L-120-L11-T-xx/LC6-RD-3000L-40K-DN-yy-zz,; ID+ 6" Round,FLC6D-RF-3000L-277-L11-T-xx/LC6-RD-3000L-30K-DN-yy-zz,; ID+ 6" Round,FLC6D-RF-3000L-277-L11-T-xx/LC6-RD-3000L-35K-DN-yy-zz,; ID+ 6" Round,FLC6D-RF-3000L-277-L11-T-xx/LC6-RD-3000L-40K-DN-yy-zz,; ID+ 6" Round,FLC6D-RO-1000L-120-L11-T-xx/LC6-RD-1000L-35K-DN-yy-zz,; ID+ 6" Round,FLC6D-RO-1000L-120-L11-T-xx/LC6-RD-1000L-40K-DN-yy-zz,; ID+ 6" Round,FLC6D-RO-1000L-277-L11-T-xx/LC6-RD-1000L-30K-DN-yy-zz,; ID+ 6" Round,FLC6D-RO-1000L-277-L11-T-xx/LC6-RD-1000L-35K-DN-yy-zz,; ID+ 6" Round,FLC6D-RO-1000L-277-L11-T-xx/LC6-RD-1000L-40K-DN-yy-zz,; ID+ 6" Round,FLC6D-RO-1500L-120-L11-T-xx/LC6-RD-1500L-30K-DN-yy-zz,; ID+ 6" Round,FLC6D-RO-1500L-120-L11-T-xx/LC6-RD-1500L-35K-DN-yy-zz,; ID+ 6" Round,FLC6D-RO-1500L-120-L11-T-xx/LC6-RD-1500L-40K-DN-yy-zz,; ID+ 6" Round,FLC6D-RO-1500L-277-L11-T-xx/LC6-RD-1500L-30K-DN-yy-zz,; ID+ 6" Round,FLC6D-RO-1500L-277-L11-T-xx/LC6-RD-1500L-35K-DN-yy-zz,; ID+ 6" Round,FLC6D-RO-1500L-277-L11-T-xx/LC6-RD-1500L-40K-DN-yy-zz,; ID+ 6" Round,FLC6D-RO-2000L-120-L11-T-xx/LC6-RD-2000L-30K-DN-yy-zz,; ID+ 6" Round,FLC6D-RO-2000L-120-L11-T-xx/LC6-RD-2000L-35K-DN-yy-zz,; ID+ 6" Round,FLC6D-RO-2000L-120-L11-T-xx/LC6-RD-2000L-40K-DN-yy-zz,; ID+ 6" Round,FLC6D-RO-2000L-277-L11-T-xx/LC6-RD-2000L-30K-DN-yy-zz,; ID+ 6" Round,FLC6D-RO-2000L-277-L11-T-xx/LC6-RD-2000L-35K-DN-yy-zz,; ID+ 6" Round,FLC6D-RO-2000L-277-L11-T-xx/LC6-RD-2000L-40K-DN-yy-zz,; ID+ 6" Round,FLC6D-RO-2500L-120-L11-T-xx/LC6-RD-2500L-30K-DN-yy-zz,; ID+ 6" Round,FLC6D-RO-2500L-120-L11-T-xx/LC6-RD-2500L-35K-DN-yy-zz,; ID+ 6" Round,FLC6D-RO-2500L-120-L11-T-xx/LC6-RD-2500L-40K-DN-yy-zz,; ID+ 6" Round,FLC6D-RO-2500L-277-L11-T-xx/LC6-RD-2500L-30K-DN-yy-zz,; ID+ 6" Round,FLC6D-RO-2500L-277-L11-T-xx/LC6-RD-2500L-35K-DN-yy-zz,; ID+ 6" Round,FLC6D-RO-2500L-277-L11-T-xx/LC6-RD-2500L-40K-DN-yy-zz,; ID+ 6" Round,FLC6D-RO-3000L-120-L11-T-xx/LC6-RD-3000L-30K-DN-yy-zz,; ID+ 6" Round,FLC6D-RO-3000L-120-L11-T-xx/LC6-RD-3000L-35K-DN-yy-zz,; ID+ 6" Round,FLC6D-RO-3000L-120-L11-T-xx/LC6-RD-3000L-40K-DN-yy-zz,; ID+ 6" Round,FLC6D-RO-3000L-277-L11-T-xx/LC6-RD-3000L-30K-DN-yy-zz,; ID+ 6" Round,FLC6D-RO-3000L-277-L11-T-xx/LC6-RD-3000L-35K-DN-yy-zz,; ID+ 6" Round,FLC6D-RO-3000L-277-L11-T-xx/LC6-RD-3000L-40K-DN-yy-zz, | Indoor | LED | Downlight Recessed | 3130 | 42.86 | 72.9 |  | 3000K | 81 | 60000 | 0-10V Dimming | "xx" Factory Options = BH, CP, EM "yy" Color = CD, WD, BK, WH _ "zz" Finish = NP, BP, WP | 2016-06-10
Foshan Topday Optoelectronics Technology Co.,Ltd | TOPDAY | LED 4 in Downlight | DL4-036A-UL-27 |  | Indoor | LED | Downlight Solid State Retrofit | 787 | 10 | 78.7 |  | 2700K | 82 | 50000 | Continuously Dimmable |  | 2015-10-12
Foshan Topday Optoelectronics Technology Co.,Ltd | TOPDAY | TD-DL4-048-WH-30K | TD-DL4-048-WH-30K |  | Indoor | LED | Downlight Solid State Retrofit | 850 | 14 | 66.9 |  | 3000K | 91 | 50000 | Continuously Dimmable |  | 2016-06-21
Foshan Topday Optoelectronics Technology Co.,Ltd | TOPDAY | LED 4 in Downlight | DL4-036A-UL-27-90-YZ | ,,(Z is represent the style of trim with 1-10 letters,number or spaces, Y represent color of the finish fixture with 1-10 letters,number,or spaces.) | Indoor | LED | Downlight Solid State Retrofit | 690 | 10 | 73.3 |  | 2700K | 92 | 50000 | Continuously Dimmable |  | 2016-08-09
Foshan Topday Optoelectronics Technology Co.,Ltd | TOPDAY | LED 4 in Downlight | DL4-036A-UL-30 |  | Indoor | LED | Downlight Solid State Retrofit | 822 | 10.2 | 81 |  | 3000K | 83 | 50000 | Continuously Dimmable |  | 2015-10-12
Foshan Topday Optoelectronics Technology Co.,Ltd | TOPDAY | LED 4 in Downlight | DL4-036A-UL-30-90-YZ | ,,(Z is represent the style of trim with 1-10 letters,number or spaces, Y represent color of the finish fixture with 1-10 letters,number,or spaces.) | Indoor | LED | Downlight Solid State Retrofit | 690 | 10 | 73.3 |  | 3000K | 92 | 50000 | Continuously Dimmable |  | 2016-08-09
Foshan Topday Optoelectronics Technology Co.,Ltd | TOPDAY | LED 4 in Downlight | DL4-036A-UL-35-90-YZ | ,,(Z is represent the style of trim with 1-10 letters,number or spaces, Y represent color of the finish fixture with 1-10 letters,number,or spaces.) | Indoor | LED | Downlight Solid State Retrofit | 690 | 10 | 73.3 |  | 3500K | 92 | 50000 | Continuously Dimmable |  | 2016-08-09
Foshan Topday Optoelectronics Technology Co.,Ltd | TOPDAY | LED 4 in Downlight | DL4-036A-UL-40 |  | Indoor | LED | Downlight Solid State Retrofit | 828 | 10.2 | 81.5 |  | 4000/4100K | 83 | 50000 | Continuously Dimmable |  | 2015-10-12
Foshan Topday Optoelectronics Technology Co.,Ltd | TOPDAY | LED 4 in Downlight | DL4-036A-UL-40-90-YZ | ,,(Z is represent the style of trim with 1-10 letters,number or spaces, Y represent color of the finish fixture with 1-10 letters,number,or spaces.) | Indoor | LED | Downlight Solid State Retrofit | 690 | 10 | 73.3 |  | 4000/4100K | 92 | 50000 | Continuously Dimmable |  | 2016-08-09
Foshan Topday Optoelectronics Technology Co.,Ltd | TOPDAY | LED 4 in Downlight | DL4-036A-UL-50 |  | Indoor | LED | Downlight Solid State Retrofit | 847 | 10.1 | 83.7 |  | 5000K | 85 | 50000 | Continuously Dimmable |  | 2015-10-12
Foshan Topday Optoelectronics Technology Co.,Ltd | TOPDAY | LED 4 in Downlight | DL4-036A-UL-50-90-YZ | ,,(Z is represent the style of trim with 1-10 letters,number or spaces, Y represent color of the finish fixture with 1-10 letters,number,or spaces.) | Indoor | LED | Downlight Solid State Retrofit | 690 | 10 | 73.3 |  | 5000K | 92 | 50000 | Continuously Dimmable |  | 2016-08-09
Foshan Topday Optoelectronics Technology Co.,Ltd | TOPDAY | LED 5&6 in Downlight | DL6-036A-UL-27 |  | Indoor | LED | Downlight Solid State Retrofit | 851 | 10.1 | 84.5 |  | 2700K | 82 | 50000 | Continuously Dimmable |  | 2015-10-01
Foshan Topday Optoelectronics Technology Co.,Ltd | TOPDAY | LED 5&6 in Downlight | DL6-036A-UL-27-90-YZ | ,,(Z is represent the style of trim with 1-10 letters,number or spaces; Y represent color of the finish fixture with 1-10 letters,number,or spaces.) | Indoor | LED | Downlight Solid State Retrofit | 730 | 10 | 73.8 |  | 2700K | 92 | 50000 | Continuously Dimmable |  | 2016-08-09
Foshan Topday Optoelectronics Technology Co.,Ltd | TOPDAY | LED 5&6 in Downlight | DL6-036A-UL-30 |  | Indoor | LED | Downlight Solid State Retrofit | 897 | 10.2 | 87.8 |  | 3000K | 83 | 50000 | Continuously Dimmable |  | 2015-10-01
Foshan Topday Optoelectronics Technology Co.,Ltd | TOPDAY | LED 5&6 in Downlight | DL6-036A-UL-30-90-YZ | ,,(Z is represent the style of trim with 1-10 letters,number or spaces; Y represent color of the finish fixture with 1-10 letters,number,or spaces.) | Indoor | LED | Downlight Solid State Retrofit | 730 | 10 | 73.8 |  | 3000K | 92 | 50000 | Continuously Dimmable |  | 2016-08-09
Foshan Topday Optoelectronics Technology Co.,Ltd | TOPDAY | LED 5&6 in Downlight | DL6-036A-UL-35-90-YZ | ,,(Z is represent the style of trim with 1-10 letters,number or spaces; Y represent color of the finish fixture with 1-10 letters,number,or spaces.) | Indoor | LED | Downlight Solid State Retrofit | 730 | 10 | 73.8 |  | 3500K | 92 | 50000 | Continuously Dimmable |  | 2016-08-09
Foshan Topday Optoelectronics Technology Co.,Ltd | TOPDAY | LED 5&6 in Downlight | DL6-036A-UL-40 |  | Indoor | LED | Downlight Solid State Retrofit | 923 | 10.1 | 91.2 |  | 4000/4100K | 82 | 50000 | Continuously Dimmable |  | 2015-10-01
Foshan Topday Optoelectronics Technology Co.,Ltd | TOPDAY | LED 5&6 in Downlight | DL6-036A-UL-40-90-YZ | ,,(Z is represent the style of trim with 1-10 letters,number or spaces; Y represent color of the finish fixture with 1-10 letters,number,or spaces.) | Indoor | LED | Downlight Solid State Retrofit | 730 | 10 | 73.8 |  | 4000/4100K | 92 | 50000 | Continuously Dimmable |  | 2016-08-09
Foshan Topday Optoelectronics Technology Co.,Ltd | TOPDAY | LED 5&6 in Downlight | DL6-036A-UL-50 |  | Indoor | LED | Downlight Solid State Retrofit | 928 | 10.2 | 91.1 |  | 5000K | 84 | 50000 | Continuously Dimmable |  | 2015-10-01
Foshan Topday Optoelectronics Technology Co.,Ltd | TOPDAY | LED 5&6 in Downlight | DL6-036A-UL-50-90-YZ | ,,(Z is represent the style of trim with 1-10 letters,number or spaces; Y represent color of the finish fixture with 1-10 letters,number,or spaces.) | Indoor | LED | Downlight Solid State Retrofit | 730 | 10 | 73.8 |  | 5000K | 92 | 50000 | Continuously Dimmable |  | 2016-08-09
Foshan Topday Optoelectronics Technology Co.,Ltd | TOPDAY | TD-DL3-047-WH-27K | TD-DL3-047-WH-27K |  | Indoor | LED | Downlight Solid State Retrofit | 600 | 10 | 63.4 |  | 2700K | 92 | 50000 | Continuously Dimmable |  | 2016-06-21
Foshan Topday Optoelectronics Technology Co.,Ltd | TOPDAY | TD-DL3-047-WH-30K | TD-DL3-047-WH-30K |  | Indoor | LED | Downlight Solid State Retrofit | 600 | 10 | 63.4 |  | 3000K | 92 | 50000 | Continuously Dimmable |  | 2016-06-21
Foshan Topday Optoelectronics Technology Co.,Ltd | TOPDAY | TD-DL3-047-WH-35K | TD-DL3-047-WH-35K |  | Indoor | LED | Downlight Solid State Retrofit | 600 | 10 | 63.4 |  | 3500K | 92 | 50000 | Continuously Dimmable |  | 2016-06-21
Foshan Topday Optoelectronics Technology Co.,Ltd | TOPDAY | TD-DL3-047-WH-40K | TD-DL3-047-WH-40K |  | Indoor | LED | Downlight Solid State Retrofit | 600 | 10 | 63.4 |  | 4000/4100K | 92 | 50000 | Continuously Dimmable |  | 2016-06-21
Foshan Topday Optoelectronics Technology Co.,Ltd | TOPDAY | TD-DL3-047-WH-50K | TD-DL3-047-WH-50K |  | Indoor | LED | Downlight Solid State Retrofit | 600 | 10 | 63.4 |  | 5000K | 92 | 50000 | Continuously Dimmable |  | 2016-06-21
Foshan Topday Optoelectronics Technology Co.,Ltd | TOPDAY | TD-DL4-048-WH-27K | TD-DL4-048-WH-27K |  | Indoor | LED | Downlight Solid State Retrofit | 850 | 14 | 66.9 |  | 2700K | 91 | 50000 | Continuously Dimmable |  | 2016-06-21
Foshan Topday Optoelectronics Technology Co.,Ltd | TOPDAY | TD-DL4-048-WH-35K | TD-DL4-048-WH-35K |  | Indoor | LED | Downlight Solid State Retrofit | 850 | 14 | 66.9 |  | 3500K | 91 | 50000 | Continuously Dimmable |  | 2016-06-21
Foshan Topday Optoelectronics Technology Co.,Ltd | TOPDAY | TD-DL4-048-WH-40K | TD-DL4-048-WH-40K |  | Indoor | LED | Downlight Solid State Retrofit | 850 | 14 | 66.9 |  | 4000/4100K | 91 | 50000 | Continuously Dimmable |  | 2016-06-21
Foshan Topday Optoelectronics Technology Co.,Ltd | TOPDAY | TD-DL4-048-WH-50K | TD-DL4-048-WH-50K |  | Indoor | LED | Downlight Solid State Retrofit | 850 | 14 | 66.9 |  | 5000K | 91 | 50000 | Continuously Dimmable |  | 2016-06-21
Foshan Topday Optoelectronics Technology Co.,Ltd | TOPDAY | TD-DL4-050-WH-27K | TD-DL4-050-WH-27K |  | Indoor | LED | Downlight Solid State Retrofit | 670 | 11 | 69.2 |  | 2700K | 91 | 50000 | Continuously Dimmable |  | 2016-06-21
Foshan Topday Optoelectronics Technology Co.,Ltd | TOPDAY | TD-DL4-050-WH-30K | TD-DL4-050-WH-30K |  | Indoor | LED | Downlight Solid State Retrofit | 670 | 11 | 69.2 |  | 3000K | 91 | 50000 | Continuously Dimmable |  | 2016-06-21
Foshan Topday Optoelectronics Technology Co.,Ltd | TOPDAY | TD-DL4-050-WH-35K | TD-DL4-050-WH-35K |  | Indoor | LED | Downlight Solid State Retrofit | 670 | 11 | 69.2 |  | 3500K | 91 | 50000 | Continuously Dimmable |  | 2016-06-21
Foshan Topday Optoelectronics Technology Co.,Ltd | TOPDAY | TD-DL4-050-WH-40K | TD-DL4-050-WH-40K |  | Indoor | LED | Downlight Solid State Retrofit | 670 | 11 | 69.2 |  | 4000/4100K | 91 | 50000 | Continuously Dimmable |  | 2016-06-21
Foshan Topday Optoelectronics Technology Co.,Ltd | TOPDAY | TD-DL4-050-WH-50K | TD-DL4-050-WH-50K |  | Indoor | LED | Downlight Solid State Retrofit | 670 | 11 | 69.2 |  | 5000K | 91 | 50000 | Continuously Dimmable |  | 2016-06-21
Foshan Topday Optoelectronics Technology Co.,Ltd | TOPDAY | TD-DL6-044-WH-27K | TD-DL6-044-WH-27K |  | Indoor | LED | Downlight Solid State Retrofit | 1000 | 15 | 72.1 |  | 2700K | 92 | 50000 | Continuously Dimmable |  | 2016-06-21
Foshan Topday Optoelectronics Technology Co.,Ltd | TOPDAY | TD-DL6-044-WH-30K | TD-DL6-044-WH-30K |  | Indoor | LED | Downlight Solid State Retrofit | 1000 | 15 | 72.1 |  | 3000K | 92 | 50000 | Continuously Dimmable |  | 2016-06-21
Foshan Topday Optoelectronics Technology Co.,Ltd | TOPDAY | TD-DL6-044-WH-35K | TD-DL6-044-WH-35K |  | Indoor | LED | Downlight Solid State Retrofit | 1000 | 15 | 72.1 |  | 3500K | 92 | 50000 | Continuously Dimmable |  | 2016-06-21
Foshan Topday Optoelectronics Technology Co.,Ltd | TOPDAY | TD-DL6-044-WH-40K | TD-DL6-044-WH-40K |  | Indoor | LED | Downlight Solid State Retrofit | 1000 | 15 | 72.1 |  | 4000/4100K | 92 | 50000 | Continuously Dimmable |  | 2016-06-21
Foshan Topday Optoelectronics Technology Co.,Ltd | TOPDAY | TD-DL6-044-WH-50K | TD-DL6-044-WH-50K |  | Indoor | LED | Downlight Solid State Retrofit | 1000 | 15 | 72.1 |  | 5000K | 92 | 50000 | Continuously Dimmable |  | 2016-06-21
Foshan Topday Optoelectronics Technology Co.,Ltd | TOPDAY | TD-DL6-045-WH-27K | TD-DL6-045-WH-27K |  | Indoor | LED | Downlight Solid State Retrofit | 1400 | 20 | 74.7 |  | 2700K | 91 | 50000 | Continuously Dimmable |  | 2016-06-21
Foshan Topday Optoelectronics Technology Co.,Ltd | TOPDAY | TD-DL6-045-WH-30K | TD-DL6-045-WH-30K |  | Indoor | LED | Downlight Solid State Retrofit | 1400 | 20 | 74.7 |  | 3000K | 91 | 50000 | Continuously Dimmable |  | 2016-06-21
Foshan Topday Optoelectronics Technology Co.,Ltd | TOPDAY | TD-DL6-045-WH-35K | TD-DL6-045-WH-35K |  | Indoor | LED | Downlight Solid State Retrofit | 1400 | 20 | 74.7 |  | 3500K | 91 | 50000 | Continuously Dimmable |  | 2016-06-21
Foshan Topday Optoelectronics Technology Co.,Ltd | TOPDAY | TD-DL6-045-WH-40K | TD-DL6-045-WH-40K |  | Indoor | LED | Downlight Solid State Retrofit | 1400 | 20 | 74.7 |  | 4000/4100K | 91 | 50000 | Continuously Dimmable |  | 2016-06-21
Foshan Topday Optoelectronics Technology Co.,Ltd | TOPDAY | TD-DL6-045-WH-50K | TD-DL6-045-WH-50K |  | Indoor | LED | Downlight Solid State Retrofit | 1400 | 20 | 74.7 |  | 5000K | 91 | 50000 | Continuously Dimmable |  | 2016-06-21
Foshan Topday Optoelectronics Technology Co.,Ltd | TOPDAY | TD-DL6-046-WH-27K | TD-DL6-046-WH-27K |  | Indoor | LED | Downlight Solid State Retrofit | 700 | 11 | 68.2 |  | 2700K | 91 | 50000 | Continuously Dimmable |  | 2016-06-21
Foshan Topday Optoelectronics Technology Co.,Ltd | TOPDAY | TD-DL6-046-WH-30K | TD-DL6-046-WH-30K |  | Indoor | LED | Downlight Solid State Retrofit | 700 | 11 | 68.2 |  | 3000K | 91 | 50000 | Continuously Dimmable |  | 2016-06-21
Foshan Topday Optoelectronics Technology Co.,Ltd | TOPDAY | TD-DL6-046-WH-35K | TD-DL6-046-WH-35K |  | Indoor | LED | Downlight Solid State Retrofit | 700 | 11 | 68.2 |  | 3500K | 91 | 50000 | Continuously Dimmable |  | 2016-06-21
Foshan Topday Optoelectronics Technology Co.,Ltd | TOPDAY | TD-DL6-046-WH-40K | TD-DL6-046-WH-40K |  | Indoor | LED | Downlight Solid State Retrofit | 700 | 11 | 68.2 |  | 4000/4100K | 91 | 50000 | Continuously Dimmable |  | 2016-06-21
Foshan Topday Optoelectronics Technology Co.,Ltd | TOPDAY | TD-DL6-046-WH-50K | TD-DL6-046-WH-50K |  | Indoor | LED | Downlight Solid State Retrofit | 700 | 11 | 68.2 |  | 5000K | 91 | 50000 | Continuously Dimmable |  | 2016-06-21
Fudakin Lighting, Inc. | FUDAKIN | LED SSL Downlight Retrofit | FDK-DLRM-12-04-10-XXK-D |  | Indoor | LED | Downlight Solid State Retrofit | 700 | 10 | 72.7 |  | 3000K | 83 | 50000 | Continuously Dimmable,Damp Location Rated | â€œXXâ€ could be â€œ30â€, â€œ35â€, â€œ40â€, â€œ50â€ denotes CCT 3000K, 3500K, 4000K, 5000K. | 2016-06-02
Fudakin Lighting, Inc. | FUDAKIN | LED SSL Downlight Retrofit | FDK-DLRM-12-06-15-XXK-D |  | Indoor | LED | Downlight Solid State Retrofit | 1050 | 15 | 72.8 |  | 3000K | 84 | 50000 | Continuously Dimmable,Damp Location Rated | â€œXXâ€ could be â€œ30â€, â€œ35â€, â€œ40â€, â€œ50â€ denotes CCT 3000K, 3500K, 4000K, 5000K. | 2016-06-02
FUDAKINLED LIGHTING LTD. | FUDAKINLED | LED Down Lights | FDK-F0-DL-27-07-20W-30K-D | LED Down Lights,FDK-F0-DL-27-07-20W-40K-D,CCT: 4000K, 7" Trim; LED Down Lights,FDK-F0-DL-27-07-20W-50K-D,CCT: 5000K, 7" Trim; LED Down Lights,FDK-F0-DL-27-08-20W-30K-D,CCT: 3000K, 8" Trim; LED Down Lights,FDK-F0-DL-27-08-20W-40K-D,CCT: 4000K, 8" Trim; LED Down Lights,FDK-F0-DL-27-08-20W-50K-D,CCT: 5000K, 8" Trim | Indoor | LED | Downlight Recessed | 1700 | 20 | 88.5 |  | 3000K | 82 | 35000 | Continuously Dimmable,Damp Location Rated |  | 2015-09-15
FUDAKINLED LIGHTING LTD. | FUDAKINLED | LED Down Lights | FDK-F0-DL-34-07-20W-30K | LED Down Lights,FDK-F0-DL-34-07-20W-40K,CCT: 4000K, 7" Trim; LED Down Lights,FDK-F0-DL-34-07-20W-50K,CCT: 5000K, 7" Trim; LED Down Lights,FDK-F0-DL-34-08-20W-30K,CCT: 3000K, 8" Trim; LED Down Lights,FDK-F0-DL-34-08-20W-40K,CCT: 4000K, 8" Trim; LED Down Lights,FDK-F0-DL-34-08-20W-50K,CCT: 5000K, 8" Trim | Indoor | LED | Downlight Recessed | 1700 | 20 | 91.5 |  | 3000K | 82 | 35000 | Damp Location Rated,Non-Dimmable |  | 2015-09-15
Fujian YDJ Light Co., Ltd. | YDJ Light | LED Downlight Retrofit Kit | LR20N01-09 2700K | LED Downlight Retrofit Kit,LR20N01-09 3000K,CCT: 3000K; LED Downlight Retrofit Kit,LR20N01-09 3500K,CCT: 3500K; LED Downlight Retrofit Kit,LR20N01-09 4000K,CCT: 4000K; LED Downlight Retrofit Kit,LR20N01-09 5000K,CCT: 5000K | Indoor | LED | Downlight Solid State Retrofit | 500 | 9 | 65.8 |  | 2700K | 81 | 25000 | Continuously Dimmable,Damp Location Rated |  | 2015-09-25
Fujian YDJ Light Co., Ltd. | YDJ Light | LED Downlight Retrofit Kit | LR20ND-U037-085-XX |  | Indoor | LED | Downlight Solid State Retrofit | 510 | 8.5 | 66.7 |  | 2700K | 84 | 25000 | Continuously Dimmable,Damp Location Rated | "XX" could be 27, 30, 35, 40 or 50 denotes CCT 2700K, 3000K, 4000K or 5000K. | 2016-08-02
Fujian YDJ Light Co., Ltd. | YDJ Light | LED Downlight Retrofit Kit | LR30N01-12 2700K | LED Downlight Retrofit Kit,LR30N01-12 3000K,CCT: 3000K; LED Downlight Retrofit Kit,LR30N01-12 3500K,CCT: 3500K; LED Downlight Retrofit Kit,LR30N01-12 4000K,CCT: 4000K; LED Downlight Retrofit Kit,LR30N01-12 5000K,CCT: 5000K | Indoor | LED | Downlight Solid State Retrofit | 800 | 12 | 77.9 |  | 2700K | 81 | 25000 | Continuously Dimmable,Damp Location Rated |  | 2015-09-25
Fujian YDJ Light Co., Ltd. | YDJ Light | LED Downlight Retrofit Kit | LR30ND-U038-12-XX |  | Indoor | LED | Downlight Solid State Retrofit | 800 | 12 | 73.7 |  | 2700K | 83 | 25000 | Continuously Dimmable,Damp Location Rated | "XX" could be 27, 30, 35, 40 or 50 denotes CCT 2700K, 3000K, 4000K or 5000K. | 2016-08-01
GE Lighting | GE Lighting | LED13RS6/830E26P | 70122 |  | Indoor | LED | Downlight Solid State Retrofit | 1000 | 13.4 | 83.8 |  | 3000K | 82 | 50000 | Continuously Dimmable,Damp Location Rated |  | 2016-06-16
GE Lighting | GE Lighting | LED10RS6/827E26P | 14812 | ,LED10RS6/E26PB-S, | Indoor | LED | Downlight Solid State Retrofit | 700 | 10.6 | 71.7 |  | 2700K | 82 | 35000 | Continuously Dimmable,Damp Location Rated |  | 2016-06-16
GE Lighting | GE Lighting | LED10RS65K/E26PB | 20390 |  | Indoor | LED | Downlight Solid State Retrofit | 820 | 10.6 | 79.8 |  | 5000K | 84 | 35000 | Continuously Dimmable,Damp Location Rated |  | 2016-06-16
GE Lighting | GE Lighting | LED10RS4/827E26P | 22237 | ,LED10RS4/E26PB, | Indoor | LED | Downlight Solid State Retrofit | 700 | 10.5 | 74.7 |  | 2700K | 80 | 35000 | Continuously Dimmable,Damp Location Rated |  | 2016-06-16
GE Lighting | GE Lighting | LED10RS6/840E26P | 30367 |  | Indoor | LED | Downlight Solid State Retrofit | 700 | 10.6 | 71.7 |  | 4000/4100K | 82 | 50000 | Continuously Dimmable,Damp Location Rated |  | 2016-06-16
GE Lighting | GE Lighting | LED10RS4/840E26P | 35365 |  | Indoor | LED | Downlight Solid State Retrofit | 700 | 10.5 | 74.7 |  | 4000/4100K | 80 | 50000 | Continuously Dimmable,Damp Location Rated |  | 2016-06-16
GE Lighting | GE Lighting | LED10RS6/827E26P | 36856 | ,LED10RS6/E26PB/S, | Indoor | LED | Downlight Solid State Retrofit | 700 | 10.6 | 71.7 |  | 2700K | 82 | 35000 | Continuously Dimmable,Damp Location Rated |  | 2016-06-16
GE Lighting | GE Lighting | LED10RS6/827E26P | 39154 | ,FAM36LED10RS6, | Indoor | LED | Downlight Solid State Retrofit | 700 | 10.6 | 71.7 |  | 2700K | 82 | 35000 | Continuously Dimmable,Damp Location Rated |  | 2016-06-16
GE Lighting | GE Lighting | LED10RS65K/E26PB | 64117 | ,LED10RS65KE26CDN, | Indoor | LED | Downlight Solid State Retrofit | 820 | 10.6 | 79.8 |  | 5000K | 84 | 35000 | Continuously Dimmable,Damp Location Rated |  | 2016-06-16
GE Lighting | GE Lighting | LED10RS6/927E26P | 68578 | ,LED10RS6E26SW9HT, | Indoor | LED | Downlight Solid State Retrofit | 700 | 10 | 77.2 |  | 2700K | 90 | 25000 | Continuously Dimmable,Damp Location Rated |  | 2016-08-25
GE Lighting | GE Lighting | LED10RS6/950E26P | 68579 | ,LED10RS6E26DL9HT, | Indoor | LED | Downlight Solid State Retrofit | 700 | 10 | 85.1 |  | 5000K | 93 | 25000 | Continuously Dimmable,Damp Location Rated |  | 2016-08-25
GE Lighting | GE Lighting | LED13RS6/827E26P | 70120 |  | Indoor | LED | Downlight Solid State Retrofit | 1000 | 13.4 | 83.8 |  | 2700K | 82 | 50000 | Continuously Dimmable,Damp Location Rated |  | 2016-06-16
GE Lighting | GE Lighting | LED13RS6/827GUP | 70124 |  | Indoor | LED | Downlight Solid State Retrofit | 1000 | 13.4 | 83.8 |  | 2700K | 82 | 50000 | Continuously Dimmable,Damp Location Rated |  | 2016-06-16
GE Lighting | GE Lighting | LED13RS6/830GUP | 70127 |  | Indoor | LED | Downlight Solid State Retrofit | 1000 | 13.4 | 83.8 |  | 3000K | 82 | 50000 | Continuously Dimmable,Damp Location Rated |  | 2016-06-16
GE Lighting | GE Lighting | LED10RS6/827E26P | 85153 |  | Indoor | LED | Downlight Solid State Retrofit | 700 | 10.6 | 71.7 |  | 2700K | 82 | 50000 | Continuously Dimmable,Damp Location Rated |  | 2016-06-16
GE Lighting | GE Lighting | LED10RS6/830E26P | 85160 |  | Indoor | LED | Downlight Solid State Retrofit | 700 | 10.6 | 71.7 |  | 3000K | 82 | 50000 | Continuously Dimmable,Damp Location Rated |  | 2016-06-16
GE Lighting | GE Lighting | LED10RS6/827E26P | 95394 | ,LED10RS6/827E26PB, | Indoor | LED | Downlight Solid State Retrofit | 700 | 10.6 | 71.7 |  | 2700K | 82 | 35000 | Continuously Dimmable,Damp Location Rated |  | 2016-06-16
GE Lighting | GE Lighting | LED10RS6/GUPB | 95395 |  | Indoor | LED | Downlight Solid State Retrofit | 700 | 10.6 | 71.7 |  | 2700K | 82 | 35000 | Continuously Dimmable,Damp Location Rated |  | 2016-06-16
GE Lighting | GE Lighting | LED10RS6/827GUP | 95851 |  | Indoor | LED | Downlight Solid State Retrofit | 700 | 10.6 | 71.7 |  | 2700K | 82 | 50000 | Continuously Dimmable,Damp Location Rated |  | 2016-06-16
GE Lighting | GE Lighting | LED10RS6/830GUP | 95852 |  | Indoor | LED | Downlight Solid State Retrofit | 700 | 10.6 | 71.7 |  | 3000K | 82 | 50000 | Continuously Dimmable,Damp Location Rated |  | 2016-06-16
GE Lighting | GE Lighting | LED10RS4/827E26P | 95853 |  | Indoor | LED | Downlight Solid State Retrofit | 700 | 10.5 | 74.7 |  | 2700K | 80 | 50000 | Continuously Dimmable,Damp Location Rated |  | 2016-06-16
GE Lighting | GE Lighting | LED10RS4/830E26P | 95854 |  | Indoor | LED | Downlight Solid State Retrofit | 700 | 10.5 | 74.7 |  | 3000K | 80 | 50000 | Continuously Dimmable,Damp Location Rated |  | 2016-06-16
GE Lighting | GE Lighting | LED10RS4/827GUP | 95855 |  | Indoor | LED | Downlight Solid State Retrofit | 700 | 10.5 | 74.7 |  | 2700K | 80 | 50000 | Continuously Dimmable,Damp Location Rated |  | 2016-06-16
GE Lighting | GE Lighting | LED10RS4/830GUP | 95856 |  | Indoor | LED | Downlight Solid State Retrofit | 700 | 10.5 | 74.7 |  | 3000K | 80 | 50000 | Continuously Dimmable,Damp Location Rated |  | 2016-06-16
GE Lighting | GE Lighting | LED10RS4/827E26P | 96836 | ,LED10RS4E26PBCDN, | Indoor | LED | Downlight Solid State Retrofit | 700 | 10.5 | 74.7 |  | 2700K | 80 | 35000 | Continuously Dimmable,Damp Location Rated |  | 2016-06-16
GE Lighting | GE Lighting | LED10RS6/827E26P | 96837 | ,LED10RS6E26PBCDN, | Indoor | LED | Downlight Solid State Retrofit | 700 | 10.6 | 71.7 |  | 2700K | 82 | 35000 | Continuously Dimmable,Damp Location Rated |  | 2016-06-16
GE Lighting | GE Lighting | LED10RS65K/E26PB | 98591 | ,LED10RS65K/E26PB, | Indoor | LED | Downlight Solid State Retrofit | 820 | 10.6 | 79.8 |  | 5000K | 84 | 35000 | Continuously Dimmable,Damp Location Rated |  | 2016-06-16
GE Lighting | GE Lighting | LED10RS6/827E26P | 98812 | ,LED10RS6/E26PB, | Indoor | LED | Downlight Solid State Retrofit | 700 | 10.6 | 71.7 |  | 2700K | 82 | 35000 | Continuously Dimmable,Damp Location Rated |  | 2016-06-16
GE Lighting | GE Lighting | DI6X309271V10/RDIXXXSX-XX-- | DI6X309271V10/RDIXXXXX-XX-- | ,DI6X309301V10/RDIXXXSX-XX--, DI6X309351V10/RDIXXXSX-XX--, DI6X309401V10/RDIXXXSX-XX--,; DI6X309272V10/RDIXXXSX-XX--,DI6X309272V10/RDIXXXXX-XX--, | Indoor | LED | Downlight Recessed | 2247 | 41.6 | 70.5 |  | 2700K | 94 | 50000 | Continuously Dimmable,0-10V Dimming |  | 2016-06-13
GE Lighting | GE Lighting | DI6X409271V10/RDIXXXSX-XX-- | DI6X409271V10/RDIXXXXX-XX-- | ,DI6X409301V10/RDIXXXSX-XX--, DI6X409351V10/RDIXXXSX-XX--, DI6X409401V10/RDIXXXSX-XX--,; ,DI6X409302V10/RDIXXXSX-XX--, DI6X409352V10/RDIXXXSX-XX--, DI6X409402V10/RDIXXXSX-XX--,; DI6X409272V10/RDIXXXSX-XX--,DI6X409272V10/RDIXXXXX-XX--, | Indoor | LED | Downlight Recessed | 2940 | 55 | 71 |  | 2700K | 94 | 50000 | Continuously Dimmable,0-10V Dimming |  | 2016-06-13
GE Lighting | GE Lighting | DIXX159271V10/RDIXXXSD-XX-- | DIXX159271V10/RDIXXXSX-XX-- | ,DIXX159301V10/RDIXXXSD-XX--, DIXX159351V10/RDIXXXSD-XX--, DIXX159401V10/RDIXXXSD-XX--,; ,DIXX159301V10/RDIXXXSP-XX--, DIXX159351V10/RDIXXXSP-XX--, DIXX159401V10/RDIXXXSP-XX--,; ,DIXX159302V10/RDIXXXSD-XX--, DIXX159352V10/RDIXXXSD-XX--, DIXX159402V10/RDIXXXSD-XX--,; ,DIXX159302V10/RDIXXXSP-XX--, DIXX159352V10/RDIXXXSP-XX--, DIXX159402V10/RDIXXXSP-XX--,; DIXX159271V10/RDIXXXSP-XX--,DIXX159271V10/RDIXXXSX-XX--,; DIXX159272V10/RDIXXXSD-XX--,DIXX159272V10/RDIXXXSX-XX--,; DIXX159272V10/RDIXXXSP-XX--,DIXX159272V10/RDIXXXSX-XX--, | Indoor | LED | Downlight Recessed | 1257 | 23.8 | 63.8 |  | 2700K | 93 | 50000 | Continuously Dimmable,0-10V Dimming |  | 2016-06-13
GE Lighting | GE Lighting | DIXX209271V10/RDIXXXSX-XX-- | DIXX209271V10/RDIXXXXX-XX-- | ,DIXX209301V10/RDIXXXSX-XX--, DIXX209351V10/RDIXXXSX-XX--, DIXX209401V10/RDIXXXSX-XX--,; ,DIXX209302V10/RDIXXXSX-XX--, DIXX209352V10/RDIXXXSX-XX--, DIXX209402V10/RDIXXXSX-XX--,; DIXX209272V10/RDIXXXSX-XX--,DIXX209272V10/RDIXXXXX-XX--, | Indoor | LED | Downlight Recessed | 1520 | 29.9 | 62.7 |  | 2700K | 93 | 50000 | Continuously Dimmable,0-10V Dimming |  | 2016-06-13
GE Lighting | GE Lighting | LRXR610830MD | LRXR610830MD | ,LRXR610835MD,; ,LRXR610840MD, | Indoor | LED | Downlight Recessed | 1000 | 13 | 91.4 |  | 3000K | 82 | 50000 | 0-10V Dimming |  | 2016-07-18
GE Lighting | GE Lighting | LRXR618830MD | LRXR618830MD | ,LRXR618835MD,; ,LRXR618840MD, | Indoor | LED | Downlight Recessed | 1800 | 22 | 94.5 |  | 3000K | 82 | 50000 | 0-10V Dimming |  | 2016-07-18
GE Lighting | GE Lighting | LRXR810830MD | LRXR810830MD | ,LRXR810835MD,; ,LRXR810840MD, | Indoor | LED | Downlight Recessed | 1000 | 13 | 102.3 |  | 3000K | 82 | 50000 | 0-10V Dimming |  | 2016-07-18
GE Lighting | GE Lighting | LRXR818830MD | LRXR818830MD | ,LRXR818835MD,; ,LRXR818840MD, | Indoor | LED | Downlight Recessed | 1800 | 22 | 100.4 |  | 3000K | 82 | 50000 | 0-10V Dimming |  | 2016-07-18
GE Lighting | GE Lighting | LRXR830830MD | LRXR830830MD | ,LRXR830835MD,; ,LRXR830840MD, | Indoor | LED | Downlight Recessed | 3000 | 35 | 98.6 |  | 3000K | 82 | 50000 | 0-10V Dimming |  | 2016-07-18
GE Lighting | GE Lighting | LRXS610830MD | LRXS610830MD |  | Indoor | LED | Downlight Recessed | 1000 | 13 | 97 |  | 3000K | 82 | 50000 | 0-10V Dimming |  | 2016-10-14
GE Lighting | GE Lighting | LRXS610835MD | LRXS610835MD |  | Indoor | LED | Downlight Recessed | 1000 | 13 | 98.9 |  | 3500K | 82 | 50000 | 0-10V Dimming |  | 2016-10-14
GE Lighting | GE Lighting | LRXS610840MD | LRXS610840MD |  | Indoor | LED | Downlight Recessed | 1000 | 13 | 102.3 |  | 4000/4100K | 82 | 50000 | 0-10V Dimming |  | 2016-10-14
GE Lighting | GE Lighting | LRXS618830MD | LRXS618830MD |  | Indoor | LED | Downlight Recessed | 1800 | 22 | 94.9 |  | 3000K | 81 | 50000 | 0-10V Dimming |  | 2016-10-14
GE Lighting | GE Lighting | LRXS618835MD | LRXS618835MD |  | Indoor | LED | Downlight Recessed | 1800 | 22 | 96.7 |  | 3500K | 82 | 50000 | 0-10V Dimming |  | 2016-10-14
GE Lighting | GE Lighting | LRXS618840MD | LRXS618840MD |  | Indoor | LED | Downlight Recessed | 1800 | 22 | 100.1 |  | 4000/4100K | 82 | 50000 | 0-10V Dimming |  | 2016-10-14
GE Lighting | GE Lighting | LRXS810830MD | LRXS810830MD |  | Indoor | LED | Downlight Recessed | 1000 | 13 | 100.5 |  | 3000K | 81 | 50000 | 0-10V Dimming |  | 2016-10-14
GE Lighting | GE Lighting | LRXS810835MD | LRXS810835MD |  | Indoor | LED | Downlight Recessed | 1000 | 13 | 102.8 |  | 3500K | 82 | 50000 | 0-10V Dimming |  | 2016-10-14
GE Lighting | GE Lighting | LRXS810840MD | LRXS810840MD |  | Indoor | LED | Downlight Recessed | 1000 | 13 | 105.3 |  | 4000/4100K | 82 | 50000 | 0-10V Dimming |  | 2016-10-14
GE Lighting | GE Lighting | LRXS818830MD | LRXS818830MD |  | Indoor | LED | Downlight Recessed | 1800 | 22 | 98.1 |  | 3000K | 81 | 50000 | 0-10V Dimming |  | 2016-10-14
GE Lighting | GE Lighting | LRXS818835MD | LRXS818835MD |  | Indoor | LED | Downlight Recessed | 1800 | 22 | 100.8 |  | 3500K | 82 | 50000 | 0-10V Dimming |  | 2016-10-14
GE Lighting | GE Lighting | LRXS818840MD | LRXS818840MD |  | Indoor | LED | Downlight Recessed | 1800 | 22 | 103.5 |  | 4000/4100K | 82 | 50000 | 0-10V Dimming |  | 2016-10-14
GE Lighting | GE Lighting | LRXS830830MD | LRXS830830MD |  | Indoor | LED | Downlight Recessed | 3000 | 35.3 | 96.8 |  | 3000K | 81 | 50000 | 0-10V Dimming |  | 2016-10-14
GE Lighting | GE Lighting | LRXS830835MD | LRXS830835MD |  | Indoor | LED | Downlight Recessed | 3000 | 35.4 | 98.9 |  | 3500K | 82 | 50000 | 0-10V Dimming |  | 2016-10-14
GE Lighting | GE Lighting | LRXS830840MD | LRXS830840MD |  | Indoor | LED | Downlight Recessed | 3000 | 35.2 | 101.4 |  | 4000/4100K | 83 | 50000 | 0-10V Dimming |  | 2016-10-14
GE Lighting | GE Lighting | RC1010827********1VPH | RC1010827********1VPH | ,RC1010830********1VPH,; ,RC1010835********1VPH,; ,RC1010840********1VPH, | Indoor | LED | Downlight Solid State Retrofit | 977 | 15.5 | 67.4 |  | 2700K | 81 | 50000 | Continuously Dimmable,Damp Location Rated,0-10V Dimming |  | 2016-09-19
GE Lighting | GE Lighting | RC1015827********1VPH | RC1015827********1VPH | ,RC1015830********1VPH,; ,RC1015835********1VPH,; ,RC1015840********1VPH, | Indoor | LED | Downlight Solid State Retrofit | 1200 | 19 | 69.9 |  | 2700K | 81 | 50000 | Continuously Dimmable,Damp Location Rated,0-10V Dimming |  | 2016-09-19
GE Lighting | GE Lighting | RC1020827********1VPH | RC1020827********1VPH | ,RC1020830********1VPH,; ,RC1020835********1VPH,; ,RC1020840********1VPH, | Indoor | LED | Downlight Solid State Retrofit | 1500 | 25 | 63.9 |  | 2700K | 82 | 50000 | Continuously Dimmable,Damp Location Rated,0-10V Dimming |  | 2016-09-19
GE Lighting | GE Lighting | RC1030827********1VPH | RC1030827********1VPH | ,RC1030830********1VPH,; ,RC1030835********1VPH,; ,RC1030840********1VPH, | Indoor | LED | Downlight Solid State Retrofit | 2200 | 36.21 | 64 |  | 2700K | 82 | 50000 | Continuously Dimmable,Damp Location Rated,0-10V Dimming |  | 2016-09-19
GE Lighting | GE Lighting | RC1040827********1VPH | RC1040827********1VPH | ,RC1040830********1VPH,; ,RC1040835********1VPH,; ,RC1040840********1VPH, | Indoor | LED | Downlight Solid State Retrofit | 3200 | 53 | 63.4 |  | 2700K | 81 | 50000 | Continuously Dimmable,Damp Location Rated,0-10V Dimming |  | 2016-09-19
GE Lighting | GE Lighting | RC1050827********1V10 | RC1050827********1V10 | ,RC1050830********1V10,; ,RC1050835********1V10,; ,RC1050840********1V10, | Indoor | LED | Downlight Solid State Retrofit | 4000 | 65 | 68.5 |  | 2700K | 80 | 50000 | Continuously Dimmable,Damp Location Rated,0-10V Dimming |  | 2016-09-19
GE Lighting | GE Lighting | RC1050827********2V10 | RC1050827********2V10 | ,RC1050830********2V10,; ,RC1050835********2V10,; ,RC1050840********2V10, | Indoor | LED | Downlight Solid State Retrofit | 4000 | 65 | 67.1 |  | 2700K | 80 | 50000 | Continuously Dimmable,Damp Location Rated,0-10V Dimming |  | 2016-09-19
GE Lighting | GE Lighting | RC610827********1VPH | RC610827********1VPH | ,RC610830********1VPH,; ,RC610835********1VPH,; ,RC610840********1VPH, | Indoor | LED | Downlight Solid State Retrofit | 977 | 15.5 | 67.4 |  | 2700K | 81 | 50000 | Continuously Dimmable,Damp Location Rated,0-10V Dimming |  | 2016-09-19
GE Lighting | GE Lighting | RC615827********1VPH | RC615827********1VPH | ,RC615830********1VPH,; ,RC615835********1VPH,; ,RC615840********1VPH, | Indoor | LED | Downlight Solid State Retrofit | 1200 | 19 | 69.9 |  | 2700K | 81 | 50000 | Continuously Dimmable,Damp Location Rated,0-10V Dimming |  | 2016-09-19
GE Lighting | GE Lighting | RC620827********1VPH | RC620827********1VPH | ,RC620830********1VPH,; ,RC620835********1VPH,; ,RC620840********1VPH, | Indoor | LED | Downlight Solid State Retrofit | 1500 | 25 | 63.9 |  | 2700K | 82 | 50000 | Continuously Dimmable,Damp Location Rated,0-10V Dimming |  | 2016-09-19
GE Lighting | GE Lighting | RC630827********1VPH | RC630827********1VPH | ,RC630830********1VPH,; ,RC630835********1VPH,; ,RC630840********1VPH, | Indoor | LED | Downlight Solid State Retrofit | 2200 | 36.21 | 64 |  | 2700K | 82 | 50000 | Continuously Dimmable,Damp Location Rated,0-10V Dimming |  | 2016-09-19
GE Lighting | GE Lighting | RC640827********1VPH | RC640827********1VPH | ,RC640830********1VPH,; ,RC640835********1VPH,; ,RC640840********1VPH, | Indoor | LED | Downlight Solid State Retrofit | 3200 | 53 | 63.4 |  | 2700K | 81 | 50000 | Continuously Dimmable,Damp Location Rated,0-10V Dimming |  | 2016-09-19
GE Lighting | GE Lighting | RC650827********1V10 | RC650827********1V10 | ,RC650830********1V10,; ,RC650835********1V10,; ,RC650840********1V10, | Indoor | LED | Downlight Solid State Retrofit | 4000 | 65 | 68.5 |  | 2700K | 80 | 50000 | Continuously Dimmable,Damp Location Rated,0-10V Dimming |  | 2016-09-19
GE Lighting | GE Lighting | RC650827********2V10 | RC650827********2V10 | ,RC650830********2V10,; ,RC650835********2V10,; ,RC650840********2V10, | Indoor | LED | Downlight Solid State Retrofit | 4000 | 65 | 67.1 |  | 2700K | 80 | 50000 | Continuously Dimmable,Damp Location Rated,0-10V Dimming |  | 2016-09-19
GE Lighting | GE Lighting | RC810827********1VPH | RC810827********1VPH | ,RC810830********1VPH,; ,RC810835********1VPH,; ,RC810840********1VPH, | Indoor | LED | Downlight Solid State Retrofit | 977 | 15.5 | 67.4 |  | 2700K | 81 | 50000 | Continuously Dimmable,Damp Location Rated,0-10V Dimming |  | 2016-09-19
GE Lighting | GE Lighting | RC815827********1VPH | RC815827********1VPH | ,RC815830********1VPH,; ,RC815835********1VPH,; ,RC815840********1VPH, | Indoor | LED | Downlight Solid State Retrofit | 1200 | 19 | 69.9 |  | 2700K | 81 | 50000 | Continuously Dimmable,Damp Location Rated,0-10V Dimming |  | 2016-09-19
GE Lighting | GE Lighting | RC820827********1VPH | RC820827********1VPH | ,RC820830********1VPH,; ,RC820835********1VPH,; ,RC820840********1VPH, | Indoor | LED | Downlight Solid State Retrofit | 1500 | 25 | 63.9 |  | 2700K | 82 | 50000 | Continuously Dimmable,Damp Location Rated,0-10V Dimming |  | 2016-09-19
GE Lighting | GE Lighting | RC830827********1VPH | RC830827********1VPH | ,RC830830********1VPH,; ,RC830835********1VPH,; ,RC830840********1VPH, | Indoor | LED | Downlight Solid State Retrofit | 2200 | 36.21 | 64 |  | 2700K | 82 | 50000 | Continuously Dimmable,Damp Location Rated,0-10V Dimming |  | 2016-09-19
GE Lighting | GE Lighting | RC840827********1VPH | RC840827********1VPH | ,RC840830********1VPH,; ,RC840835********1VPH,; ,RC840840********1VPH, | Indoor | LED | Downlight Solid State Retrofit | 3200 | 53 | 63.4 |  | 2700K | 81 | 50000 | Continuously Dimmable,Damp Location Rated,0-10V Dimming |  | 2016-09-19
GE Lighting | GE Lighting | RC850827********1V10 | RC850827********1V10 | ,RC850830********1V10,; ,RC850835********1V10,; ,RC850840********1V10, | Indoor | LED | Downlight Solid State Retrofit | 4000 | 65 | 68.5 |  | 2700K | 80 | 50000 | Continuously Dimmable,Damp Location Rated,0-10V Dimming |  | 2016-09-19
GE Lighting | GE Lighting | RC850827********2V10 | RC850827********2V10 | ,RC850830********2V10,; ,RC850835********2V10,; ,RC850840********2V10, | Indoor | LED | Downlight Solid State Retrofit | 4000 | 65 | 67.1 |  | 2700K | 80 | 50000 | Continuously Dimmable,Damp Location Rated,0-10V Dimming |  | 2016-09-19
GE Lighting | GE Lighting | RCX10827XXXXXXXX1V10 | RCX10827XXXXXXXX1V10 | ,RCX10830XXXXXXXX1V10,; ,RCX10835XXXXXXXX1V10,; ,RCX10840XXXXXXXX1V10,; RCX10827XXXXXXXX1V10,RCX10827XXXXXXXX1V10, | Indoor | LED | Downlight Solid State Retrofit | 1131 | 15.5 | 82 |  | 2700K | 82 | 50000 | Continuously Dimmable,Damp Location Rated,0-10V Dimming |  | 2016-02-08
GE Lighting | GE Lighting | RCX15827XXXXXXXX1V10 | RCX15827XXXXXXXX1V10 | ,RCX15830XXXXXXXX1V10,; ,RCX15835XXXXXXXX1V10,; ,RCX15840XXXXXXXX1V10,; RCX15827XXXXXXXX1V10,RCX15827XXXXXXXX1V10, | Indoor | LED | Downlight Solid State Retrofit | 1382 | 18.5 | 84 |  | 2700K | 82 | 50000 | Continuously Dimmable,Damp Location Rated,0-10V Dimming |  | 2016-02-08
GE Lighting | GE Lighting | RCX15827XXXXXXXX2V10 | RCX15827XXXXXXXX2V10 | ,RCX15830XXXXXXXX2V10,; ,RCX15835XXXXXXXX2V10,; ,RCX15840XXXXXXXX2V10,; RCX15827XXXXXXXX2V10,RCX15827XXXXXXXX2V10, | Indoor | LED | Downlight Solid State Retrofit | 1436 | 18.9 | 75.7 |  | 2700K | 82 | 50000 | Continuously Dimmable,Damp Location Rated,0-10V Dimming |  | 2016-02-08
GE Lighting | GE Lighting | RCX20827XXXXXXXX1V10 | RCX20827XXXXXXXX1V10 | ,RCX20830XXXXXXXX1V10,; ,RCX20835XXXXXXXX1V10,; ,RCX20840XXXXXXXX1V10,; RCX20827XXXXXXXX1V10,RCX20827XXXXXXXX1V10, | Indoor | LED | Downlight Solid State Retrofit | 1807 | 24 | 82.4 |  | 2700K | 82 | 50000 | Continuously Dimmable,Damp Location Rated,0-10V Dimming |  | 2016-02-08
GE Lighting | GE Lighting | RCX20827XXXXXXXX2V10 | RCX20827XXXXXXXX2V10 | ,RCX20830XXXXXXXX2V10,; ,RCX20835XXXXXXXX2V10,; ,RCX20840XXXXXXXX2V10,; RCX20827XXXXXXXX2V10,RCX20827XXXXXXXX2V10, | Indoor | LED | Downlight Solid State Retrofit | 1940 | 25.1 | 78 |  | 2700K | 82 | 50000 | Continuously Dimmable,Damp Location Rated,0-10V Dimming |  | 2016-02-08
GE Lighting | GE Lighting | RCX30827XXXXXXXX1V10 | RCX30827XXXXXXXX1V10 | ,RCX30830XXXXXXXX1V10,; ,RCX30835XXXXXXXX1V10,; ,RCX30840XXXXXXXX1V10,; RCX30827XXXXXXXX1V10,RCX30827XXXXXXXX1V10, | Indoor | LED | Downlight Solid State Retrofit | 2718 | 37 | 75.3 |  | 2700K | 82 | 50000 | Continuously Dimmable,Damp Location Rated,0-10V Dimming |  | 2016-02-08
GE Lighting | GE Lighting | RCX30827XXXXXXXX2V10 | RCX30827XXXXXXXX2V10 | ,RCX30830XXXXXXXX2V10,; ,RCX30835XXXXXXXX2V10,; ,RCX30840XXXXXXXX2V10,; RCX30827XXXXXXXX2V10,RCX30827XXXXXXXX2V10, | Indoor | LED | Downlight Solid State Retrofit | 2825 | 39.3 | 71.9 |  | 2700K | 82 | 50000 | Continuously Dimmable,Damp Location Rated,0-10V Dimming |  | 2016-02-08
GE Lighting | GE Lighting | RCX40827XXXXXXXX1V10 | RCX40827XXXXXXXX1V10 | ,RCX40830XXXXXXXX1V10,; ,RCX40835XXXXXXXX1V10,; ,RCX40840XXXXXXXX1V10,; RCX40827XXXXXXXX1V10,RCX40827XXXXXXXX1V10, | Indoor | LED | Downlight Solid State Retrofit | 3567 | 54.4 | 70.2 |  | 2700K | 82 | 50000 | Continuously Dimmable,Damp Location Rated,0-10V Dimming |  | 2016-02-08
GE Lighting | GE Lighting | RCX40827XXXXXXXX2V10 | RCX40827XXXXXXXX2V10 | ,RCX40830XXXXXXXX2V10,; ,RCX40835XXXXXXXX2V10,; ,RCX40840XXXXXXXX2V10,; RCX40827XXXXXXXX2V10,RCX40827XXXXXXXX2V10, | Indoor | LED | Downlight Solid State Retrofit | 3652 | 54 | 68.9 |  | 2700K | 82 | 50000 | Continuously Dimmable,Damp Location Rated,0-10V Dimming |  | 2016-02-08
GE Lighting | GE Lighting | RIX1527XRMCLFX1 | RIX1527XRXCLFX1 | ,RIX1530XRMCLFX1,; ,RIX1530XRMCXFX2,; ,RIX1530XRSCLFX1,; ,RIX1530XRSCXFX2,; RIX1527XRMCXFX2,RIX1527XRXCXFX2,; RIX1527XRSCLFX1,RIX1527XRXCLFX1,; RIX1527XRSCXFX2,RIX1527XRXCXFX2, | Indoor | LED | Downlight Recessed | 1257 | 23.8 | 63.8 |  | 2700K | 93 | 50000 | Continuously Dimmable,0-10V Dimming |  | 2016-06-13
GE Lighting | GE Lighting | RIX2027XRSCLFX1 | RIX2027XRXCLFX1 | ,RIX2030XRDCLFX1,; ,RIX2030XRDCXFX2,; ,RIX2030XRMCLFX1,; ,RIX2030XRMCXFX2,; ,RIX2030XRSCLFX1,; ,RIX2030XRSCXFX2,; RIX2027XRDCLFX1,RIX2027XRXCLFX1,; RIX2027XRDCXFX2,RIX2027XRXCXFX2,; RIX2027XRMCLFX1,RIX2027XRXCLFX1,; RIX2027XRMCXFX2,RIX2027XRXCXFX2,; RIX2027XRSCXFX2,RIX2027XRXCXFX2, | Indoor | LED | Downlight Recessed | 1520 | 29.9 | 62.7 |  | 2700K | 93 | 50000 | Continuously Dimmable,0-10V Dimming |  | 2016-06-13
GE Lighting | GE Lighting | RIX3027XRSCLFX1 | RIX3027XRXCLFX1 | ,RIX3030XRDCLFX1,; ,RIX3030XRDCXFX2,; ,RIX3030XRMCLFX1,; ,RIX3030XRMCXFX2,; ,RIX3030XRSCLFX1,; ,RIX3030XRSCXFX2,; RIX3027XRDCLFX1,RIX3027XRXCLFX1,; RIX3027XRDCXFX2,RIX3027XRXCXFX2,; RIX3027XRMCLFX1,RIX3027XRXCLFX1,; RIX3027XRSCXFX2,RIX3027XRXCXFX2, | Indoor | LED | Downlight Recessed | 2247 | 41.6 | 70.5 |  | 2700K | 94 | 50000 | Continuously Dimmable,0-10V Dimming |  | 2016-06-13
GE Lighting | GE Lighting | RIX4027XRSCLFX1 | RIX4027XRXCLFX1 | ,RIX4030XRDCLFX1,; ,RIX4030XRDCXFX2,; ,RIX4030XRMCLFX1,; ,RIX4030XRMCXFX2,; ,RIX4030XRSCLFX1,; ,RIX4030XRSCXFX2,; RIX4027XRDCLFX1,RIX4027XRXCLFX1,; RIX4027XRDCXFX2,RIX4027XRXCXFX2,; RIX4027XRMCLFX1,RIX4027XRXCLFX1,; RIX4027XRMCXFX2,RIX4027XRXCXFX2,; RIX4027XRSCXFX2,RIX4027XRXCXFX2, | Indoor | LED | Downlight Recessed | 2940 | 55 | 71 |  | 2700K | 94 | 50000 | Continuously Dimmable,0-10V Dimming |  | 2016-06-13
Generation Brands | Tech Lighting | ER6A-LH927XX | ER6A-LH927XX | ,ER6A-LH930XX, | Indoor | LED | Downlight Solid State Retrofit | 950 | 14.5 | 65.5 |  | 2700K,3000K | 92 | 50000 | Continuously Dimmable |  | 2015-09-09
Generation Brands | Tech Lighting | ER6A-LO927XX | ER6A-LO927XX | ,ER6A-LO930XX, | Indoor | LED | Downlight Solid State Retrofit | 750 | 10.4 | 72.2 |  | 2700K,3000K | 92 | 50000 | Continuously Dimmable |  | 2015-09-02
Globe Electric Inc. | Globe | LED Downlight Retrofit | 90968 | ,90968,Family Model CCT 3000K_White Finish | Indoor | LED | Downlight Solid State Retrofit | 850 | 11 | 78.7 |  | 2700K | 87 | 50000 | Continuously Dimmable |  | 2016-09-29
GoldenGadgets | ProjectLED | downlight | PRJ-DL56-14W-3K | ,,PRJ-DL56-14W-3K | Indoor | LED | Downlight Solid State Retrofit | 900 | 14 | 82.9 |  | 3000K | 92 | 35000 | Continuously Dimmable |  | 2016-07-13
Goodlite Products Inc | GOODLITE | G-83447 | G-83447 | ,G-83448,5000K | Indoor | LED | Downlight Solid State Retrofit | 705 | 10 | 70.6 |  | 2700K | 92 | 50000 | Continuously Dimmable |  | 2016-09-26
Goodlite Products Inc | GOODLITE | G-83449 | G-83449 | ,G-83450,5000K | Indoor | LED | Downlight Solid State Retrofit | 1250 | 18 | 70.2 |  | 3000K | 92 | 50000 | Continuously Dimmable |  | 2016-09-26
Green Creative | Green Creative | LED commercial downlight | 45CDLA9.5/827/277V |  | Indoor | LED | Downlight Recessed | 2975 | 45 | 87.6 |  | 2700K | 82 | 40000 | Non-Dimmable |  | 2016-04-27
Green Creative | Green Creative | LED commercial downlight | 45CDLA9.5/830/277V |  | Indoor | LED | Downlight Recessed | 3200 | 45 | 88.1 |  | 3000K | 83 | 40000 | Non-Dimmable |  | 2016-04-27
Green Creative | Green Creative | LED commercial downlight | 45CDLA9.5/835/277V |  | Indoor | LED | Downlight Recessed | 3200 | 45 | 89.6 |  | 3500K | 83 | 40000 | Non-Dimmable |  | 2016-04-27
Green Creative | Green Creative | LED commercial downlight | 45CDLA9.5/840/277V |  | Indoor | LED | Downlight Recessed | 3200 | 45 | 89.9 |  | 4000/4100K | 86 | 40000 | Non-Dimmable |  | 2016-04-27
Green Creative | Green Creative | 48CDL9.5G4DIM/827/277V | 48CDL9.5G4DIM/827/277V |  | Indoor | LED | Downlight Solid State Retrofit | 3200 | 48 | 80.5 |  | 2700K | 83 | 36000 | Continuously Dimmable |  | 2016-05-31
Green Creative | Green Creative | 48CDL9.5G4DIM/830/277V | 48CDL9.5G4DIM/830/277V |  | Indoor | LED | Downlight Solid State Retrofit | 3200 | 48 | 80.5 |  | 3000K | 83 | 36000 | Continuously Dimmable |  | 2016-05-31
Green Creative | Green Creative | 48CDL9.5G4DIM/835/277V | 48CDL9.5G4DIM/835/277V |  | Indoor | LED | Downlight Solid State Retrofit | 3200 | 48 | 80.5 |  | 3500K | 83 | 36000 | Continuously Dimmable |  | 2016-05-31
Green Creative | Green Creative | 48CDL9.5G4DIM/840/277V | 48CDL9.5G4DIM/840/277V |  | Indoor | LED | Downlight Solid State Retrofit | 3200 | 48 | 80.5 |  | 4000/4100K | 83 | 36000 | Continuously Dimmable |  | 2016-05-31
Green Creative | Green Creative | LED Lamps | 10DL6DIM/827 |  | Indoor/Outdoor | LED | Downlight Solid State Retrofit | 700 | 10 | 80.4 |  | 2700K | 81 | 36000 | Continuously Dimmable,Damp Location Rated |  | 2015-09-16
Green Creative | Green Creative | LED Lamps | 10DL6DIM/830 |  | Indoor/Outdoor | LED | Downlight Solid State Retrofit | 700 | 10 | 80.4 |  | 3000K | 81 | 36000 | Continuously Dimmable,Damp Location Rated |  | 2015-09-16
Green Creative | Green Creative | 10SMDL4G4DIM/927 | 10SMDL4G4DIM/927 |  | Indoor | LED | Downlight Surface Mount | 600 | 10 | 78 |  | 2700K | 92 | 40000 | Continuously Dimmable |  | 2016-05-31
Green Creative | Green Creative | 10SMDL4G4DIM/930 | 10SMDL4G4DIM/930 |  | Indoor | LED | Downlight Surface Mount | 625 | 10 | 73 |  | 3000K | 94 | 40000 | Continuously Dimmable |  | 2016-05-31
Green Creative | Green Creative | LED Lamp | 12DL4DIM/927 |  | Indoor/Outdoor | LED | Downlight Solid State Retrofit | 600 | 12 | 65.1 |  | 2700K | 93 | 36000 | Continuously Dimmable |  | 2016-05-31
Green Creative | Green Creative | LED Lamp | 12DL4DIM/930 |  | Indoor/Outdoor | LED | Downlight Solid State Retrofit | 650 | 12 | 65.1 |  | 3000K | 93 | 36000 | Continuously Dimmable |  | 2016-05-31
Green Creative | Green Creative | LED Lamp | 12DL6DIM/927 |  | Indoor/Outdoor | LED | Downlight Solid State Retrofit | 720 | 12 | 78.3 |  | 2700K | 80 | 36000 | Continuously Dimmable |  | 2016-05-31
Green Creative | Green Creative | LED Lamp | 12DL6DIM/930 |  | Indoor/Outdoor | LED | Downlight Solid State Retrofit | 750 | 12 | 78.3 |  | 3000K | 80 | 36000 | Continuously Dimmable |  | 2016-05-31
Green Creative | Green Creative | 14.5SMDL6G4DIM/840 | 14.5SMDL6G4DIM/840 |  | Indoor | LED | Downlight Surface Mount | 1150 | 14.5 | 88.8 |  | 4000/4100K | 84 | 40000 | Continuously Dimmable |  | 2016-05-31
Green Creative | Green Creative | 14.5SMDL6G4DIM/927 | 14.5SMDL6G4DIM/927 |  | Indoor | LED | Downlight Surface Mount | 950 | 14.5 | 72.3 |  | 2700K | 93 | 40000 | Continuously Dimmable |  | 2016-05-31
Green Creative | Green Creative | 14.5SMDL6G4DIM/930 | 14.5SMDL6G4DIM/930 |  | Indoor | LED | Downlight Surface Mount | 950 | 14.5 | 79.2 |  | 3000K | 92 | 40000 | Continuously Dimmable |  | 2016-05-31
Green Creative | Green Creative | LED commercial downlight | 14CDLA4/827/277V |  | Indoor | LED | Downlight Recessed | 930 | 14 | 82.1 |  | 2700K | 82 | 40000 | Non-Dimmable |  | 2016-04-27
Green Creative | Green Creative | LED commercial downlight | 14CDLA4/830/277V |  | Indoor | LED | Downlight Recessed | 1000 | 14 | 80.4 |  | 3000K | 83 | 40000 | Non-Dimmable |  | 2016-04-27
Green Creative | Green Creative | LED commercial downlight | 14CDLA4/835/277V |  | Indoor | LED | Downlight Recessed | 1000 | 14 | 83 |  | 3500K | 83 | 40000 | Non-Dimmable |  | 2016-04-27
Green Creative | Green Creative | LED commercial downlight | 14CDLA4/840/277V |  | Indoor | LED | Downlight Recessed | 1000 | 14 | 84.6 |  | 4000/4100K | 85 | 40000 | Non-Dimmable |  | 2016-04-27
Green Creative | Green Creative | LED Lamps | 17.5DL6DIM/830 |  | Indoor/Outdoor | LED | Downlight Solid State Retrofit | 1150 | 17.5 | 79.7 |  | 3000K | 80 | 36000 | Continuously Dimmable,Damp Location Rated |  | 2015-09-16
Green Creative | Green Creative | LED Lamps | 17.5DL6DIM/840 |  | Indoor/Outdoor | LED | Downlight Solid State Retrofit | 1200 | 17.5 | 79.7 |  | 4000/4100K | 80 | 36000 | Continuously Dimmable,Damp Location Rated |  | 2015-09-16
Green Creative | Green Creative | LED commercial downlight | 21CDLA6/827/277V |  | Indoor | LED | Downlight Recessed | 1400 | 21 | 71.4 |  | 2700K | 82 | 25000 | Non-Dimmable |  | 2015-02-04
Green Creative | Green Creative | LED commercial downlight | 21CDLA6/830/277V |  | Indoor | LED | Downlight Recessed | 1500 | 21 | 72.7 |  | 3000K | 83 | 25000 | Non-Dimmable |  | 2015-02-04
Green Creative | Green Creative | LED commercial downlight | 21CDLA6/835/277V |  | Indoor | LED | Downlight Recessed | 1500 | 21 | 74.2 |  | 3500K | 84 | 25000 | Non-Dimmable |  | 2015-02-04
Green Creative | Green Creative | LED commercial downlight | 21CDLA6/840/277V |  | Indoor | LED | Downlight Recessed | 1500 | 21 | 78.6 |  | 4000/4100K | 83 | 25000 | Non-Dimmable |  | 2015-02-04
Green Creative | Green Creative | 22CDL6G4DIM/827/277V | 22CDL6G4DIM/827/277V |  | Indoor | LED | Downlight Solid State Retrofit | 1600 | 22 | 80.5 |  | 2700K | 83 | 36000 | Continuously Dimmable |  | 2016-05-31
Green Creative | Green Creative | 22CDL6G4DIM/830/277V | 22CDL6G4DIM/830/277V |  | Indoor | LED | Downlight Solid State Retrofit | 1600 | 22 | 80.5 |  | 3000K | 83 | 36000 | Continuously Dimmable |  | 2016-05-31
Green Creative | Green Creative | 22CDL6G4DIM/835/277V | 22CDL6G4DIM/835/277V |  | Indoor | LED | Downlight Solid State Retrofit | 1600 | 22 | 80.5 |  | 3500K | 83 | 36000 | Continuously Dimmable |  | 2016-05-31
Green Creative | Green Creative | 22CDL6G4DIM/840/277V | 22CDL6G4DIM/840/277V |  | Indoor | LED | Downlight Solid State Retrofit | 1600 | 22 | 80.5 |  | 4000/4100K | 83 | 36000 | Continuously Dimmable |  | 2016-05-31
Green Creative | Green Creative | LED commercial downlight | 27CDLA8/827/277V |  | Indoor | LED | Downlight Recessed | 1860 | 27 | 77 |  | 2700K | 82 | 25000 | Non-Dimmable |  | 2016-02-04
Green Creative | Green Creative | LED commercial downlight | 27CDLA8/830/277V |  | Indoor | LED | Downlight Recessed | 2000 | 27 | 77.9 |  | 3000K | 83 | 25000 | Non-Dimmable |  | 2016-02-04
Green Creative | Green Creative | LED commercial downlight | 27CDLA8/835/277V |  | Indoor | LED | Downlight Recessed | 2000 | 27 | 81.1 |  | 3500K | 84 | 25000 | Non-Dimmable |  | 2016-02-04
Green Creative | Green Creative | LED commercial downlight | 27CDLA8/840/277V |  | Indoor | LED | Downlight Recessed | 2000 | 27 | 83.3 |  | 4000/4100K | 84 | 25000 | Non-Dimmable |  | 2016-02-04
Green Creative | Green Creative | 32CDL8G4DIM/827/277V | 32CDL8G4DIM/827/277V |  | Indoor | LED | Downlight Solid State Retrofit | 2150 | 32 | 76.9 |  | 2700K | 83 | 36000 | Continuously Dimmable |  | 2016-05-31
Green Creative | Green Creative | 32CDL8G4DIM/830/277V | 32CDL8G4DIM/830/277V |  | Indoor | LED | Downlight Solid State Retrofit | 2150 | 32 | 76.9 |  | 3000K | 83 | 36000 | Continuously Dimmable |  | 2016-05-31
Green Creative | Green Creative | 32CDL8G4DIM/835/277V | 32CDL8G4DIM/835/277V |  | Indoor | LED | Downlight Solid State Retrofit | 2150 | 32 | 76.9 |  | 3500K | 83 | 36000 | Continuously Dimmable |  | 2016-05-31
Green Creative | Green Creative | 32CDL8G4DIM/840/277V | 32CDL8G4DIM/840/277V |  | Indoor | LED | Downlight Solid State Retrofit | 2150 | 32 | 76.9 |  | 4000/4100K | 83 | 36000 | Continuously Dimmable |  | 2016-05-31
GreenBeam LED | GREENBEAM | SYMMETRY SQUARED2 | SS2-27K-DD-XXX-XXX-120 |  | Indoor/Outdoor | LED | Downlight Solid State Retrofit | 1048 | 12 | 85.3 |  | 2700K | 83 | 50000 | Continuously Dimmable |  | 2015-08-28
GreenBeam LED | GREENBEAM | SYMMETRY SQUARED2 | SS2-30K-DD-XXX-XXX-120 |  | Indoor/Outdoor | LED | Downlight Solid State Retrofit | 1052 | 12 | 85.3 |  | 3000K | 83 | 50000 | Continuously Dimmable |  | 2015-08-28
GreenBeam LED | GREENBEAM | SYMMETRY SQUARED2 | SS2-40K-DD-XXX-XXX-120 |  | Indoor/Outdoor | LED | Downlight Solid State Retrofit | 1146 | 12 | 93.3 |  | 4000/4100K | 83 | 50000 | Continuously Dimmable |  | 2015-08-28
Greenlite Lighting Corporation | Greenlite | 10W/LED/RC-4/D 3000K | 10W/LED/RC-4/D | ,10W/LED/RC-4/D/40K,4000K | Indoor | LED | Downlight Solid State Retrofit | 700 | 10 | 82.4 |  | 3000K | 83 | 35000 | Continuously Dimmable |  | 2016-06-03
Greenlite Lighting Corporation | Greenlite | 11W/LED/RC-5/6-D 3000K | 11W/LED/RC-5/6-D |  | Indoor/Outdoor | LED | Downlight Solid State Retrofit | 800 | 11.1 | 78.4 |  | 3000K | 82 | 50000 | Continuously Dimmable |  | 2016-05-17
Greenlite Lighting Corporation | Greenlite | 11W/LED/RC/GM-4/D | 11W/LED/RC/GM-4/D |  | Indoor/Outdoor | LED | Downlight Solid State Retrofit | 650 | 11 | 77.7 |  | 3000K | 80 | 35000 | Continuously Dimmable |  | 2015-09-02
Greenlite Lighting Corporation | Greenlite | 11W/LED/RC/GM-5-6/D | 11W/LED/RC/GM-5-6/D |  | Indoor/Outdoor | LED | Downlight Solid State Retrofit | 750 | 11 | 81.2 |  | 3000K | 81 | 35000 | Continuously Dimmable |  | 2015-09-02
Greenlite Lighting Corporation | Greenlite | 11W/LED/RC/GM-5/6/D/40K | 11W/LED/RC/GM-5/6/D/40K |  | Indoor/Outdoor | LED | Downlight Solid State Retrofit | 750 | 11 | 81.2 |  | 4000/4100K | 81 | 35000 | Continuously Dimmable |  | 2015-09-03
Greenlite Lighting Corporation | Greenlite | 12W/LED/RC-5/6/D 3000K | 12W/LED/RC-5/6/D | ,12W/LED/RC-5/6/D/40K,4000K | Indoor | LED | Downlight Solid State Retrofit | 830 | 12 | 82.6 |  | 3000K | 84 | 35000 | Continuously Dimmable |  | 2016-06-03
Greenlite Lighting Corporation | Greenlite | 13W/LED/DISK-D | 13W/LED/DISK-D | 13W/LED/DISK-D/40K,13W/LED/DISK-D/40K,4000K | Indoor/Outdoor | LED | Downlight Solid State Retrofit | 800 | 13 | 67 |  | 2700K | 82 | 35000 | Continuously Dimmable |  | 2016-08-26
Greenlite Lighting Corporation | Greenlite | 23W/LED/RC-6/D/277V 4000K | 23W/LED/RC-6/D/277V/40K |  | Indoor/Outdoor | LED | Downlight Solid State Retrofit | 1700 | 23 | 81.4 |  | 4000/4100K | 82 | 35000 | Continuously Dimmable |  | 2016-09-14
Greenlite Lighting Corporation | Greenlite | 24W/LED/RC-8 | 24W/LED/RC-8 |  | Indoor/Outdoor | LED | Downlight Solid State Retrofit | 1535 | 24.6 | 62.4 |  | 3000K | 84 | 40000 | Non-Dimmable |  | 2016-08-26
Greenlite Lighting Corporation | Greenlite | 33W/LED/RC-8/D/277V 4000K | 33W/LED/RC-8/D/277V/40K |  | Indoor/Outdoor | LED | Downlight Solid State Retrofit | 2400 | 33 | 87.9 |  | 4000/4100K | 83 | 35000 | Continuously Dimmable |  | 2016-09-14
Greenlite Lighting Corporation | Greenlite | 7W/LED/RC-4-D 3000k | 7W/LED/RC-4-D |  | Indoor/Outdoor | LED | Downlight Solid State Retrofit | 610 | 7.1 | 87.1 |  | 3000K | 82 | 50000 | Continuously Dimmable |  | 2016-05-17
Guangzhou Comfolite Lighting Science and Technology Ltd. | CFL | LED Downlight Retrofit | CFL-DALB-CW-DE(2700K) | LED Downlight Retrofit,CFL-DALB-CW-DE(3000K),; LED Downlight Retrofit,CFL-DALB-CW-DE(3500K),; LED Downlight Retrofit,CFL-DALB-CW-DE(4000K), | Indoor | LED | Downlight Solid State Retrofit | 580 | 9 | 66.7 |  | 2700K,4000/4100K,3000K,3500K | 82 | 36000 | Non-Dimmable |  | 2016-04-07
Guangzhou Comfolite Lighting Science and Technology Ltd. | CFL | LED Downlight Retrofit | CFL-DALB-CW-DE(5000K) |  | Indoor | LED | Downlight Solid State Retrofit | 600 | 9 | 72.2 |  | 5000K | 83 | 36000 | Non-Dimmable |  | 2016-04-07
GuangZhou Ledia Lighting Technology Company Limited | Ledia | LED Down Light | LD-TD-DM410927 | ,LD-TD-DM410930,CCT: 3000K; ,LD-TD-DM410940,CCT: 4000K; ,LD-TD-DM410950,CCT: 5000K | Indoor | LED | Downlight Solid State Retrofit | 650 | 10 | 69.2 |  | 2700K | 92 | 50000 | Continuously Dimmable,Damp Location Rated |  | 2016-08-16
GuangZhou Ledia Lighting Technology Company Limited | Ledia | LED Down Light | LD-TD-DM612927 | ,LD-TD-DM612930,CCT: 3000K; ,LD-TD-DM612940,CCT: 4000K; ,LD-TD-DM612950,CCT: 5000K | Indoor | LED | Downlight Solid State Retrofit | 850 | 12 | 73.4 |  | 2700K | 92 | 50000 | Continuously Dimmable,Damp Location Rated |  | 2016-08-16
GuangZhou Ledia Lighting Technology Company Limited | Ledia | LED Down Light | LD-TD-DM614927 | ,LD-TD-DM614930,CCT: 3000K; ,LD-TD-DM614940,CCT: 4000K; ,LD-TD-DM614950,CCT: 5000K | Indoor | LED | Downlight Solid State Retrofit | 1000 | 14 | 74.5 |  | 2700K | 92 | 50000 | Continuously Dimmable,Damp Location Rated |  | 2016-08-16
Halco Lighting Technologies | ProLED | ADL4FR12/927/LED | ADL4FR12/927/LED | ,99966,Retail Number | Indoor | LED | Downlight Solid State Retrofit | 600 | 9 | 72.1 |  | 2700K | 93 | 50000 | Continuously Dimmable |  | 2016-09-06
Halco Lighting Technologies | ProLED | ADL4FR9/930/LED | ADL4FR9/930/LED | ,99967,Retail Number | Indoor | LED | Downlight Solid State Retrofit | 600 | 9 | 75.4 |  | 3000K | 94 | 50000 | Continuously Dimmable |  | 2016-09-08
Halco Lighting Technologies | ProLED | ADL4FR9/940/LED | ADL4FR9/940/LED | ,99968,Retail Number | Indoor | LED | Downlight Solid State Retrofit | 600 | 9 | 76.6 |  | 4000/4100K | 94 | 50000 | Continuously Dimmable |  | 2016-09-06
Halco Lighting Technologies | ProLED | ADL4FR9/950/LED | ADL4FR9/950/LED | ,99969,Retail Number | Indoor | LED | Downlight Solid State Retrofit | 600 | 9 | 81.2 |  | 5000K | 94 | 50000 | Continuously Dimmable |  | 2016-09-06
Halco Lighting Technologies | ProLED | ADL6FR12/927/LED | ADL6FR12/927/LED | ,99970,RETAIL NUMBER | Indoor | LED | Downlight Solid State Retrofit | 800 | 12.5 | 69.4 |  | 2700K | 93 | 50000 | Continuously Dimmable |  | 2016-09-08
Halco Lighting Technologies | ProLED | ADL6FR12/930/LED | ADL6FR12/930/LED | ,99971,RETAIL NUMBER | Indoor | LED | Downlight Solid State Retrofit | 800 | 12.6 | 73.2 |  | 3000K | 93 | 50000 | Continuously Dimmable |  | 2016-09-08
Halco Lighting Technologies | ProLED | ADL6FR12/940/LED | ADL6FR12/940/LED | ,99972,RETAIL NUMBER | Indoor | LED | Downlight Solid State Retrofit | 800 | 12.6 | 76.9 |  | 4000/4100K | 95 | 50000 | Continuously Dimmable |  | 2016-09-08
Halco Lighting Technologies | ProLED | ADL6FR12/950/LED | ADL6FR12/950/LED | ,99973,RETAIL NUMBER | Indoor | LED | Downlight Solid State Retrofit | 800 | 12.5 | 78.2 |  | 5000K | 94 | 50000 | Continuously Dimmable |  | 2016-09-08
Halco Lighting Technologies | ProLED | DL4FR9/827/ECO/LED | DL4FR9/827/ECO/LED | ,83058,2700K RETAIL NUMBER; ,83059,3000K RETAIL NUMBER; ,83060,4000K RETAIL NUMBER; ,83061,5000K RETAIL NUMBER | Indoor/Outdoor | LED | Downlight Solid State Retrofit | 650 | 9 | 74.8 |  | 2700K | 81 | 35000 | Continuously Dimmable |  | 2016-08-08
Halco Lighting Technologies | ProLED | DL4FR9/927/RT/LED | DL4FR9/927/RT/LED | ,99924,RETAIL NUMBER | Indoor/Outdoor | LED | Downlight Solid State Retrofit | 600 | 9 | 81.7 |  | 2700K | 92 | 50000 | Continuously Dimmable |  | 2016-06-17
Halco Lighting Technologies | ProLED | DL4FR9/930/RT/LED | DL4FR9/930/RT/LED | ,99925,RETAIL NUMBER | Indoor/Outdoor | LED | Downlight Solid State Retrofit | 600 | 9 | 81.6 |  | 3000K | 91 | 50000 | Continuously Dimmable |  | 2016-06-17
Halco Lighting Technologies | ProLED | DL4FR9/940/RT/LED | DL4FR9/940/RT/LED | ,99926,RETAIL NUMBER | Indoor/Outdoor | LED | Downlight Solid State Retrofit | 600 | 9 | 88.2 |  | 4000/4100K | 95 | 50000 | Continuously Dimmable |  | 2016-06-17
Halco Lighting Technologies | ProLED | DL4FR9/950/RT/LED | DL4FR9/950/RT/LED | ,99927,RETAIL NUMBER | Indoor/Outdoor | LED | Downlight Solid State Retrofit | 600 | 9 | 90.1 |  | 5000K | 93 | 50000 | Continuously Dimmable |  | 2016-06-17
Halco Lighting Technologies | ProLED | DL6FR12/927/RT/LED | DL6FR12/927/RT/LED | ,99920,RETAIL NUMBER | Indoor/Outdoor | LED | Downlight Solid State Retrofit | 800 | 12.8 | 65.5 |  | 2700K | 93 | 50000 | Continuously Dimmable |  | 2016-06-17
Halco Lighting Technologies | ProLED | DL6FR12/930/RT/LED | DL6FR12/930/RT/LED | ,99921,RETAIL NUMBER | Indoor/Outdoor | LED | Downlight Solid State Retrofit | 800 | 12.6 | 70.4 |  | 3000K | 91 | 50000 | Continuously Dimmable |  | 2016-06-17
Halco Lighting Technologies | ProLED | DL6FR12/940/RT/LED | DL6FR12/940/RT/LED | ,99922,RETAIL NUMBER | Indoor/Outdoor | LED | Downlight Solid State Retrofit | 800 | 12.6 | 75.2 |  | 4000/4100K | 94 | 50000 | Continuously Dimmable |  | 2016-06-17
Halco Lighting Technologies | ProLED | DL6FR12/950/RT/LED | DL6FR12/950/RT/LED | ,99923,RETAIL NUMBER | Indoor/Outdoor | LED | Downlight Solid State Retrofit | 800 | 12.3 | 76.2 |  | 5000K | 94 | 50000 | Continuously Dimmable |  | 2016-06-17
Halco Lighting Technologies | ProLED | SSL Downlight Retrofit | DL6FR18/927/RT/LED |  | Indoor | LED | Downlight Solid State Retrofit | 1200 | 18 | 69.7 |  | 2700K | 91 | 50000 | Continuously Dimmable |  | 2015-10-30
Halco Lighting Technologies | ProLED | DL6FR18/927/RT/LED | DL6FR18/927/RT/LED | ,99942,RETAIL NUMBER | Indoor/Outdoor | LED | Downlight Solid State Retrofit | 1200 | 18 | 69.7 |  | 2700K | 91 | 50000 | Continuously Dimmable |  | 2016-06-17
Halco Lighting Technologies | ProLED | SSL Downlight Retrofit | DL6FR18/930/RT/LED |  | Indoor | LED | Downlight Solid State Retrofit | 1200 | 18 | 72.8 |  | 3000K | 93 | 50000 | Continuously Dimmable |  | 2015-10-30
Halco Lighting Technologies | ProLED | DL6FR18/930/RT/LED | DL6FR18/930/RT/LED | ,99943,RETAIL NUMBER | Indoor/Outdoor | LED | Downlight Solid State Retrofit | 1200 | 18 | 72.8 |  | 3000K | 93 | 50000 | Continuously Dimmable |  | 2016-06-17
Halco Lighting Technologies | ProLED | SSL Downlight Retrofit | DL6FR18/940/RT/LED |  | Indoor | LED | Downlight Solid State Retrofit | 1200 | 18 | 69.9 |  | 4000/4100K | 94 | 50000 | Continuously Dimmable |  | 2015-10-30
Halco Lighting Technologies | ProLED | DL6FR18/940/RT/LED | DL6FR18/940/RT/LED | ,99940,RETAIL NUMBER | Indoor/Outdoor | LED | Downlight Solid State Retrofit | 1200 | 18 | 75.2 |  | 4000/4100K | 94 | 50000 | Continuously Dimmable |  | 2016-06-17
Halco Lighting Technologies | ProLED | SSL Downlight Retrofit | DL6FR18/950/RT/LED |  | Indoor | LED | Downlight Solid State Retrofit | 1200 | 18 | 78.4 |  | 5000K | 94 | 50000 | Continuously Dimmable |  | 2015-10-30
Halco Lighting Technologies | ProLED | DL6FR18/950/RT/LED | DL6FR18/950/RT/LED | ,99941,RETAIL NUMBER | Indoor/Outdoor | LED | Downlight Solid State Retrofit | 1200 | 18 | 78.4 |  | 5000K | 94 | 50000 | Continuously Dimmable |  | 2016-06-17
Halco Lighting Technologies | ProLED | DL6FR9/827/ECO/LED | DL6FR9/827/ECO/LED | ,83054,2700K RETAIL NUMBER; ,83055,3000K RETAIL NUMBER; ,83056,4000K RETAIL NUMBER; ,83057,5000K RETAIL NUMBER | Indoor/Outdoor | LED | Downlight Solid State Retrofit | 650 | 9 | 76.5 |  | 2700K | 82 | 35000 | Continuously Dimmable |  | 2016-08-08
Halco Lighting Technologies | ProLED | SDL4FR7/827/LED | SDL4FR7/827/LED | ,99944,Retail Number | Indoor/Outdoor | LED | Downlight Solid State Retrofit | 500 | 7.7 | 78.1 |  | 2700K | 84 | 36000 | Continuously Dimmable |  | 2016-06-27
Halco Lighting Technologies | ProLED | SDL4FR7/830/LED | SDL4FR7/830/LED | ,99945,Retail Number | Indoor/Outdoor | LED | Downlight Solid State Retrofit | 525 | 7.7 | 78.1 |  | 3000K | 84 | 36000 | Continuously Dimmable |  | 2016-06-27
Halco Lighting Technologies | ProLED | SDL4FR7/840/LED | SDL4FR7/840/LED | ,99946,Retail Number | Indoor/Outdoor | LED | Downlight Solid State Retrofit | 570 | 7.7 | 78.1 |  | 4000/4100K | 84 | 36000 | Continuously Dimmable |  | 2016-06-27
Halco Lighting Technologies | ProLED | SDL4FR7/850/LED | SDL4FR7/850/LED | ,99947,Retail Number | Indoor/Outdoor | LED | Downlight Solid State Retrofit | 595 | 7.7 | 78.1 |  | 5000K | 84 | 36000 | Continuously Dimmable |  | 2016-06-27
Halco Lighting Technologies | ProLED | SDL6FR12/827/LED | SDL6FR12/827/LED | ,99948,RETAIL NUMBER | Indoor/Outdoor | LED | Downlight Solid State Retrofit | 740 | 12 | 73.2 |  | 2700K | 84 | 36000 | Continuously Dimmable |  | 2016-06-29
Halco Lighting Technologies | ProLED | SDL6FR12/840/LED | SDL6FR12/840/LED | ,99950,RETAIL NUMBER | Indoor/Outdoor | LED | Downlight Solid State Retrofit | 845 | 12 | 73.2 |  | 4000/4100K | 84 | 36000 | Continuously Dimmable |  | 2016-06-29
Halco Lighting Technologies | ProLED | SDL6FR12/850/LED | SDL6FR12/850/LED | ,99951,RETAIL NUMBER | Indoor/Outdoor | LED | Downlight Solid State Retrofit | 870 | 12 | 73.2 |  | 5000K | 84 | 36000 | Continuously Dimmable |  | 2016-06-29
Halco Lighting Technologies | ProLED | SLD6FR12/830/LED | SLD6FR12/830/LED | ,99949,RETAIL NUMBER | Indoor/Outdoor | LED | Downlight Solid State Retrofit | 780 | 12 | 73.2 |  | 3000K | 84 | 36000 | Continuously Dimmable |  | 2016-06-29
Hangzhou Junction Imp. and Exp. Co., Ltd | THINKLUX LIGHTING | LED Downlight Retrofit | TKDL65830DRT | ,,CCT: 3000K | Indoor/Outdoor | LED | Downlight Solid State Retrofit | 750 | 11 | 86.6 |  | 2700K | 82 | 35000 | Continuously Dimmable,Damp Location Rated | Family CCT 3000K model | 2016-08-18
Hangzhou Junction Imp. and Exp. Co., Ltd | THINKLUX LIGHTING | LED Downlight Retrofit | TKDL65927D4 | ,TKDL65930D4,CCT 3000K; ,TKDL65940D4,CCT 4000K | Indoor | LED | Downlight Solid State Retrofit | 650 | 10 | 67.2 |  | 2700K | 91 | 35000 | Continuously Dimmable,Damp Location Rated |  | 2016-09-26
Hangzhou Junction Imp. and Exp. Co., Ltd | THINKLUX LIGHTING | LED Downlight Retrofit | TKDL65927D6 | ,TKDL65930D6,CCT 3000K; ,TKDL65940D6,CCT 4000K | Indoor | LED | Downlight Solid State Retrofit | 650 | 10 | 67.8 |  | 2700K | 93 | 35000 | Continuously Dimmable,Damp Location Rated |  | 2016-09-26
Hangzhou Junction Imp. and Exp. Co., Ltd | THINKLUX LIGHTING | LED Downlight Retrofit | TKDL85930DRT |  | Indoor/Outdoor | LED | Downlight Solid State Retrofit | 900 | 13 | 80.9 |  | 3000K | 91 | 35000 | Continuously Dimmable,Damp Location Rated |  | 2016-08-18
Hangzhou Junction Imp. and Exp. Co., Ltd | THINKLUX LIGHTING | TKUDL0206-13W-827 | TKUDL0206-13W-827 | ,TKUDL0206-13W-830,3000K | Indoor/Outdoor | LED | Downlight Solid State Retrofit | 910 | 13 | 76.2 |  | 2700K | 83 | 35000 | Continuously Dimmable |  | 2016-01-04
Hangzhou Junction Imp. and Exp. Co., Ltd | THINKLUX LIGHTING | TKUDL16-18W-827 | TKUDL16-18W-827 | TKUDL16-18W-827,,2700K; TKUDL16-18W-840,,4000K | Indoor/Outdoor | LED | Downlight Recessed | 1200 | 18 | 76.9 |  | 2700K | 82 | 36000 | Continuously Dimmable |  | 2016-06-22
HD Supply Home Improvement Solutions | HD SUPPLY | L4-DL4GWP-10W | L4-DL4GWP-10W |  | Indoor/Outdoor | LED | Downlight Solid State Retrofit | 650 | 10 | 67.6 |  | 3000K | 92 | 35000 | Continuously Dimmable |  | 2016-06-09
HD Supply Home Improvement Solutions | HD SUPPLY | L4-DL4WP-12W | L4-DL4WP-12W |  | Indoor/Outdoor | LED | Downlight Solid State Retrofit | 850 | 12 | 77 |  | 5000K | 81 | 35000 | Continuously Dimmable |  | 2016-06-09
HD Supply Home Improvement Solutions | HD SUPPLY | L4-DL6DGWP-15W | L4-DL6DGWP-15W |  | Indoor/Outdoor | LED | Downlight Solid State Retrofit | 950 | 15 | 67.9 |  | 3000K | 92 | 35000 | Continuously Dimmable |  | 2016-06-14
HD Supply Home Improvement Solutions | HD SUPPLY | L4-DL6WP-12W | L4-DL6WP-12W |  | Indoor/Outdoor | LED | Downlight Solid State Retrofit | 900 | 12 | 85.9 |  | 5000K | 81 | 35000 | Continuously Dimmable |  | 2016-06-14
Hengdian Group Tospo Lighting Co., Ltd. | Tospo | LED Downlight | TP120-RT4-DIM-G5-ES-2700K | LED Downlight,TP120-RT4-DIM-G5-ES-3000K,; LED Downlight,TP120-RT4-DIM-G5-ES-4000K,; LED Downlight,TP120-RT4-DIM-G5-ES-5000K, | Indoor/Outdoor | LED | Downlight Solid State Retrofit | 610 | 7.1 | 87.1 |  | 2700K,4000/4100K,3000K,5000K | 82 | 50000 | Continuously Dimmable |  | 2015-09-29
Hengdian Group Tospo Lighting Co., Ltd. | Tospo | LED Downlight | TP120-RT4-DIM-G5-R90-2700K | LED Downlight,TP120-RT4-DIM-G5-R90-3000K,; LED Downlight,TP120-RT4-DIM-G5-R90-4000K,; LED Downlight,TP120-RT4-DIM-G5-R90-5000K, | Indoor/Outdoor | LED | Downlight Solid State Retrofit | 510 | 7.4 | 70.8 |  | 2700K,4000/4100K,3000K,5000K | 93 | 50000 | Continuously Dimmable |  | 2015-09-29
Hengdian Group Tospo Lighting Co., Ltd. | Tospo | LED Downlight | TP120-RT5/6-DIM-G5-ES-2700K | LED Downlight,TP120-RT5/6-DIM-G5-ES-3000K,; LED Downlight,TP120-RT5/6-DIM-G5-ES-4000K,; LED Downlight,TP120-RT5/6-DIM-G5-ES-5000K, | Indoor/Outdoor | LED | Downlight Solid State Retrofit | 800 | 11.1 | 78.4 |  | 2700K,4000/4100K,3000K,5000K | 82 | 50000 | Continuously Dimmable |  | 2015-09-29
Hengdian Group Tospo Lighting Co., Ltd. | Tospo | LED Downlight | TP120-RT5/6-DIM-G5-R90-2700K | LED Downlight,TP120-RT5/6-DIM-G5-R90-3000K,; LED Downlight,TP120-RT5/6-DIM-G5-R90-4000K,; LED Downlight,TP120-RT5/6-DIM-G5-R90-5000K, | Indoor/Outdoor | LED | Downlight Solid State Retrofit | 650 | 11 | 61 |  | 2700K,4000/4100K,3000K,5000K | 93 | 48000 | Continuously Dimmable |  | 2015-09-29
Homelite Technology Co. Ltd | Homelite | LED Downlights | HT4RD08/C27K |  | Indoor | LED | Downlight Solid State Retrofit | 650 | 9.3 | 70.9 |  | 2700K | 94 | 35000 | Continuously Dimmable |  | 2015-08-10
Homelite Technology Co. Ltd | Homelite | LED Downlights | HT4RD08/C30K |  | Indoor | LED | Downlight Solid State Retrofit | 650 | 9.3 | 78.9 |  | 3000K | 92 | 35000 | Continuously Dimmable |  | 2015-08-10
Homelite Technology Co. Ltd | Homelite | LED Downlights | HT4RD08/C40K |  | Indoor | LED | Downlight Solid State Retrofit | 650 | 9.3 | 79.9 |  | 4000/4100K | 94 | 35000 | Continuously Dimmable |  | 2015-08-10
Homelite Technology Co. Ltd | Homelite | LED Downlights | HT56RD14/C27K |  | Indoor | LED | Downlight Solid State Retrofit | 950 | 14 | 71.7 |  | 2700K | 95 | 35000 | Continuously Dimmable |  | 2015-08-10
Homelite Technology Co. Ltd | Homelite | LED Downlights | HT56RD14/C30K |  | Indoor | LED | Downlight Solid State Retrofit | 950 | 14 | 82.9 |  | 3000K | 92 | 35000 | Continuously Dimmable |  | 2015-08-10
Homelite Technology Co. Ltd | Homelite | LED Downlights | HT56RD14/C40K |  | Indoor | LED | Downlight Solid State Retrofit | 950 | 14 | 82.4 |  | 4000/4100K | 94 | 35000 | Continuously Dimmable |  | 2015-08-10
Homelite Technology Co. Ltd | Homelite | LED Downlights | HT6RD14/C30K |  | Indoor | LED | Downlight Solid State Retrofit | 950 | 14 | 82.9 |  | 3000K | 92 | 35000 | Non-Dimmable |  | 2015-08-10
Homelite Technology Co. Ltd | Homelite | LED Downlights | HT6RD14/C40K |  | Indoor | LED | Downlight Solid State Retrofit | 950 | 14 | 82.8 |  | 4000/4100K | 94 | 35000 | Non-Dimmable |  | 2015-08-10
HONGKONG CHITE TRADE CO., LTD | Li-Tech | SSL Downlight Retrofits | LT-US-G2D411W2279*-##21 | ,,"*" can be E for E26 and G for GU24 for lamp base. The first # is for color of heat sink housing where 1=white, 2=silver, 3=sand nickel, 4=antique brass, 5=other. The second # can be 1 for glare, 2 for anti-glare . | Indoor | LED | Downlight Solid State Retrofit | 700 | 11 | 83 |  | 2700K | 93 | 50000 | Continuously Dimmable | "*" can be E for E26 and G for GU24 for lamp base. The first # is for color of heat sink housing where 1=white, 2=silver, 3=sand nickel, 4=antique brass, 5=other. The second # can be 1 for glare, 2 for anti-glare . the second â€œ#â€ represents glare and anti-glare body, which can be 1 for glare or 2 for anti-glare; | 2016-09-30
HONGKONG CHITE TRADE CO., LTD | Li-Tech | SSL Downlight Retrofits | LT-US-G2D411W2309*-##21 | ,,"*" can be E for E26 and G for GU24 for lamp base. The first # is for color of heat sink housing where 1=white, 2=silver, 3=sand nickel, 4=antique brass, 5=other. The second # can be 1 for glare, 2 for anti-glare . | Indoor | LED | Downlight Solid State Retrofit | 700 | 11 | 88.6 |  | 3000K | 94 | 50000 | Continuously Dimmable | "*" can be E for E26 and G for GU24 for lamp base. The first # is for color of heat sink housing where 1=white, 2=silver, 3=sand nickel, 4=antique brass, 5=other. The second # can be 1 for glare, 2 for anti-glare . the second â€œ#â€ represents glare and anti-glare body, which can be 1 for glare or 2 for anti-glare; | 2016-09-30
HONGKONG CHITE TRADE CO., LTD | Li-Tech | SSL Downlight Retrofits | LT-US-G2D411W2409*-##21 | ,,"*" can be E for E26 and G for GU24 for lamp base. The first # is for color of heat sink housing where 1=white, 2=silver, 3=sand nickel, 4=antique brass, 5=other. The second # can be 1 for glare, 2 for anti-glare . | Indoor | LED | Downlight Solid State Retrofit | 700 | 11 | 97.9 |  | 4000/4100K | 93 | 50000 | Continuously Dimmable | "*" can be E for E26 and G for GU24 for lamp base. The first # is for color of heat sink housing where 1=white, 2=silver, 3=sand nickel, 4=antique brass, 5=other. The second # can be 1 for glare, 2 for anti-glare . the second â€œ#â€ represents glare and anti-glare body, which can be 1 for glare or 2 for anti-glare; | 2016-09-30
HONGKONG CHITE TRADE CO., LTD | Li-Tech | SSL Downlight Retrofits | LT-US-G2D415W2309*-##21 | ,,"*" can be E for E26 and G for GU24 for lamp base. The first # is for color of heat sink housing where 1=white, 2=silver, 3=sand nickel, 4=antique brass, 5=other. The second # can be 1 for glare, 2 for anti-glare . | Indoor | LED | Downlight Solid State Retrofit | 1100 | 15 | 81.7 |  | 3000K | 94 | 50000 | Continuously Dimmable | "*" can be E for E26 and G for GU24 for lamp base. The first # is for color of heat sink housing where 1=white, 2=silver, 3=sand nickel, 4=antique brass, 5=other. The second # can be 1 for glare, 2 for anti-glare . the second â€œ#â€ represents glare and anti-glare body, which can be 1 for glare or 2 for anti-glare; | 2016-09-30
HONGKONG CHITE TRADE CO., LTD | Li-Tech | SSL downlight retrofits | LT-US-G2D613W2309*-##21 | ,,"*" can be E for E26 and G for GU24 for lamp base. The first # is for color of heat sink housing where 1=white, 2=silver, 3=sand nickel, 4=antique brass, 5=other. The second # can be 1 for glare, 2 for anti-glare . | Indoor | LED | Downlight Solid State Retrofit | 780 | 13 | 93.6 |  | 3000K | 93 | 50000 | Continuously Dimmable | "*" can be E for E26 and G for GU24 for lamp base. The first # is for color of heat sink housing where 1=white, 2=silver, 3=sand nickel, 4=antique brass, 5=other. The second # can be 1 for glare, 2 for anti-glare . the second â€œ#â€ represents glare and anti-glare body, which can be 1 for glare or 2 for anti-glare; | 2016-09-30
HONGKONG CHITE TRADE CO., LTD | Li-Tech | SSL downlight retrofits | LT-US-G2D615W2279*-##21 | ,,"*" can be E for E26 and G for GU24 for lamp base. The first # is for color of heat sink housing where 1=white, 2=silver, 3=sand nickel, 4=antique brass, 5=other. The second # can be 1 for glare, 2 for anti-glare . | Indoor | LED | Downlight Solid State Retrofit | 950 | 15 | 83.8 |  | 2700K | 93 | 50000 | Continuously Dimmable | "*" can be E for E26 and G for GU24 for lamp base. The first # is for color of heat sink housing where 1=white, 2=silver, 3=sand nickel, 4=antique brass, 5=other. The second # can be 1 for glare, 2 for anti-glare . the second â€œ#â€ represents glare and anti-glare body, which can be 1 for glare or 2 for anti-glare; | 2016-09-30
HONGKONG CHITE TRADE CO., LTD | Li-Tech | SSL downlight retrofits | LT-US-G2D615W2309*-##21 | ,,"*" can be E for E26 and G for GU24 for lamp base. The first # is for color of heat sink housing where 1=white, 2=silver, 3=sand nickel, 4=antique brass, 5=other. The second # can be 1 for glare, 2 for anti-glare . | Indoor | LED | Downlight Solid State Retrofit | 950 | 15 | 86.8 |  | 3000K | 94 | 50000 | Continuously Dimmable | "*" can be E for E26 and G for GU24 for lamp base. The first # is for color of heat sink housing where 1=white, 2=silver, 3=sand nickel, 4=antique brass, 5=other. The second # can be 1 for glare, 2 for anti-glare . the second â€œ#â€ represents glare and anti-glare body, which can be 1 for glare or 2 for anti-glare; | 2016-09-30
HONGKONG CHITE TRADE CO., LTD | Li-Tech | SSL downlight retrofits | LT-US-G2D615W2409*-##21 | ,,"*" can be E for E26 and G for GU24 for lamp base. The first # is for color of heat sink housing where 1=white, 2=silver, 3=sand nickel, 4=antique brass, 5=other. The second # can be 1 for glare, 2 for anti-glare . | Indoor | LED | Downlight Solid State Retrofit | 950 | 15 | 91.1 |  | 4000/4100K | 93 | 50000 | Continuously Dimmable | "*" can be E for E26 and G for GU24 for lamp base. The first # is for color of heat sink housing where 1=white, 2=silver, 3=sand nickel, 4=antique brass, 5=other. The second # can be 1 for glare, 2 for anti-glare . the second â€œ#â€ represents glare and anti-glare body, which can be 1 for glare or 2 for anti-glare; | 2016-09-30
Hyperikon Inc. | Hyperikon | LED | HyperDownlight4-27 | ,,142040401 | Indoor | LED | Downlight Solid State Retrofit | 650 | 9.3 | 70.9 |  | 2700K | 94 | 35000 | Continuously Dimmable |  | 2015-08-10
Hyperikon Inc. | Hyperikon | LED | HyperDownlight4-30 | ,,142040411 | Indoor | LED | Downlight Solid State Retrofit | 650 | 9.3 | 78.9 |  | 3000K | 92 | 35000 | Continuously Dimmable |  | 2015-08-10
Hyperikon Inc. | Hyperikon | LED | HyperDownlight4-40 | ,,142040421 | Indoor | LED | Downlight Solid State Retrofit | 650 | 9.3 | 79.9 |  | 4000/4100K | 94 | 35000 | Continuously Dimmable |  | 2015-08-10
Hyperikon Inc. | Hyperikon | LED | HyperDownlight6-27 | ,,142000401 | Indoor | LED | Downlight Solid State Retrofit | 950 | 14 | 71.4 |  | 2700K | 94 | 35000 | Continuously Dimmable |  | 2015-08-10
Hyperikon Inc. | Hyperikon | LED | HyperDownlight6-272 | ,,142000401 | Indoor/Outdoor | LED | Downlight Solid State Retrofit | 920 | 14 | 71.7 |  | 2700K | 95 | 35000 | Continuously Dimmable |  | 2015-11-13
Hyperikon Inc. | Hyperikon | LED | HyperDownlight6-30 | ,,142000411 | Indoor | LED | Downlight Solid State Retrofit | 950 | 14 | 82.9 |  | 3000K | 92 | 35000 | Continuously Dimmable |  | 2015-08-10
Hyperikon Inc. | Hyperikon | LED | HyperDownlight6-302 | ,,142000411 | Indoor/Outdoor | LED | Downlight Solid State Retrofit | 950 | 14 | 82.9 |  | 3000K | 92 | 35000 | Continuously Dimmable |  | 2015-11-13
Hyperikon Inc. | Hyperikon | LED | HyperDownlight6-40 | ,,142000421 | Indoor | LED | Downlight Solid State Retrofit | 950 | 14 | 82.8 |  | 4000/4100K | 94 | 35000 | Continuously Dimmable |  | 2015-08-10
Hyperikon Inc. | Hyperikon | LED | HyperDownlight6-402 | ,,142000421 | Indoor/Outdoor | LED | Downlight Solid State Retrofit | 980 | 14 | 82.4 |  | 4000/4100K | 94 | 35000 | Continuously Dimmable |  | 2015-11-13
IGT Lighting, Inc | IGT | LED Retrofit Kit | IGTDL-1500827FD-4 | ,IGTDL-1500830FD-4,CCT: 3000K; ,IGTDL-1500840FD-4,CCT: 4000K; ,IGTDL-1500850FD-4,CCT: 5000K | Indoor | LED | Downlight Solid State Retrofit | 520 | 8 | 66.8 |  | 2700K | 97 | 50000 | Continuously Dimmable |  | 2016-07-08
IGT Lighting, Inc | IGT | LED Retrofit Kit | IGTDL-1501227FD-6 | ,IGTDL-1501230FD-6,CCT: 3000K; ,IGTDL-1501240FD-6,CCT: 4000K; ,IGTDL-1501250FD-6,CCT: 5000K | Indoor | LED | Downlight Solid State Retrofit | 920 | 12 | 77.5 |  | 2700K | 96 | 50000 | Continuously Dimmable |  | 2016-07-08
iGuzzini NA | iGuzzini NA | I.MM78-UNV-XX | I.MM78-UNV-XX | ,I.MK36-UNV-XX,; ,I.MK37-UNV-XX,; ,I.MK38-UNV-XX,; ,I.MK49-UNV-XX,; ,I.MK50-UNV-XX,; ,I.MK51-UNV-XX,; ,I.MM77-UNV-XX,; ,I.MM85-UNV-XX,; ,I.MM86-UNV-XX,; ,I.MQ80-UNV-XX,; ,I.MQ81-UNV-XX,; ,I.MQ89-UNV-XX,; ,I.MQ90-UNV-XX,; ,I.P129-UNV-XX,; ,I.P130-UNV-XX,; ,I.P131-UNV-XX,; ,I.P137-UNV-XX,; ,I.P138-UNV-XX,; ,I.P139-UNV-XX,; ,I.P473-UNV-XX,; ,I.P474-UNV-XX,; ,I.P475-UNV-XX,; ,I.P484-UNV-XX,; ,I.P485-UNV-XX,; ,I.P486-UNV-XX, | Indoor | LED | Downlight Recessed | 620 | 12 | 57.8 |  | 2700K | 98 | 54000 | 0-10V Dimming |  | 2016-03-15
iGuzzini NA | iGuzzini NA | I.MM80-UNV-XX | I.MM80-UNV-XX | ,I.MK39-UNV-XX,; ,I.MK40-UNV-XX,; ,I.MK41-UNV-XX,; ,I.MK52-UNV-XX,; ,I.MK53-UNV-XX,; ,I.MK54-UNV-XX,; ,I.MM79-UNV-XX,; ,I.MM87-UNV-XX,; ,I.MM88-UNV-XX,; ,I.MQ22-UNV-XX,; ,I.MQ23-UNV-XX,; ,I.MQ24-UNV-XX,; ,I.MQ25-UNV-XX,; ,I.MQ26-UNV-XX,; ,I.MQ82-UNV-XX,; ,I.MQ83-UNV-XX,; ,I.MQ91-UNV-XX,; ,I.MQ92-UNV-XX,; ,I.MU75-UNV-XX,; ,I.MU76-UNV-XX,; ,I.P132-UNV-XX,; ,I.P133-UNV-XX,; ,I.P134-UNV-XX,; ,I.P140-UNV-XX,; ,I.P141-UNV-XX,; ,I.P142-UNV-XX,; ,I.P476-UNV-XX,; ,I.P477-UNV-XX,; ,I.P478-UNV-XX,; ,I.P487-UNV-XX,; ,I.P488-UNV-XX,; ,I.P489-UNV-XX, | Indoor | LED | Downlight Recessed | 1240 | 24.5 | 61.7 |  | 2700K | 97 | 54000 | 0-10V Dimming |  | 2016-03-15
iGuzzini NA | iGuzzini NA | I.MM82-UNV-XX | I.MM82-UNV-XX | ,I.MK42-UNV-XX,; ,I.MK43-UNV-XX,; ,I.MK44-UNV-XX,; ,I.MK55-UNV-XX,; ,I.MK56-UNV-XX,; ,I.MK57-UNV-XX,; ,I.MM81-UNV-XX,; ,I.MM89-UNV-XX,; ,I.MQ27-UNV-XX,; ,I.MQ28-UNV-XX,; ,I.MQ29-UNV-XX,; ,I.MQ30-UNV-XX,; ,I.MQ31-UNV-XX,; ,I.MQ84-UNV-XX,; ,I.MQ85-UNV-XX,; ,I.MQ93-UNV-XX,; ,I.MQ94-UNV-XX,; ,I.MU77-UNV-XX,; ,I.MU78-UNV-XX,; ,I.P135-UNV-XX,; ,I.P136-UNV-XX,; ,I.P143-UNV-XX,; ,I.P144-UNV-XX,; ,I.P145-UNV-XX,; ,I.P181-UNV-XX,; ,I.P479-UNV-XX,; ,I.P480-UNV-XX,; ,I.P481-UNV-XX,; ,I.P490-UNV-XX,; ,I.P491-UNV-XX,; ,I.P492-UNV-XX, | Indoor | LED | Downlight Recessed | 1866 | 36.5 | 64.4 |  | 2700K | 98 | 54000 | 0-10V Dimming |  | 2016-03-15
iGuzzini NA | iGuzzini NA | I.MQ36-UNV-XX | I.MQ36-UNV-XX | ,I.MQ32-UNV-XX,; ,I.MQ33-UNV-XX,; ,I.MQ34-UNV-XX,; ,I.MQ35-UNV-XX,; ,I.MU79-UNV-XX,; ,I.MU80-UNV-XX, | Indoor | LED | Downlight Recessed | 2556 | 49 | 67.8 |  | 3000K | 98 | 54000 | 0-10V Dimming |  | 2016-03-15
iGuzzini NA | iGuzzini NA | I.MQ41-UNV-XX | I.MQ41-UNV-XX | ,I.MQ37-UNV-XX,; ,I.MQ38-UNV-XX,; ,I.MQ39-UNV-XX,; ,I.MQ40-UNV-XX,; ,I.MU81-UNV-XX,; ,I.MU82-UNV-XX, | Indoor | LED | Downlight Recessed | 3834 | 73 | 67.1 |  | 3000K | 98 | 54000 | 0-10V Dimming |  | 2016-03-15
Ilsung Moolsan Company Ltd. | Ilsung | LED Downlight | DLED-966-30W-RM-27 |  | Indoor | LED | Downlight Recessed | 2065 | 31.1 | 66.4 |  | 2700K | 81 | 40000 | Continuously Dimmable |  | 2016-03-14
Ilsung Moolsan Company Ltd. | Ilsung | LED Downlight | DLED-186-60-935_TML-189RLSF-M-HC1 |  | Indoor | LED | Downlight Recessed | 4381 | 60 | 77.3 |  | 3500K | 92 | 35000 | Continuously Dimmable |  | 2016-08-03
Ilsung Moolsan Company Ltd. | Ilsung | LED Downlight | DLED-166-10-927_TML-169RLSF-M-HC1 |  | Indoor | LED | Downlight Recessed | 841 | 12 | 74.2 |  | 2700K | 92 | 50000 | Continuously Dimmable |  | 2016-08-03
Ilsung Moolsan Company Ltd. | Ilsung | LED Downlight | DLED-166-10-927_TML-169RLSF-N-HC1 |  | Indoor | LED | Downlight Recessed | 841 | 12 | 74.2 |  | 2700K | 92 | 50000 | Continuously Dimmable |  | 2016-08-03
Ilsung Moolsan Company Ltd. | Ilsung | LED Downlight | DLED-166-10-927_TML-169RLSF-W-HC1 |  | Indoor | LED | Downlight Recessed | 841 | 12 | 74.2 |  | 2700K | 92 | 50000 | Continuously Dimmable |  | 2016-08-03
Ilsung Moolsan Company Ltd. | Ilsung | LED Downlight | DLED-166-10-930_TML-169RLSF-M-HC1 |  | Indoor | LED | Downlight Recessed | 841 | 12 | 74.2 |  | 3000K | 92 | 50000 | Continuously Dimmable |  | 2016-08-03
Ilsung Moolsan Company Ltd. | Ilsung | LED Downlight | DLED-166-10-930_TML-169RLSF-N-HC1 |  | Indoor | LED | Downlight Recessed | 841 | 12 | 74.2 |  | 3000K | 92 | 50000 | Continuously Dimmable |  | 2016-08-03
Ilsung Moolsan Company Ltd. | Ilsung | LED Downlight | DLED-166-10-930_TML-169RLSF-W-HC1 |  | Indoor | LED | Downlight Recessed | 841 | 12 | 74.2 |  | 3000K | 92 | 50000 | Continuously Dimmable |  | 2016-08-03
Ilsung Moolsan Company Ltd. | Ilsung | LED Downlight | DLED-166-10-935_TML-169RLSF-M-HC1 |  | Indoor | LED | Downlight Recessed | 841 | 12 | 74.2 |  | 3500K | 92 | 50000 | Continuously Dimmable |  | 2016-08-03
Ilsung Moolsan Company Ltd. | Ilsung | LED Downlight | DLED-166-10-935_TML-169RLSF-N-HC1 |  | Indoor | LED | Downlight Recessed | 841 | 12 | 74.2 |  | 3500K | 92 | 50000 | Continuously Dimmable |  | 2016-08-03
Ilsung Moolsan Company Ltd. | Ilsung | LED Downlight | DLED-166-10-935_TML-169RLSF-W-HC1 |  | Indoor | LED | Downlight Recessed | 841 | 12 | 74.2 |  | 3500K | 92 | 50000 | Continuously Dimmable |  | 2016-08-03
Ilsung Moolsan Company Ltd. | Ilsung | LED Downlight | DLED-166-10-940_TML-169RLSF-M-HC1 |  | Indoor | LED | Downlight Recessed | 841 | 12 | 74.2 |  | 4000/4100K | 92 | 50000 | Continuously Dimmable |  | 2016-08-03
Ilsung Moolsan Company Ltd. | Ilsung | LED Downlight | DLED-166-10-940_TML-169RLSF-N-HC1 |  | Indoor | LED | Downlight Recessed | 841 | 12 | 74.2 |  | 4000/4100K | 92 | 50000 | Continuously Dimmable |  | 2016-08-03
Ilsung Moolsan Company Ltd. | Ilsung | LED Downlight | DLED-166-10-940_TML-169RLSF-W-HC1 |  | Indoor | LED | Downlight Recessed | 841 | 12 | 74.2 |  | 4000/4100K | 92 | 50000 | Continuously Dimmable |  | 2016-08-03
Ilsung Moolsan Company Ltd. | Ilsung | commercial LED downlight | DLED-166-14-827-EZ |  | Indoor | LED | Downlight Recessed | 1150 | 14 | 83.5 |  | 2700K | 83 | 55000 | Continuously Dimmable,Damp Location Rated,0-10V Dimming |  | 2016-08-12
Ilsung Moolsan Company Ltd. | Ilsung | commercial LED downlight | DLED-166-14-830-EZ |  | Indoor | LED | Downlight Recessed | 1150 | 14 | 83.5 |  | 3000K | 83 | 55000 | Continuously Dimmable,Damp Location Rated,0-10V Dimming |  | 2016-08-12
Ilsung Moolsan Company Ltd. | Ilsung | LED Downlight | DLED-186-60-935_TML-189RLSF-N-HC1 |  | Indoor | LED | Downlight Recessed | 4381 | 60 | 77.3 |  | 3500K | 92 | 35000 | Continuously Dimmable |  | 2016-08-03
Ilsung Moolsan Company Ltd. | Ilsung | commercial LED downlight | DLED-166-14-835-EZ |  | Indoor | LED | Downlight Recessed | 1150 | 14 | 83.5 |  | 3500K | 83 | 55000 | Continuously Dimmable,Damp Location Rated,0-10V Dimming |  | 2016-08-12
Ilsung Moolsan Company Ltd. | Ilsung | commercial LED downlight | DLED-166-14-840-EZ |  | Indoor | LED | Downlight Recessed | 1150 | 14 | 83.5 |  | 4000/4100K | 83 | 55000 | Continuously Dimmable,Damp Location Rated,0-10V Dimming |  | 2016-08-12
Ilsung Moolsan Company Ltd. | Ilsung | commercial LED downlight | DLED-166-14-850-EZ |  | Indoor | LED | Downlight Recessed | 1150 | 14 | 83.5 |  | 5000K | 83 | 55000 | Continuously Dimmable,Damp Location Rated,0-10V Dimming |  | 2016-08-12
Ilsung Moolsan Company Ltd. | Ilsung | LED Downlight | DLED-166-14W-RM-27-V1 |  | Indoor | LED | Downlight Solid State Retrofit | 1120 | 15 | 75.5 |  | 2700K | 82 | 35000 | Continuously Dimmable |  | 2016-06-17
Ilsung Moolsan Company Ltd. | Ilsung | LED Downlight | DLED-166-14W-RM-30-V1 | LED Downlight,DLED-166-14W-RM-35-V1,; LED Downlight,DLED-166-14W-RM-40-V1,; LED Downlight,DLED-166-14W-RM-50-V1, | Indoor | LED | Downlight Solid State Retrofit | 1120 | 15 | 75.5 |  | 4000/4100K,3000K,3500K,5000K | 80 | 35000 | Continuously Dimmable |  | 2016-06-17
Ilsung Moolsan Company Ltd. | Ilsung | LED Downlight | DLED-166-15-927_TML-169RLSF-M-HC1 |  | Indoor | LED | Downlight Recessed | 1000 | 15 | 71.7 |  | 2700K | 92 | 50000 | Continuously Dimmable |  | 2016-08-03
Ilsung Moolsan Company Ltd. | Ilsung | LED Downlight | DLED-166-15-927_TML-169RLSF-N-HC1 |  | Indoor | LED | Downlight Recessed | 1000 | 15 | 71.7 |  | 2700K | 92 | 50000 | Continuously Dimmable |  | 2016-08-03
Ilsung Moolsan Company Ltd. | Ilsung | LED Downlight | DLED-186-50-935_TML-189RLSF-W-HC1 |  | Indoor | LED | Downlight Recessed | 3529 | 50 | 72.6 |  | 3500K | 92 | 50000 | Continuously Dimmable |  | 2016-08-03
Ilsung Moolsan Company Ltd. | Ilsung | LED Downlight | DLED-186-50-940_TML-189RLSF-M-HC1 |  | Indoor | LED | Downlight Recessed | 3529 | 50 | 72.6 |  | 4000/4100K | 92 | 50000 | Continuously Dimmable |  | 2016-08-03
Ilsung Moolsan Company Ltd. | Ilsung | LED Downlight | DLED-186-50-940_TML-189RLSF-N-HC1 |  | Indoor | LED | Downlight Recessed | 3529 | 50 | 72.6 |  | 4000/4100K | 92 | 50000 | Continuously Dimmable |  | 2016-08-03
Ilsung Moolsan Company Ltd. | Ilsung | LED Downlight | DLED-186-50-940_TML-189RLSF-W-HC1 |  | Indoor | LED | Downlight Recessed | 3529 | 50 | 72.6 |  | 4000/4100K | 92 | 50000 | Continuously Dimmable |  | 2016-08-03
Ilsung Moolsan Company Ltd. | Ilsung | LED Downlight | DLED-186-60-927_TML-189RLSF-M-HC1 |  | Indoor | LED | Downlight Recessed | 4381 | 60 | 77.3 |  | 2700K | 92 | 35000 | Continuously Dimmable |  | 2016-08-03
Ilsung Moolsan Company Ltd. | Ilsung | LED Downlight | DLED-186-60-927_TML-189RLSF-N-HC1 |  | Indoor | LED | Downlight Recessed | 4381 | 60 | 77.3 |  | 2700K | 92 | 35000 | Continuously Dimmable |  | 2016-08-03
Ilsung Moolsan Company Ltd. | Ilsung | LED Downlight | DLED-186-60-927_TML-189RLSF-W-HC1 |  | Indoor | LED | Downlight Recessed | 4381 | 60 | 77.3 |  | 2700K | 92 | 35000 | Continuously Dimmable |  | 2016-08-03
Ilsung Moolsan Company Ltd. | Ilsung | LED Downlight | DLED-186-60-930_TML-189RLSF-M-HC1 |  | Indoor | LED | Downlight Recessed | 4381 | 60 | 77.3 |  | 3000K | 92 | 35000 | Continuously Dimmable |  | 2016-08-03
Ilsung Moolsan Company Ltd. | Ilsung | LED Downlight | DLED-186-60-930_TML-189RLSF-N-HC1 |  | Indoor | LED | Downlight Recessed | 4381 | 60 | 77.3 |  | 3000K | 92 | 35000 | Continuously Dimmable |  | 2016-08-03
Ilsung Moolsan Company Ltd. | Ilsung | LED Downlight | DLED-186-60-930_TML-189RLSF-W-HC1 |  | Indoor | LED | Downlight Recessed | 4381 | 60 | 77.3 |  | 3000K | 92 | 35000 | Continuously Dimmable |  | 2016-08-03
Ilsung Moolsan Company Ltd. | Ilsung | LED Downlight | DLED-186-60-935_TML-189RLSF-W-HC1 |  | Indoor | LED | Downlight Recessed | 4381 | 60 | 77.3 |  | 3500K | 92 | 35000 | Continuously Dimmable |  | 2016-08-03
Ilsung Moolsan Company Ltd. | Ilsung | LED Downlight | DLED-186-60-940_TML-189RLSF-M-HC1 |  | Indoor | LED | Downlight Recessed | 4381 | 60 | 77.3 |  | 4000/4100K | 92 | 35000 | Continuously Dimmable |  | 2016-08-03
Ilsung Moolsan Company Ltd. | Ilsung | LED Downlight | DLED-186-60-940_TML-189RLSF-N-HC1 |  | Indoor | LED | Downlight Recessed | 4381 | 60 | 77.3 |  | 4000/4100K | 92 | 35000 | Continuously Dimmable |  | 2016-08-03
Ilsung Moolsan Company Ltd. | Ilsung | LED Downlight | DLED-186-60-940_TML-189RLSF-W-HC1 |  | Indoor | LED | Downlight Recessed | 4381 | 60 | 77.3 |  | 4000/4100K | 92 | 35000 | Continuously Dimmable |  | 2016-08-03
Ilsung Moolsan Company Ltd. | Ilsung | LED Downlight | DLED-186-70-927_TML-189RLSF-M-HC1 |  | Indoor | LED | Downlight Recessed | 5044 | 72 | 70.7 |  | 2700K | 91 | 35000 | Continuously Dimmable |  | 2016-08-03
Ilsung Moolsan Company Ltd. | Ilsung | LED Downlight | DLED-186-70-927_TML-189RLSF-N-HC1 |  | Indoor | LED | Downlight Recessed | 5044 | 72 | 70.7 |  | 2700K | 91 | 35000 | Continuously Dimmable |  | 2016-08-03
Ilsung Moolsan Company Ltd. | Ilsung | LED Downlight | DLED-186-70-927_TML-189RLSF-W-HC1 |  | Indoor | LED | Downlight Recessed | 5044 | 72 | 70.7 |  | 2700K | 91 | 35000 | Continuously Dimmable |  | 2016-08-03
Ilsung Moolsan Company Ltd. | Ilsung | LED Downlight | DLED-186-70-930_TML-189RLSF-M-HC1 |  | Indoor | LED | Downlight Recessed | 5044 | 72 | 70.7 |  | 3000K | 91 | 35000 | Continuously Dimmable |  | 2016-08-03
Ilsung Moolsan Company Ltd. | Ilsung | LED Downlight | DLED-186-70-930_TML-189RLSF-N-HC1 |  | Indoor | LED | Downlight Recessed | 5044 | 72 | 70.7 |  | 3000K | 91 | 35000 | Continuously Dimmable |  | 2016-08-03
Ilsung Moolsan Company Ltd. | Ilsung | LED Downlight | DLED-186-70-930_TML-189RLSF-W-HC1 |  | Indoor | LED | Downlight Recessed | 5044 | 72 | 70.7 |  | 3000K | 91 | 35000 | Continuously Dimmable |  | 2016-08-03
Ilsung Moolsan Company Ltd. | Ilsung | commercial LED downlight | DLED-866-32-840-EZ |  | Indoor | LED | Downlight Recessed | 2720 | 33 | 84.4 |  | 4000/4100K | 84 | 47000 | Continuously Dimmable,Damp Location Rated,0-10V Dimming |  | 2016-08-12
Ilsung Moolsan Company Ltd. | Ilsung | commercial LED downlight | DLED-866-32-850-EZ |  | Indoor | LED | Downlight Recessed | 2720 | 33 | 84.4 |  | 5000K | 84 | 47000 | Continuously Dimmable,Damp Location Rated,0-10V Dimming |  | 2016-08-12
Ilsung Moolsan Company Ltd. | Ilsung | commercial LED downlight | DLED-866-44-827-EZ |  | Indoor | LED | Downlight Recessed | 3640 | 43 | 85.7 |  | 2700K | 84 | 55000 | Continuously Dimmable,Damp Location Rated,0-10V Dimming |  | 2016-08-12
Ilsung Moolsan Company Ltd. | Ilsung | commercial LED downlight | DLED-866-44-830-EZ |  | Indoor | LED | Downlight Recessed | 3640 | 43 | 85.7 |  | 3000K | 84 | 55000 | Continuously Dimmable,Damp Location Rated,0-10V Dimming |  | 2016-08-12
Ilsung Moolsan Company Ltd. | Ilsung | commercial LED downlight | DLED-866-44-835-EZ |  | Indoor | LED | Downlight Recessed | 3640 | 43 | 85.7 |  | 3500K | 84 | 55000 | Continuously Dimmable,Damp Location Rated,0-10V Dimming |  | 2016-08-12
Ilsung Moolsan Company Ltd. | Ilsung | commercial LED downlight | DLED-866-44-840-EZ |  | Indoor | LED | Downlight Recessed | 3640 | 43 | 85.7 |  | 4000/4100K | 84 | 55000 | Continuously Dimmable,Damp Location Rated,0-10V Dimming |  | 2016-08-12
Ilsung Moolsan Company Ltd. | Ilsung | commercial LED downlight | DLED-866-44-850-EZ |  | Indoor | LED | Downlight Recessed | 3640 | 43 | 85.7 |  | 5000K | 84 | 55000 | Continuously Dimmable,Damp Location Rated,0-10V Dimming |  | 2016-08-12
Ilsung Moolsan Company Ltd. | Ilsung | commercial LED downlight | DLED-966-14-827-EZ |  | Indoor | LED | Downlight Recessed | 1150 | 14 | 83.5 |  | 2700K | 83 | 55000 | Continuously Dimmable,Damp Location Rated,0-10V Dimming |  | 2016-08-12
Ilsung Moolsan Company Ltd. | Ilsung | commercial LED downlight | DLED-966-14-830-EZ |  | Indoor | LED | Downlight Recessed | 1150 | 14 | 83.5 |  | 3000K | 83 | 55000 | Continuously Dimmable,Damp Location Rated,0-10V Dimming |  | 2016-08-12
Ilsung Moolsan Company Ltd. | Ilsung | commercial LED downlight | DLED-966-14-835-EZ |  | Indoor | LED | Downlight Recessed | 1150 | 14 | 83.5 |  | 3500K | 83 | 55000 | Continuously Dimmable,Damp Location Rated,0-10V Dimming |  | 2016-08-12
Ilsung Moolsan Company Ltd. | Ilsung | commercial LED downlight | DLED-966-14-840-EZ |  | Indoor | LED | Downlight Recessed | 1150 | 14 | 83.5 |  | 4000/4100K | 83 | 55000 | Continuously Dimmable,Damp Location Rated,0-10V Dimming |  | 2016-08-12
Ilsung Moolsan Company Ltd. | Ilsung | commercial LED downlight | DLED-966-14-850-EZ |  | Indoor | LED | Downlight Recessed | 1150 | 14 | 83.5 |  | 5000K | 83 | 55000 | Continuously Dimmable,Damp Location Rated,0-10V Dimming |  | 2016-08-12
Ilsung Moolsan Company Ltd. | Ilsung | LED Downlight | DLED-966-14W-RM-27-V1 |  | Indoor | LED | Downlight Solid State Retrofit | 1120 | 15 | 75.5 |  | 2700K | 82 | 35000 | Continuously Dimmable |  | 2016-06-17
Ilsung Moolsan Company Ltd. | Ilsung | LED Downlight | DLED-966-14W-RM-30-V1 | LED Downlight,DLED-966-14W-RM-35-V1,; LED Downlight,DLED-966-14W-RM-40-V1,; LED Downlight,DLED-966-14W-RM-50-V1, | Indoor | LED | Downlight Solid State Retrofit | 1120 | 15 | 75.5 |  | 4000/4100K,3000K,3500K,5000K | 80 | 35000 | Continuously Dimmable |  | 2016-06-17
Ilsung Moolsan Company Ltd. | Ilsung | commercial LED downlight | DLED-966-22-827-EZ |  | Indoor | LED | Downlight Recessed | 1950 | 23 | 87.7 |  | 2700K | 84 | 55000 | Continuously Dimmable,Damp Location Rated,0-10V Dimming |  | 2016-08-12
Ilsung Moolsan Company Ltd. | Ilsung | commercial LED downlight | DLED-966-22-830-EZ |  | Indoor | LED | Downlight Recessed | 1950 | 23 | 87.7 |  | 3000K | 84 | 55000 | Continuously Dimmable,Damp Location Rated,0-10V Dimming |  | 2016-08-12
Ilsung Moolsan Company Ltd. | Ilsung | commercial LED downlight | DLED-966-22-835-EZ |  | Indoor | LED | Downlight Recessed | 1950 | 23 | 87.7 |  | 3500K | 84 | 55000 | Continuously Dimmable,Damp Location Rated,0-10V Dimming |  | 2016-08-12
Ilsung Moolsan Company Ltd. | Ilsung | commercial LED downlight | DLED-966-22-840-EZ |  | Indoor | LED | Downlight Recessed | 1950 | 23 | 87.7 |  | 4000/4100K | 84 | 55000 | Continuously Dimmable,Damp Location Rated,0-10V Dimming |  | 2016-08-12
Ilsung Moolsan Company Ltd. | Ilsung | commercial LED downlight | DLED-966-22-850-EZ |  | Indoor | LED | Downlight Recessed | 1950 | 23 | 87.7 |  | 5000K | 84 | 55000 | Continuously Dimmable,Damp Location Rated,0-10V Dimming |  | 2016-08-12
Ilsung Moolsan Company Ltd. | Ilsung | LED Downlight | DLED-966-23W-RM-27 |  | Indoor | LED | Downlight Recessed | 1631 | 23 | 76.2 |  | 2700K | 82 | 40000 | Continuously Dimmable |  | 2016-03-16
Ilsung Moolsan Company Ltd. | Ilsung | LED Downlight | DLED-966-23W-RM-30 |  | Indoor | LED | Downlight Recessed | 1712 | 23 | 90.4 |  | 3000K | 82 | 40000 | Continuously Dimmable |  | 2016-03-16
Ilsung Moolsan Company Ltd. | Ilsung | LED Downlight | DLED-966-23W-RM-35 |  | Indoor | LED | Downlight Recessed | 1790 | 23 | 90.4 |  | 3500K | 82 | 40000 | Continuously Dimmable |  | 2016-03-16
Ilsung Moolsan Company Ltd. | Ilsung | LED Downlight | DLED-966-23W-RM-40 |  | Indoor | LED | Downlight Recessed | 1850 | 23 | 90.4 |  | 4000/4100K | 82 | 40000 | Continuously Dimmable |  | 2016-03-16
Ilsung Moolsan Company Ltd. | Ilsung | LED Downlight | DLED-966-23W-RM-50 |  | Indoor | LED | Downlight Recessed | 1892 | 23 | 90.4 |  | 5000K | 82 | 40000 | Continuously Dimmable |  | 2016-03-16
Ilsung Moolsan Company Ltd. | Ilsung | LED Downlight | DLED-966-30W-RM-30 |  | Indoor | LED | Downlight Recessed | 2168 | 31.1 | 81.8 |  | 3000K | 81 | 40000 | Continuously Dimmable |  | 2016-03-14
Ilsung Moolsan Company Ltd. | Ilsung | LED Downlight | DLED-966-30W-RM-35 |  | Indoor | LED | Downlight Recessed | 2270 | 31.1 | 81.8 |  | 3500K | 81 | 40000 | Continuously Dimmable |  | 2016-03-14
Ilsung Moolsan Company Ltd. | Ilsung | LED Downlight | DLED-966-30W-RM-40 |  | Indoor | LED | Downlight Recessed | 2390 | 31.1 | 81.8 |  | 4000/4100K | 81 | 40000 | Continuously Dimmable |  | 2016-03-14
Ilsung Moolsan Company Ltd. | Ilsung | LED Downlight | DLED-966-30W-RM-50 |  | Indoor | LED | Downlight Recessed | 2432 | 31.1 | 81.8 |  | 5000K | 82 | 40000 | Continuously Dimmable |  | 2016-03-14
Ilsung Moolsan Company Ltd. | Ilsung | commercial LED downlight | DLED-966-32-827-EZ |  | Indoor | LED | Downlight Recessed | 2720 | 33 | 84.4 |  | 2700K | 84 | 47000 | Continuously Dimmable,Damp Location Rated,0-10V Dimming |  | 2016-08-12
Ilsung Moolsan Company Ltd. | Ilsung | commercial LED downlight | DLED-966-32-830-EZ |  | Indoor | LED | Downlight Recessed | 2720 | 33 | 84.4 |  | 3000K | 84 | 47000 | Continuously Dimmable,Damp Location Rated,0-10V Dimming |  | 2016-08-12
Ilsung Moolsan Company Ltd. | Ilsung | commercial LED downlight | DLED-966-32-835-EZ |  | Indoor | LED | Downlight Recessed | 2720 | 33 | 84.4 |  | 3500K | 84 | 47000 | Continuously Dimmable,Damp Location Rated,0-10V Dimming |  | 2016-08-12
Ilsung Moolsan Company Ltd. | Ilsung | commercial LED downlight | DLED-966-32-840-EZ |  | Indoor | LED | Downlight Recessed | 2720 | 33 | 84.4 |  | 4000/4100K | 84 | 47000 | Continuously Dimmable,Damp Location Rated,0-10V Dimming |  | 2016-08-12
Ilsung Moolsan Company Ltd. | Ilsung | commercial LED downlight | DLED-966-32-850-EZ |  | Indoor | LED | Downlight Recessed | 2720 | 33 | 84.4 |  | 5000K | 84 | 47000 | Continuously Dimmable,Damp Location Rated,0-10V Dimming |  | 2016-08-12
Ilsung Moolsan Company Ltd. | Ilsung | commercial LED downlight | DLED-966-44-827-EZ |  | Indoor | LED | Downlight Recessed | 3640 | 43 | 85.7 |  | 2700K | 84 | 55000 | Continuously Dimmable,Damp Location Rated,0-10V Dimming |  | 2016-08-12
Ilsung Moolsan Company Ltd. | Ilsung | commercial LED downlight | DLED-966-44-830-EZ |  | Indoor | LED | Downlight Recessed | 3640 | 43 | 85.7 |  | 3000K | 84 | 55000 | Continuously Dimmable,Damp Location Rated,0-10V Dimming |  | 2016-08-12
Ilsung Moolsan Company Ltd. | Ilsung | commercial LED downlight | DLED-966-44-835-EZ |  | Indoor | LED | Downlight Recessed | 3640 | 43 | 85.7 |  | 3500K | 84 | 55000 | Continuously Dimmable,Damp Location Rated,0-10V Dimming |  | 2016-08-12
Ilsung Moolsan Company Ltd. | Ilsung | commercial LED downlight | DLED-966-44-840-EZ |  | Indoor | LED | Downlight Recessed | 3640 | 43 | 85.7 |  | 4000/4100K | 84 | 55000 | Continuously Dimmable,Damp Location Rated,0-10V Dimming |  | 2016-08-12
Ilsung Moolsan Company Ltd. | Ilsung | commercial LED downlight | DLED-966-44-850-EZ |  | Indoor | LED | Downlight Recessed | 3640 | 43 | 85.7 |  | 5000K | 84 | 55000 | Continuously Dimmable,Damp Location Rated,0-10V Dimming |  | 2016-08-12
Ilsung Moolsan Company Ltd. | Ilsung | LED Retrofit Kit | FRK4-10W-RM-CR-27 |  | Indoor | LED | Downlight Recessed | 950 | 11 | 93.8 |  | 2700K | 80 | 36000 | Continuously Dimmable |  | 2016-04-25
Ilsung Moolsan Company Ltd. | Ilsung | LED Retrofit Kit | FRK4-10W-RM-CR-30 |  | Indoor | LED | Downlight Recessed | 950 | 11 | 93.8 |  | 3000K | 80 | 36000 | Continuously Dimmable |  | 2016-04-25
Ilsung Moolsan Company Ltd. | Ilsung | LED Retrofit Kit | FRK4-10W-RM-CR-35 |  | Indoor | LED | Downlight Recessed | 950 | 11 | 93.8 |  | 3500K | 80 | 36000 | Continuously Dimmable |  | 2016-04-25
Ilsung Moolsan Company Ltd. | Ilsung | LED Retrofit Kit | FRK4-10W-RM-CR-40 |  | Indoor | LED | Downlight Recessed | 950 | 11 | 93.8 |  | 4000/4100K | 80 | 36000 | Continuously Dimmable |  | 2016-04-25
Ilsung Moolsan Company Ltd. | Ilsung | commercial LED downlight | FRK4-14-827-EZ |  | Indoor | LED | Downlight Solid State Retrofit | 1150 | 14 | 83.5 |  | 2700K | 83 | 55000 | Continuously Dimmable,Damp Location Rated,0-10V Dimming |  | 2016-08-12
Ilsung Moolsan Company Ltd. | Ilsung | commercial LED downlight | FRK4-14-830-EZ |  | Indoor | LED | Downlight Solid State Retrofit | 1150 | 14 | 83.5 |  | 3000K | 83 | 55000 | Continuously Dimmable,Damp Location Rated,0-10V Dimming |  | 2016-08-12
Ilsung Moolsan Company Ltd. | Ilsung | commercial LED downlight | FRK4-14-835-EZ |  | Indoor | LED | Downlight Solid State Retrofit | 1150 | 14 | 83.5 |  | 3500K | 83 | 55000 | Continuously Dimmable,Damp Location Rated,0-10V Dimming |  | 2016-08-12
Ilsung Moolsan Company Ltd. | Ilsung | commercial LED downlight | FRK4-14-840-EZ |  | Indoor | LED | Downlight Solid State Retrofit | 1150 | 14 | 83.5 |  | 4000/4100K | 83 | 55000 | Continuously Dimmable,Damp Location Rated,0-10V Dimming |  | 2016-08-12
Ilsung Moolsan Company Ltd. | Ilsung | commercial LED downlight | FRK4-14-850-EZ |  | Indoor | LED | Downlight Solid State Retrofit | 1150 | 14 | 83.5 |  | 5000K | 83 | 55000 | Continuously Dimmable,Damp Location Rated,0-10V Dimming |  | 2016-08-12
Ilsung Moolsan Company Ltd. | Ilsung | LED RETROFIT CONVERSION KIT | FRK4-14W-RM-CR-27-V1 |  | Indoor | LED | Downlight Solid State Retrofit | 1120 | 15 | 75.5 |  | 2700K | 82 | 35000 | Continuously Dimmable |  | 2016-06-17
Ilsung Moolsan Company Ltd. | Ilsung | LED RETROFIT CONVERSION KIT | FRK4-14W-RM-CR-30-V1 | LED RETROFIT CONVERSION KIT,FRK4-14W-RM-CR-35-V1,; LED RETROFIT CONVERSION KIT,FRK4-14W-RM-CR-40-V1,; LED RETROFIT CONVERSION KIT,FRK4-14W-RM-CR-50-V1, | Indoor | LED | Downlight Solid State Retrofit | 1120 | 15 | 75.5 |  | 4000/4100K,3000K,3500K,5000K | 80 | 35000 | Continuously Dimmable |  | 2016-06-17
Ilsung Moolsan Company Ltd. | Ilsung | commercial LED downlight | FRK4-22-827-EZ |  | Indoor | LED | Downlight Solid State Retrofit | 1950 | 23 | 87.7 |  | 2700K | 84 | 55000 | Continuously Dimmable,Damp Location Rated,0-10V Dimming |  | 2016-08-12
Ilsung Moolsan Company Ltd. | Ilsung | commercial LED downlight | FRK4-22-830-EZ |  | Indoor | LED | Downlight Solid State Retrofit | 1950 | 23 | 87.7 |  | 3000K | 84 | 55000 | Continuously Dimmable,Damp Location Rated,0-10V Dimming |  | 2016-08-12
Ilsung Moolsan Company Ltd. | Ilsung | commercial LED downlight | FRK4-22-835-EZ |  | Indoor | LED | Downlight Solid State Retrofit | 1950 | 23 | 87.7 |  | 3500K | 84 | 55000 | Continuously Dimmable,Damp Location Rated,0-10V Dimming |  | 2016-08-12
Ilsung Moolsan Company Ltd. | Ilsung | commercial LED downlight | FRK4-22-840-EZ |  | Indoor | LED | Downlight Solid State Retrofit | 1950 | 23 | 87.7 |  | 4000/4100K | 84 | 55000 | Continuously Dimmable,Damp Location Rated,0-10V Dimming |  | 2016-08-12
Ilsung Moolsan Company Ltd. | Ilsung | commercial LED downlight | FRK4-22-850-EZ |  | Indoor | LED | Downlight Solid State Retrofit | 1950 | 23 | 87.7 |  | 5000K | 84 | 55000 | Continuously Dimmable,Damp Location Rated,0-10V Dimming |  | 2016-08-12
Ilsung Moolsan Company Ltd. | Ilsung | LED RETROFIT CONVERSION KIT | FRK4-23W-RM-CR-27 |  | Indoor | LED | Downlight Recessed | 1348 | 23 | 63 |  | 2700K | 82 | 40000 | Continuously Dimmable |  | 2016-03-16
Ilsung Moolsan Company Ltd. | Ilsung | LED RETROFIT CONVERSION KIT | FRK4-23W-RM-CR-30 |  | Indoor | LED | Downlight Recessed | 1415 | 23 | 75.6 |  | 3000K | 82 | 40000 | Continuously Dimmable |  | 2016-03-16
Ilsung Moolsan Company Ltd. | Ilsung | LED RETROFIT CONVERSION KIT | FRK4-23W-RM-CR-35 |  | Indoor | LED | Downlight Recessed | 1485 | 23 | 75.6 |  | 3500K | 82 | 40000 | Continuously Dimmable |  | 2016-03-16
Ilsung Moolsan Company Ltd. | Ilsung | LED RETROFIT CONVERSION KIT | FRK4-23W-RM-CR-40 |  | Indoor | LED | Downlight Recessed | 1500 | 23 | 75.6 |  | 4000/4100K | 82 | 40000 | Continuously Dimmable |  | 2016-03-16
Ilsung Moolsan Company Ltd. | Ilsung | LED RETROFIT CONVERSION KIT | FRK4-23W-RM-CR-50 |  | Indoor | LED | Downlight Recessed | 1578 | 23 | 75.6 |  | 5000K | 82 | 40000 | Continuously Dimmable |  | 2016-03-16
Ilsung Moolsan Company Ltd. | Ilsung | LED Retrofit Kit | FRK6-10W-RM-CR-27 |  | Indoor | LED | Downlight Recessed | 950 | 11 | 93.8 |  | 2700K | 80 | 36000 | Continuously Dimmable |  | 2016-04-25
Ilsung Moolsan Company Ltd. | Ilsung | LED Retrofit Kit | FRK6-10W-RM-CR-30 |  | Indoor | LED | Downlight Recessed | 950 | 11 | 93.8 |  | 3000K | 80 | 36000 | Continuously Dimmable |  | 2016-04-25
Ilsung Moolsan Company Ltd. | Ilsung | LED Retrofit Kit | FRK6-10W-RM-CR-35 |  | Indoor | LED | Downlight Recessed | 950 | 11 | 93.8 |  | 3500K | 80 | 36000 | Continuously Dimmable |  | 2016-04-25
Ilsung Moolsan Company Ltd. | Ilsung | LED Retrofit Kit | FRK6-10W-RM-CR-40 |  | Indoor | LED | Downlight Recessed | 950 | 11 | 93.8 |  | 4000/4100K | 80 | 36000 | Continuously Dimmable |  | 2016-04-25
Ilsung Moolsan Company Ltd. | Ilsung | commercial LED downlight | FRK6-14-827-EZ |  | Indoor | LED | Downlight Solid State Retrofit | 1150 | 14 | 83.5 |  | 2700K | 83 | 55000 | Continuously Dimmable,Damp Location Rated,0-10V Dimming |  | 2016-08-12
Ilsung Moolsan Company Ltd. | Ilsung | commercial LED downlight | FRK6-14-830-EZ |  | Indoor | LED | Downlight Solid State Retrofit | 1150 | 14 | 83.5 |  | 3000K | 83 | 55000 | Continuously Dimmable,Damp Location Rated,0-10V Dimming |  | 2016-08-12
Ilsung Moolsan Company Ltd. | Ilsung | commercial LED downlight | FRK6-14-835-EZ |  | Indoor | LED | Downlight Solid State Retrofit | 1150 | 14 | 83.5 |  | 3500K | 83 | 55000 | Continuously Dimmable,Damp Location Rated,0-10V Dimming |  | 2016-08-12
Ilsung Moolsan Company Ltd. | Ilsung | commercial LED downlight | FRK6-14-840-EZ |  | Indoor | LED | Downlight Solid State Retrofit | 1150 | 14 | 83.5 |  | 4000/4100K | 83 | 55000 | Continuously Dimmable,Damp Location Rated,0-10V Dimming |  | 2016-08-12
Ilsung Moolsan Company Ltd. | Ilsung | commercial LED downlight | FRK6-14-850-EZ |  | Indoor | LED | Downlight Solid State Retrofit | 1150 | 14 | 83.5 |  | 5000K | 83 | 55000 | Continuously Dimmable,Damp Location Rated,0-10V Dimming |  | 2016-08-12
Ilsung Moolsan Company Ltd. | Ilsung | LED RETROFIT CONVERSION KIT | FRK6-14W-RM-CR-27-V1 |  | Indoor | LED | Downlight Solid State Retrofit | 1120 | 15 | 75.5 |  | 2700K | 82 | 35000 | Continuously Dimmable |  | 2016-06-17
Ilsung Moolsan Company Ltd. | Ilsung | LED RETROFIT CONVERSION KIT | FRK6-14W-RM-CR-30-V1 | LED RETROFIT CONVERSION KIT,FRK6-14W-RM-CR-35-V1,; LED RETROFIT CONVERSION KIT,FRK6-14W-RM-CR-40-V1,; LED RETROFIT CONVERSION KIT,FRK6-14W-RM-CR-50-V1, | Indoor | LED | Downlight Solid State Retrofit | 1120 | 15 | 75.5 |  | 4000/4100K,3000K,3500K,5000K | 80 | 35000 | Continuously Dimmable |  | 2016-06-17
Ilsung Moolsan Company Ltd. | Ilsung | commercial LED downlight | FRK6-22-827-EZ |  | Indoor | LED | Downlight Solid State Retrofit | 1950 | 23 | 87.7 |  | 2700K | 84 | 55000 | Continuously Dimmable,Damp Location Rated,0-10V Dimming |  | 2016-08-12
Ilsung Moolsan Company Ltd. | Ilsung | commercial LED downlight | FRK6-22-830-EZ |  | Indoor | LED | Downlight Solid State Retrofit | 1950 | 23 | 87.7 |  | 3000K | 84 | 55000 | Damp Location Rated,Continuously Dimmable,0-10V Dimming |  | 2016-08-12
Ilsung Moolsan Company Ltd. | Ilsung | commercial LED downlight | FRK6-22-835-EZ |  | Indoor | LED | Downlight Solid State Retrofit | 1950 | 23 | 87.7 |  | 3500K | 84 | 55000 | Continuously Dimmable,Damp Location Rated,0-10V Dimming |  | 2016-08-12
Ilsung Moolsan Company Ltd. | Ilsung | commercial LED downlight | FRK6-22-840-EZ |  | Indoor | LED | Downlight Solid State Retrofit | 1950 | 23 | 87.7 |  | 4000/4100K | 84 | 55000 | Continuously Dimmable,Damp Location Rated,0-10V Dimming |  | 2016-08-12
Ilsung Moolsan Company Ltd. | Ilsung | commercial LED downlight | FRK6-22-850-EZ |  | Indoor | LED | Downlight Solid State Retrofit | 1950 | 23 | 87.7 |  | 5000K | 84 | 55000 | Continuously Dimmable,Damp Location Rated,0-10V Dimming |  | 2016-08-12
Ilsung Moolsan Company Ltd. | Ilsung | LED RETROFIT CONVERSION KIT | FRK6-23W-RM-CR-27 |  | Indoor | LED | Downlight Recessed | 1348 | 23 | 62.7 |  | 2700K | 82 | 40000 | Continuously Dimmable |  | 2016-03-16
Ilsung Moolsan Company Ltd. | Ilsung | LED RETROFIT CONVERSION KIT | FRK6-23W-RM-CR-30 |  | Indoor | LED | Downlight Recessed | 1415 | 23 | 75.1 |  | 3000K | 82 | 40000 | Continuously Dimmable |  | 2016-03-16
Ilsung Moolsan Company Ltd. | Ilsung | LED RETROFIT CONVERSION KIT | FRK6-23W-RM-CR-35 |  | Indoor | LED | Downlight Recessed | 1485 | 23 | 75.1 |  | 3500K | 82 | 40000 | Continuously Dimmable |  | 2016-03-16
Ilsung Moolsan Company Ltd. | Ilsung | LED RETROFIT CONVERSION KIT | FRK6-23W-RM-CR-40 |  | Indoor | LED | Downlight Recessed | 1500 | 23 | 75.1 |  | 4000/4100K | 82 | 40000 | Continuously Dimmable |  | 2016-03-16
Ilsung Moolsan Company Ltd. | Ilsung | LED RETROFIT CONVERSION KIT | FRK6-23W-RM-CR-50 |  | Indoor | LED | Downlight Recessed | 1570 | 23 | 75.1 |  | 5000K | 82 | 40000 | Continuously Dimmable |  | 2016-03-16
Ilsung Moolsan Company Ltd. | Ilsung | LED RETROFIT CONVERSION KIT | FRK6-30W-RM-CR-27 |  | Indoor | LED | Downlight Recessed | 1700 | 31.1 | 54.7 |  | 2700K | 81 | 40000 | Continuously Dimmable |  | 2016-03-14
Ilsung Moolsan Company Ltd. | Ilsung | LED RETROFIT CONVERSION KIT | FRK6-30W-RM-CR-30 |  | Indoor | LED | Downlight Recessed | 1785 | 31.1 | 66.6 |  | 3000K | 82 | 40000 | Continuously Dimmable |  | 2016-03-14
Ilsung Moolsan Company Ltd. | Ilsung | LED RETROFIT CONVERSION KIT | FRK6-30W-RM-CR-35 |  | Indoor | LED | Downlight Recessed | 1874 | 31.1 | 66.6 |  | 3500K | 82 | 40000 | Continuously Dimmable |  | 2016-03-14
Ilsung Moolsan Company Ltd. | Ilsung | LED RETROFIT CONVERSION KIT | FRK6-30W-RM-CR-40 |  | Indoor | LED | Downlight Recessed | 1940 | 31.1 | 66.6 |  | 4000/4100K | 82 | 40000 | Continuously Dimmable |  | 2016-03-14
Ilsung Moolsan Company Ltd. | Ilsung | LED RETROFIT CONVERSION KIT | FRK6-30W-RM-CR-50 |  | Indoor | LED | Downlight Recessed | 1978 | 31.1 | 66.6 |  | 5000K | 83 | 40000 | Continuously Dimmable |  | 2016-03-14
Ilsung Moolsan Company Ltd. | Ilsung | commercial LED downlight | FRK6-32-827-EZ |  | Indoor | LED | Downlight Solid State Retrofit | 2720 | 33 | 84.4 |  | 2700K | 84 | 47000 | Continuously Dimmable,Damp Location Rated,0-10V Dimming |  | 2016-08-12
Ilsung Moolsan Company Ltd. | Ilsung | commercial LED downlight | FRK6-32-830-EZ |  | Indoor | LED | Downlight Solid State Retrofit | 2720 | 33 | 84.4 |  | 3000K | 84 | 47000 | Continuously Dimmable,Damp Location Rated,0-10V Dimming |  | 2016-08-12
Ilsung Moolsan Company Ltd. | Ilsung | commercial LED downlight | FRK6-32-835-EZ |  | Indoor | LED | Downlight Solid State Retrofit | 2720 | 33 | 84.4 |  | 3500K | 84 | 47000 | Continuously Dimmable,Damp Location Rated,0-10V Dimming |  | 2016-08-12
Ilsung Moolsan Company Ltd. | Ilsung | commercial LED downlight | FRK6-32-840-EZ |  | Indoor | LED | Downlight Solid State Retrofit | 2720 | 33 | 84.4 |  | 4000/4100K | 84 | 47000 | Continuously Dimmable,Damp Location Rated,0-10V Dimming |  | 2016-08-12
Ilsung Moolsan Company Ltd. | Ilsung | commercial LED downlight | FRK6-32-850-EZ |  | Indoor | LED | Downlight Solid State Retrofit | 2720 | 33 | 84.4 |  | 5000K | 84 | 47000 | Continuously Dimmable,Damp Location Rated,0-10V Dimming |  | 2016-08-12
Ilsung Moolsan Company Ltd. | Ilsung | commercial LED downlight | FRK6-44-827-EZ |  | Indoor | LED | Downlight Solid State Retrofit | 3640 | 43 | 85.7 |  | 2700K | 84 | 55000 | Continuously Dimmable,Damp Location Rated,0-10V Dimming |  | 2016-08-12
Ilsung Moolsan Company Ltd. | Ilsung | commercial LED downlight | FRK6-44-830-EZ |  | Indoor | LED | Downlight Solid State Retrofit | 3640 | 43 | 85.7 |  | 3000K | 84 | 55000 | Continuously Dimmable,Damp Location Rated,0-10V Dimming |  | 2016-08-12
Ilsung Moolsan Company Ltd. | Ilsung | commercial LED downlight | FRK6-44-835-EZ |  | Indoor | LED | Downlight Solid State Retrofit | 3640 | 43 | 85.7 |  | 3500K | 84 | 55000 | Continuously Dimmable,Damp Location Rated,0-10V Dimming |  | 2016-08-12
Ilsung Moolsan Company Ltd. | Ilsung | commercial LED downlight | FRK6-44-840-EZ |  | Indoor | LED | Downlight Solid State Retrofit | 3640 | 43 | 85.7 |  | 4000/4100K | 84 | 55000 | Continuously Dimmable,Damp Location Rated,0-10V Dimming |  | 2016-08-12
Ilsung Moolsan Company Ltd. | Ilsung | commercial LED downlight | FRK6-44-850-EZ |  | Indoor | LED | Downlight Solid State Retrofit | 3640 | 43 | 85.7 |  | 5000K | 84 | 55000 | Continuously Dimmable,Damp Location Rated,0-10V Dimming |  | 2016-08-12
Ilsung Moolsan Company Ltd. | Ilsung | LED Retrofit Kit | FRK8-10W-RM-CR-27 |  | Indoor | LED | Downlight Recessed | 950 | 11 | 93.8 |  | 2700K | 80 | 36000 | Continuously Dimmable |  | 2016-04-25
Ilsung Moolsan Company Ltd. | Ilsung | LED Retrofit Kit | FRK8-10W-RM-CR-30 |  | Indoor | LED | Downlight Recessed | 950 | 11 | 93.8 |  | 3000K | 80 | 36000 | Continuously Dimmable |  | 2016-04-25
Ilsung Moolsan Company Ltd. | Ilsung | LED Retrofit Kit | FRK8-10W-RM-CR-35 |  | Indoor | LED | Downlight Recessed | 950 | 11 | 93.8 |  | 3500K | 80 | 36000 | Continuously Dimmable |  | 2016-04-25
Ilsung Moolsan Company Ltd. | Ilsung | LED Retrofit Kit | FRK8-10W-RM-CR-40 |  | Indoor | LED | Downlight Recessed | 950 | 11 | 93.8 |  | 4000/4100K | 80 | 36000 | Continuously Dimmable |  | 2016-04-25
Ilsung Moolsan Company Ltd. | Ilsung | commercial LED downlight | FRK8-14-827-EZ |  | Indoor | LED | Downlight Solid State Retrofit | 1150 | 14 | 83.5 |  | 2700K | 83 | 55000 | Continuously Dimmable,Damp Location Rated,0-10V Dimming |  | 2016-08-12
Ilsung Moolsan Company Ltd. | Ilsung | commercial LED downlight | FRK8-14-830-EZ |  | Indoor | LED | Downlight Solid State Retrofit | 1150 | 14 | 83.5 |  | 3000K | 83 | 55000 | Continuously Dimmable,Damp Location Rated,0-10V Dimming |  | 2016-08-12
Ilsung Moolsan Company Ltd. | Ilsung | commercial LED downlight | FRK8-14-835-EZ |  | Indoor | LED | Downlight Solid State Retrofit | 1150 | 14 | 83.5 |  | 3500K | 83 | 55000 | Continuously Dimmable,Damp Location Rated,0-10V Dimming |  | 2016-08-12
Ilsung Moolsan Company Ltd. | Ilsung | commercial LED downlight | FRK8-14-840-EZ |  | Indoor | LED | Downlight Solid State Retrofit | 1150 | 14 | 83.5 |  | 4000/4100K | 83 | 55000 | Continuously Dimmable,Damp Location Rated,0-10V Dimming |  | 2016-08-12
Ilsung Moolsan Company Ltd. | Ilsung | commercial LED downlight | FRK8-14-850-EZ |  | Indoor | LED | Downlight Solid State Retrofit | 1150 | 14 | 83.5 |  | 5000K | 83 | 55000 | Continuously Dimmable,Damp Location Rated,0-10V Dimming |  | 2016-08-12
Ilsung Moolsan Company Ltd. | Ilsung | LED RETROFIT CONVERSION KIT | FRK8-14W-RM-CR-27-V1 |  | Indoor | LED | Downlight Solid State Retrofit | 1120 | 15 | 75.5 |  | 2700K | 82 | 35000 | Continuously Dimmable |  | 2016-06-17
Ilsung Moolsan Company Ltd. | Ilsung | LED RETROFIT CONVERSION KIT | FRK8-14W-RM-CR-30-V1 | LED RETROFIT CONVERSION KIT,FRK8-14W-RM-CR-35-V1,; LED RETROFIT CONVERSION KIT,FRK8-14W-RM-CR-40-V1,; LED RETROFIT CONVERSION KIT,FRK8-14W-RM-CR-50-V1, | Indoor | LED | Downlight Solid State Retrofit | 1120 | 15 | 75.5 |  | 4000/4100K,3000K,3500K,5000K | 80 | 35000 | Continuously Dimmable |  | 2016-06-17
Ilsung Moolsan Company Ltd. | Ilsung | commercial LED downlight | FRK8-22-827-EZ |  | Indoor | LED | Downlight Solid State Retrofit | 1950 | 23 | 87.7 |  | 2700K | 84 | 55000 | Continuously Dimmable,Damp Location Rated,0-10V Dimming |  | 2016-08-12
Ilsung Moolsan Company Ltd. | Ilsung | commercial LED downlight | FRK8-22-830-EZ |  | Indoor | LED | Downlight Solid State Retrofit | 1950 | 23 | 87.7 |  | 3000K | 84 | 55000 | Continuously Dimmable,Damp Location Rated,0-10V Dimming |  | 2016-08-12
Ilsung Moolsan Company Ltd. | Ilsung | commercial LED downlight | FRK8-22-835-EZ |  | Indoor | LED | Downlight Solid State Retrofit | 1950 | 23 | 87.7 |  | 3500K | 84 | 55000 | Continuously Dimmable,Damp Location Rated,0-10V Dimming |  | 2016-08-12
Ilsung Moolsan Company Ltd. | Ilsung | commercial LED downlight | FRK8-22-840-EZ |  | Indoor | LED | Downlight Solid State Retrofit | 1950 | 23 | 87.7 |  | 4000/4100K | 84 | 55000 | Continuously Dimmable,Damp Location Rated,0-10V Dimming |  | 2016-08-12
Ilsung Moolsan Company Ltd. | Ilsung | commercial LED downlight | FRK8-22-850-EZ |  | Indoor | LED | Downlight Solid State Retrofit | 1950 | 23 | 87.7 |  | 5000K | 84 | 55000 | Continuously Dimmable,Damp Location Rated,0-10V Dimming |  | 2016-08-12
Ilsung Moolsan Company Ltd. | Ilsung | LED RETROFIT CONVERSION KIT | FRK8-23W-RM-CR-27 |  | Indoor | LED | Downlight Recessed | 1590 | 23 | 74.3 |  | 2700K | 81 | 40000 | Continuously Dimmable |  | 2016-03-16
Ilsung Moolsan Company Ltd. | Ilsung | LED RETROFIT CONVERSION KIT | FRK8-23W-RM-CR-30 |  | Indoor | LED | Downlight Recessed | 1660 | 23 | 88.7 |  | 3000K | 81 | 40000 | Continuously Dimmable |  | 2016-03-16
Ilsung Moolsan Company Ltd. | Ilsung | LED RETROFIT CONVERSION KIT | FRK8-23W-RM-CR-35 |  | Indoor | LED | Downlight Recessed | 1740 | 23 | 88.7 |  | 3500K | 81 | 40000 | Continuously Dimmable |  | 2016-03-16
Ilsung Moolsan Company Ltd. | Ilsung | LED RETROFIT CONVERSION KIT | FRK8-23W-RM-CR-40 |  | Indoor | LED | Downlight Recessed | 1820 | 23 | 88.7 |  | 4000/4100K | 81 | 40000 | Continuously Dimmable |  | 2016-03-16
Ilsung Moolsan Company Ltd. | Ilsung | LED RETROFIT CONVERSION KIT | FRK8-23W-RM-CR-50 |  | Indoor | LED | Downlight Recessed | 1855 | 23 | 88.7 |  | 5000K | 81 | 40000 | Continuously Dimmable |  | 2016-03-16
Ilsung Moolsan Company Ltd. | Ilsung | LED RETROFIT CONVERSION KIT | FRK8-30W-RM-CR-27 |  | Indoor | LED | Downlight Recessed | 2011 | 31.1 | 64.7 |  | 2700K | 81 | 40000 | Continuously Dimmable |  | 2016-03-14
Ilsung Moolsan Company Ltd. | Ilsung | LED RETROFIT CONVERSION KIT | FRK8-30W-RM-CR-30 |  | Indoor | LED | Downlight Recessed | 2100 | 31.1 | 79.2 |  | 3000K | 81 | 40000 | Continuously Dimmable |  | 2016-03-14
Ilsung Moolsan Company Ltd. | Ilsung | LED RETROFIT CONVERSION KIT | FRK8-30W-RM-CR-35 |  | Indoor | LED | Downlight Recessed | 2200 | 31.1 | 79.2 |  | 3500K | 81 | 40000 | Continuously Dimmable |  | 2016-03-14
Ilsung Moolsan Company Ltd. | Ilsung | LED RETROFIT CONVERSION KIT | FRK8-30W-RM-CR-40 |  | Indoor | LED | Downlight Recessed | 2300 | 31.1 | 79.2 |  | 4000/4100K | 81 | 40000 | Continuously Dimmable |  | 2016-03-14
Ilsung Moolsan Company Ltd. | Ilsung | LED RETROFIT CONVERSION KIT | FRK8-30W-RM-CR-50 |  | Indoor | LED | Downlight Recessed | 2354 | 31.1 | 79.2 |  | 5000K | 83 | 40000 | Continuously Dimmable |  | 2016-03-14
Ilsung Moolsan Company Ltd. | Ilsung | commercial LED downlight | FRK8-32-827-EZ |  | Indoor | LED | Downlight Solid State Retrofit | 2720 | 33 | 84.4 |  | 2700K | 84 | 47000 | Continuously Dimmable,Damp Location Rated,0-10V Dimming |  | 2016-08-12
Ilsung Moolsan Company Ltd. | Ilsung | commercial LED downlight | FRK8-32-830-EZ |  | Indoor | LED | Downlight Solid State Retrofit | 2720 | 33 | 84.4 |  | 3000K | 84 | 47000 | Continuously Dimmable,Damp Location Rated,0-10V Dimming |  | 2016-08-12
Ilsung Moolsan Company Ltd. | Ilsung | commercial LED downlight | FRK8-32-835-EZ |  | Indoor | LED | Downlight Solid State Retrofit | 2720 | 33 | 84.4 |  | 3500K | 84 | 47000 | Continuously Dimmable,Damp Location Rated,0-10V Dimming |  | 2016-08-12
Ilsung Moolsan Company Ltd. | Ilsung | commercial LED downlight | FRK8-32-840-EZ |  | Indoor | LED | Downlight Solid State Retrofit | 2720 | 33 | 84.4 |  | 4000/4100K | 84 | 47000 | Continuously Dimmable,Damp Location Rated,0-10V Dimming |  | 2016-08-12
Ilsung Moolsan Company Ltd. | Ilsung | commercial LED downlight | FRK8-32-850-EZ |  | Indoor | LED | Downlight Solid State Retrofit | 2720 | 33 | 84.4 |  | 5000K | 84 | 47000 | Continuously Dimmable,Damp Location Rated,0-10V Dimming |  | 2016-08-12
Ilsung Moolsan Company Ltd. | Ilsung | commercial LED downlight | FRK8-44-827-EZ |  | Indoor | LED | Downlight Solid State Retrofit | 3640 | 43 | 85.7 |  | 2700K | 84 | 55000 | Continuously Dimmable,Damp Location Rated,0-10V Dimming |  | 2016-08-12
Ilsung Moolsan Company Ltd. | Ilsung | commercial LED downlight | FRK8-44-830-EZ |  | Indoor | LED | Downlight Solid State Retrofit | 3640 | 43 | 85.7 |  | 3000K | 84 | 55000 | Continuously Dimmable,Damp Location Rated,0-10V Dimming |  | 2016-08-12
Ilsung Moolsan Company Ltd. | Ilsung | commercial LED downlight | FRK8-44-835-EZ |  | Indoor | LED | Downlight Solid State Retrofit | 3640 | 43 | 85.7 |  | 3500K | 84 | 55000 | Continuously Dimmable,Damp Location Rated,0-10V Dimming |  | 2016-08-12
Ilsung Moolsan Company Ltd. | Ilsung | commercial LED downlight | FRK8-44-840-EZ |  | Indoor | LED | Downlight Solid State Retrofit | 3640 | 43 | 85.7 |  | 4000/4100K | 84 | 55000 | Continuously Dimmable,Damp Location Rated,0-10V Dimming |  | 2016-08-12
Ilsung Moolsan Company Ltd. | Ilsung | commercial LED downlight | FRK8-44-850-EZ |  | Indoor | LED | Downlight Solid State Retrofit | 3640 | 43 | 85.7 |  | 5000K | 84 | 55000 | Continuously Dimmable,Damp Location Rated,0-10V Dimming |  | 2016-08-12
Ilsung Moolsan Company Ltd. | Ilsung | LED Retrofit Kit | FRK9-10W-RM-CR-27 |  | Indoor | LED | Downlight Recessed | 950 | 11 | 93.8 |  | 2700K | 80 | 36000 | Continuously Dimmable |  | 2016-04-25
Ilsung Moolsan Company Ltd. | Ilsung | LED Retrofit Kit | FRK9-10W-RM-CR-30 |  | Indoor | LED | Downlight Recessed | 950 | 11 | 93.8 |  | 3000K | 80 | 36000 | Continuously Dimmable |  | 2016-04-25
Ilsung Moolsan Company Ltd. | Ilsung | LED Retrofit Kit | FRK9-10W-RM-CR-35 |  | Indoor | LED | Downlight Recessed | 950 | 11 | 93.8 |  | 3500K | 80 | 36000 | Continuously Dimmable |  | 2016-04-25
Ilsung Moolsan Company Ltd. | Ilsung | LED Retrofit Kit | FRK9-10W-RM-CR-40 |  | Indoor | LED | Downlight Recessed | 950 | 11 | 93.8 |  | 4000/4100K | 80 | 36000 | Continuously Dimmable |  | 2016-04-25
Ilsung Moolsan Company Ltd. | Ilsung | commercial LED downlight | FRK9-14-827-EZ |  | Indoor | LED | Downlight Solid State Retrofit | 1150 | 14 | 83.5 |  | 2700K | 83 | 55000 | Continuously Dimmable,Damp Location Rated,0-10V Dimming |  | 2016-08-12
Ilsung Moolsan Company Ltd. | Ilsung | commercial LED downlight | FRK9-14-830-EZ |  | Indoor | LED | Downlight Solid State Retrofit | 1150 | 14 | 83.5 |  | 3000K | 83 | 55000 | Continuously Dimmable,Damp Location Rated,0-10V Dimming |  | 2016-08-12
Ilsung Moolsan Company Ltd. | Ilsung | commercial LED downlight | FRK9-14-835-EZ |  | Indoor | LED | Downlight Solid State Retrofit | 1150 | 14 | 83.5 |  | 3500K | 83 | 55000 | Continuously Dimmable,Damp Location Rated,0-10V Dimming |  | 2016-08-12
Ilsung Moolsan Company Ltd. | Ilsung | commercial LED downlight | FRK9-14-840-EZ |  | Indoor | LED | Downlight Solid State Retrofit | 1150 | 14 | 83.5 |  | 4000/4100K | 83 | 55000 | Continuously Dimmable,Damp Location Rated,0-10V Dimming |  | 2016-08-12
Ilsung Moolsan Company Ltd. | Ilsung | commercial LED downlight | FRK9-14-850-EZ |  | Indoor | LED | Downlight Solid State Retrofit | 1150 | 14 | 83.5 |  | 5000K | 83 | 55000 | Continuously Dimmable,Damp Location Rated,0-10V Dimming |  | 2016-08-12
Ilsung Moolsan Company Ltd. | Ilsung | LED RETROFIT CONVERSION KIT | FRK9-14W-RM-CR-27-V1 |  | Indoor | LED | Downlight Solid State Retrofit | 1120 | 15 | 75.5 |  | 2700K | 82 | 35000 | Continuously Dimmable |  | 2016-06-17
Ilsung Moolsan Company Ltd. | Ilsung | LED RETROFIT CONVERSION KIT | FRK9-14W-RM-CR-30-V1 | LED RETROFIT CONVERSION KIT,FRK9-14W-RM-CR-35-V1,; LED RETROFIT CONVERSION KIT,FRK9-14W-RM-CR-40-V1,; LED RETROFIT CONVERSION KIT,FRK9-14W-RM-CR-50-V1, | Indoor | LED | Downlight Solid State Retrofit | 1120 | 15 | 75.5 |  | 4000/4100K,3000K,3500K,5000K | 80 | 35000 | Continuously Dimmable |  | 2016-06-17
Ilsung Moolsan Company Ltd. | Ilsung | commercial LED downlight | FRK9-22-827-EZ |  | Indoor | LED | Downlight Solid State Retrofit | 1950 | 23 | 87.7 |  | 2700K | 84 | 55000 | Continuously Dimmable,Damp Location Rated,0-10V Dimming |  | 2016-08-12
Ilsung Moolsan Company Ltd. | Ilsung | commercial LED downlight | FRK9-22-830-EZ |  | Indoor | LED | Downlight Solid State Retrofit | 1950 | 23 | 87.7 |  | 3000K | 84 | 55000 | Continuously Dimmable,Damp Location Rated,0-10V Dimming |  | 2016-08-12
Ilsung Moolsan Company Ltd. | Ilsung | commercial LED downlight | FRK9-22-835-EZ |  | Indoor | LED | Downlight Solid State Retrofit | 1950 | 23 | 87.7 |  | 3500K | 84 | 55000 | Continuously Dimmable,Damp Location Rated,0-10V Dimming |  | 2016-08-12
Ilsung Moolsan Company Ltd. | Ilsung | commercial LED downlight | FRK9-22-840-EZ |  | Indoor | LED | Downlight Solid State Retrofit | 1950 | 23 | 87.7 |  | 4000/4100K | 84 | 55000 | Continuously Dimmable,Damp Location Rated,0-10V Dimming |  | 2016-08-12
Ilsung Moolsan Company Ltd. | Ilsung | commercial LED downlight | FRK9-22-850-EZ |  | Indoor | LED | Downlight Solid State Retrofit | 1950 | 23 | 87.7 |  | 5000K | 84 | 55000 | Continuously Dimmable,Damp Location Rated,0-10V Dimming |  | 2016-08-12
Ilsung Moolsan Company Ltd. | Ilsung | LED RETROFIT CONVERSION KIT | FRK9-23W-RM-CR-27 |  | Indoor | LED | Downlight Recessed | 1631 | 23 | 76.2 |  | 2700K | 82 | 40000 | Continuously Dimmable |  | 2016-03-16
Ilsung Moolsan Company Ltd. | Ilsung | LED RETROFIT CONVERSION KIT | FRK9-23W-RM-CR-30 |  | Indoor | LED | Downlight Recessed | 1712 | 23 | 90.4 |  | 3000K | 82 | 40000 | Continuously Dimmable |  | 2016-03-16
Ilsung Moolsan Company Ltd. | Ilsung | LED RETROFIT CONVERSION KIT | FRK9-23W-RM-CR-35 |  | Indoor | LED | Downlight Recessed | 1790 | 23 | 90.4 |  | 3500K | 82 | 40000 | Continuously Dimmable |  | 2016-03-16
Ilsung Moolsan Company Ltd. | Ilsung | LED RETROFIT CONVERSION KIT | FRK9-23W-RM-CR-40 |  | Indoor | LED | Downlight Recessed | 1850 | 23 | 90.4 |  | 4000/4100K | 82 | 40000 | Continuously Dimmable |  | 2016-03-16
Ilsung Moolsan Company Ltd. | Ilsung | LED RETROFIT CONVERSION KIT | FRK9-23W-RM-CR-50 |  | Indoor | LED | Downlight Recessed | 1892 | 23 | 90.4 |  | 5000K | 82 | 40000 | Continuously Dimmable |  | 2016-03-16
Ilsung Moolsan Company Ltd. | Ilsung | LED RETROFIT CONVERSION KIT | FRK9-30W-RM-CR-27 |  | Indoor | LED | Downlight Recessed | 2065 | 31.1 | 66.4 |  | 2700K | 81 | 40000 | Continuously Dimmable |  | 2016-03-14
Ilsung Moolsan Company Ltd. | Ilsung | LED RETROFIT CONVERSION KIT | FRK9-30W-RM-CR-30 |  | Indoor | LED | Downlight Recessed | 2168 | 31.1 | 81.8 |  | 3000K | 81 | 40000 | Continuously Dimmable |  | 2016-03-14
Ilsung Moolsan Company Ltd. | Ilsung | LED RETROFIT CONVERSION KIT | FRK9-30W-RM-CR-35 |  | Indoor | LED | Downlight Recessed | 2270 | 31.1 | 81.8 |  | 3500K | 81 | 40000 | Continuously Dimmable |  | 2016-03-14
Ilsung Moolsan Company Ltd. | Ilsung | LED RETROFIT CONVERSION KIT | FRK9-30W-RM-CR-40 |  | Indoor | LED | Downlight Recessed | 2390 | 31.1 | 81.8 |  | 4000/4100K | 81 | 40000 | Continuously Dimmable |  | 2016-03-14
Ilsung Moolsan Company Ltd. | Ilsung | LED RETROFIT CONVERSION KIT | FRK9-30W-RM-CR-50 |  | Indoor | LED | Downlight Recessed | 2432 | 31.1 | 81.8 |  | 5000K | 82 | 40000 | Continuously Dimmable |  | 2016-03-14
Ilsung Moolsan Company Ltd. | Ilsung | commercial LED downlight | FRK9-32-827-EZ |  | Indoor | LED | Downlight Solid State Retrofit | 2720 | 33 | 84.4 |  | 2700K | 84 | 47000 | Continuously Dimmable,Damp Location Rated,0-10V Dimming |  | 2016-08-12
Ilsung Moolsan Company Ltd. | Ilsung | commercial LED downlight | FRK9-32-830-EZ |  | Indoor | LED | Downlight Solid State Retrofit | 2720 | 33 | 84.4 |  | 3000K | 84 | 47000 | Continuously Dimmable,Damp Location Rated,0-10V Dimming |  | 2016-08-12
Ilsung Moolsan Company Ltd. | Ilsung | commercial LED downlight | FRK9-32-835-EZ |  | Indoor | LED | Downlight Solid State Retrofit | 2720 | 33 | 84.4 |  | 3500K | 84 | 47000 | Continuously Dimmable,Damp Location Rated,0-10V Dimming |  | 2016-08-12
Ilsung Moolsan Company Ltd. | Ilsung | commercial LED downlight | FRK9-32-840-EZ |  | Indoor | LED | Downlight Solid State Retrofit | 2720 | 33 | 84.4 |  | 4000/4100K | 84 | 47000 | Continuously Dimmable,Damp Location Rated,0-10V Dimming |  | 2016-08-12
Ilsung Moolsan Company Ltd. | Ilsung | commercial LED downlight | FRK9-32-850-EZ |  | Indoor | LED | Downlight Solid State Retrofit | 2720 | 33 | 84.4 |  | 5000K | 84 | 47000 | Continuously Dimmable,Damp Location Rated,0-10V Dimming |  | 2016-08-12
Ilsung Moolsan Company Ltd. | Ilsung | commercial LED downlight | FRK9-44-827-EZ |  | Indoor | LED | Downlight Solid State Retrofit | 3640 | 43 | 85.7 |  | 2700K | 84 | 55000 | Continuously Dimmable,Damp Location Rated,0-10V Dimming |  | 2016-08-12
Ilsung Moolsan Company Ltd. | Ilsung | commercial LED downlight | FRK9-44-830-EZ |  | Indoor | LED | Downlight Solid State Retrofit | 3640 | 43 | 85.7 |  | 3000K | 84 | 55000 | Continuously Dimmable,Damp Location Rated,0-10V Dimming |  | 2016-08-12
Ilsung Moolsan Company Ltd. | Ilsung | commercial LED downlight | FRK9-44-835-EZ |  | Indoor | LED | Downlight Solid State Retrofit | 3640 | 43 | 85.7 |  | 3500K | 84 | 55000 | Continuously Dimmable,Damp Location Rated,0-10V Dimming |  | 2016-08-12
Ilsung Moolsan Company Ltd. | Ilsung | commercial LED downlight | FRK9-44-840-EZ |  | Indoor | LED | Downlight Solid State Retrofit | 3640 | 43 | 85.7 |  | 4000/4100K | 84 | 55000 | Continuously Dimmable,Damp Location Rated,0-10V Dimming |  | 2016-08-12
Ilsung Moolsan Company Ltd. | Ilsung | commercial LED downlight | FRK9-44-850-EZ |  | Indoor | LED | Downlight Solid State Retrofit | 3640 | 43 | 85.7 |  | 5000K | 84 | 55000 | Continuously Dimmable,Damp Location Rated,0-10V Dimming |  | 2016-08-12
Ilsung Moolsan Company Ltd. | Ilsung | Led Retrofit Kit | ICED-304-LFR4-DOB-827 |  | Indoor | LED | Downlight Solid State Retrofit | 590 | 9 | 65.6 |  | 2700K | 82 | 50000 | Continuously Dimmable |  | 2016-06-20
Ilsung Moolsan Company Ltd. | Ilsung | Led Retrofit Kit | ICED-304-LFR4-DOB-830 |  | Indoor | LED | Downlight Solid State Retrofit | 590 | 9 | 65.6 |  | 3000K | 82 | 50000 | Continuously Dimmable |  | 2016-06-20
Ilsung Moolsan Company Ltd. | Ilsung | Led Retrofit Kit | ICED-304-LFR4-DOB-835 |  | Indoor | LED | Downlight Solid State Retrofit | 590 | 9 | 65.6 |  | 3500K | 82 | 50000 | Continuously Dimmable |  | 2016-06-20
Ilsung Moolsan Company Ltd. | Ilsung | Led Retrofit Kit | ICED-304-LFR4-DOB-840 |  | Indoor | LED | Downlight Solid State Retrofit | 590 | 9 | 65.6 |  | 4000/4100K | 82 | 50000 | Continuously Dimmable |  | 2016-06-20
Ilsung Moolsan Company Ltd. | Ilsung | Led Retrofit Kit | ICED-304-LFR4-DOB-850 |  | Indoor | LED | Downlight Solid State Retrofit | 590 | 9 | 65.6 |  | 5000K | 82 | 50000 | Continuously Dimmable |  | 2016-06-20
Ilsung Moolsan Company Ltd. | Ilsung | Led Retrofit Kit | ICED-304-LFR4-DOB-927 |  | Indoor | LED | Downlight Solid State Retrofit | 560 | 9 | 61.5 |  | 2700K | 93 | 50000 | Continuously Dimmable |  | 2016-06-20
Ilsung Moolsan Company Ltd. | Ilsung | Led Retrofit Kit | ICED-304-LFR4-DOB-930 |  | Indoor | LED | Downlight Solid State Retrofit | 560 | 9 | 61.5 |  | 3000K | 93 | 50000 | Continuously Dimmable |  | 2016-06-20
Ilsung Moolsan Company Ltd. | Ilsung | Led Retrofit Kit | ICED-304-LFR4-DOB-935 |  | Indoor | LED | Downlight Solid State Retrofit | 560 | 9 | 61.5 |  | 3500K | 93 | 50000 | Continuously Dimmable |  | 2016-06-20
Ilsung Moolsan Company Ltd. | Ilsung | Led Retrofit Kit | ICED-304-LFR4-DOB-940 |  | Indoor | LED | Downlight Solid State Retrofit | 560 | 9 | 61.5 |  | 4000/4100K | 93 | 50000 | Continuously Dimmable |  | 2016-06-20
Ilsung Moolsan Company Ltd. | Ilsung | Led Retrofit Kit | ICED-304-LFR4-DOB-950 |  | Indoor | LED | Downlight Solid State Retrofit | 560 | 9 | 61.5 |  | 5000K | 93 | 50000 | Continuously Dimmable |  | 2016-06-20
Ilsung Moolsan Company Ltd. | Ilsung | Led Retrofit Kit | ICED-304R-LFR4-DOB-827 |  | Indoor | LED | Downlight Solid State Retrofit | 590 | 9 | 65.6 |  | 2700K | 82 | 50000 | Continuously Dimmable |  | 2016-06-20
Ilsung Moolsan Company Ltd. | Ilsung | Led Retrofit Kit | ICED-304R-LFR4-DOB-830 |  | Indoor | LED | Downlight Solid State Retrofit | 590 | 9 | 65.6 |  | 3000K | 82 | 50000 | Continuously Dimmable |  | 2016-06-20
Ilsung Moolsan Company Ltd. | Ilsung | Led Retrofit Kit | ICED-304R-LFR4-DOB-835 |  | Indoor | LED | Downlight Solid State Retrofit | 590 | 9 | 65.6 |  | 3500K | 82 | 50000 | Continuously Dimmable |  | 2016-06-20
Ilsung Moolsan Company Ltd. | Ilsung | Led Retrofit Kit | ICED-304R-LFR4-DOB-840 |  | Indoor | LED | Downlight Solid State Retrofit | 590 | 9 | 65.6 |  | 4000/4100K | 82 | 50000 | Continuously Dimmable |  | 2016-06-20
Ilsung Moolsan Company Ltd. | Ilsung | Led Retrofit Kit | ICED-304R-LFR4-DOB-850 |  | Indoor | LED | Downlight Solid State Retrofit | 590 | 9 | 65.6 |  | 5000K | 82 | 50000 | Continuously Dimmable |  | 2016-06-20
Ilsung Moolsan Company Ltd. | Ilsung | Led Retrofit Kit | ICED-304R-LFR4-DOB-927 |  | Indoor | LED | Downlight Solid State Retrofit | 560 | 9 | 61.5 |  | 2700K | 93 | 50000 | Continuously Dimmable |  | 2016-06-20
Ilsung Moolsan Company Ltd. | Ilsung | Led Retrofit Kit | ICED-304R-LFR4-DOB-930 |  | Indoor | LED | Downlight Solid State Retrofit | 560 | 9 | 61.5 |  | 3000K | 93 | 50000 | Continuously Dimmable |  | 2016-06-20
Ilsung Moolsan Company Ltd. | Ilsung | Led Retrofit Kit | ICED-304R-LFR4-DOB-935 |  | Indoor | LED | Downlight Solid State Retrofit | 560 | 9 | 61.5 |  | 3500K | 93 | 50000 | Continuously Dimmable |  | 2016-06-20
Ilsung Moolsan Company Ltd. | Ilsung | Led Retrofit Kit | ICED-304R-LFR4-DOB-940 |  | Indoor | LED | Downlight Solid State Retrofit | 560 | 9 | 61.5 |  | 4000/4100K | 93 | 50000 | Continuously Dimmable |  | 2016-06-20
Ilsung Moolsan Company Ltd. | Ilsung | Led Retrofit Kit | ICED-304R-LFR4-DOB-950 |  | Indoor | LED | Downlight Solid State Retrofit | 560 | 9 | 61.5 |  | 5000K | 93 | 50000 | Continuously Dimmable |  | 2016-06-20
Ilsung Moolsan Company Ltd. | Ilsung | Led Retrofit Kit | ICED-306-LFR56-DOB-827 |  | Indoor | LED | Downlight Solid State Retrofit | 765 | 12.5 | 62.4 |  | 2700K | 82 | 50000 | Continuously Dimmable |  | 2016-07-15
Ilsung Moolsan Company Ltd. | Ilsung | Led Retrofit Kit | ICED-306-LFR56-DOB-830 |  | Indoor | LED | Downlight Solid State Retrofit | 765 | 12.5 | 62.4 |  | 3000K | 82 | 50000 | Continuously Dimmable |  | 2016-07-15
Ilsung Moolsan Company Ltd. | Ilsung | Led Retrofit Kit | ICED-306-LFR56-DOB-835 |  | Indoor | LED | Downlight Solid State Retrofit | 765 | 12.5 | 62.4 |  | 3500K | 82 | 50000 | Continuously Dimmable |  | 2016-07-15
Ilsung Moolsan Company Ltd. | Ilsung | Led Retrofit Kit | ICED-306-LFR56-DOB-840 |  | Indoor | LED | Downlight Solid State Retrofit | 765 | 12.5 | 62.4 |  | 4000/4100K | 82 | 50000 | Continuously Dimmable |  | 2016-07-15
Ilsung Moolsan Company Ltd. | Ilsung | Led Retrofit Kit | ICED-306-LFR56-DOB-850 |  | Indoor | LED | Downlight Solid State Retrofit | 765 | 12.5 | 62.4 |  | 5000K | 82 | 50000 | Continuously Dimmable |  | 2016-07-15
Ilsung Moolsan Company Ltd. | Ilsung | Led Retrofit Kit | ICED-306-LFR56-DOB-927 |  | Indoor | LED | Downlight Solid State Retrofit | 795 | 12.5 | 62.3 |  | 2700K | 92 | 50000 | Continuously Dimmable |  | 2016-06-17
Ilsung Moolsan Company Ltd. | Ilsung | Led Retrofit Kit | ICED-306-LFR56-DOB-930 |  | Indoor | LED | Downlight Solid State Retrofit | 795 | 12.5 | 62.3 |  | 3000K | 92 | 50000 | Continuously Dimmable |  | 2016-06-17
Ilsung Moolsan Company Ltd. | Ilsung | Led Retrofit Kit | ICED-306-LFR56-DOB-935 |  | Indoor | LED | Downlight Solid State Retrofit | 795 | 12.5 | 62.3 |  | 3500K | 92 | 50000 | Continuously Dimmable |  | 2016-06-17
Ilsung Moolsan Company Ltd. | Ilsung | Led Retrofit Kit | ICED-306-LFR56-DOB-940 |  | Indoor | LED | Downlight Solid State Retrofit | 795 | 12.5 | 62.3 |  | 4000/4100K | 92 | 50000 | Continuously Dimmable |  | 2016-06-17
Ilsung Moolsan Company Ltd. | Ilsung | Led Retrofit Kit | ICED-306-LFR56-DOB-950 |  | Indoor | LED | Downlight Solid State Retrofit | 795 | 12.5 | 62.3 |  | 5000K | 92 | 50000 | Continuously Dimmable |  | 2016-06-17
Ilsung Moolsan Company Ltd. | Ilsung | Led Retrofit Kit | ICED-306R-LFR56-DOB-827 |  | Indoor | LED | Downlight Solid State Retrofit | 765 | 12.5 | 62.4 |  | 2700K | 82 | 50000 | Continuously Dimmable |  | 2016-07-15
Ilsung Moolsan Company Ltd. | Ilsung | Led Retrofit Kit | ICED-306R-LFR56-DOB-830 |  | Indoor | LED | Downlight Solid State Retrofit | 765 | 12.5 | 62.4 |  | 3000K | 82 | 50000 | Continuously Dimmable |  | 2016-07-15
Ilsung Moolsan Company Ltd. | Ilsung | Led Retrofit Kit | ICED-306R-LFR56-DOB-835 |  | Indoor | LED | Downlight Solid State Retrofit | 765 | 12.5 | 62.4 |  | 3500K | 82 | 50000 | Continuously Dimmable |  | 2016-07-15
Ilsung Moolsan Company Ltd. | Ilsung | Led Retrofit Kit | ICED-306R-LFR56-DOB-840 |  | Indoor | LED | Downlight Solid State Retrofit | 765 | 12.5 | 62.4 |  | 4000/4100K | 82 | 50000 | Continuously Dimmable |  | 2016-07-15
Ilsung Moolsan Company Ltd. | Ilsung | Led Retrofit Kit | ICED-306R-LFR56-DOB-850 |  | Indoor | LED | Downlight Solid State Retrofit | 765 | 12.5 | 62.4 |  | 5000K | 82 | 50000 | Continuously Dimmable |  | 2016-07-15
Ilsung Moolsan Company Ltd. | Ilsung | Led Retrofit Kit | ICED-306R-LFR56-DOB-927 |  | Indoor | LED | Downlight Solid State Retrofit | 795 | 12.5 | 62.3 |  | 2700K | 92 | 50000 | Continuously Dimmable |  | 2016-06-17
Ilsung Moolsan Company Ltd. | Ilsung | Led Retrofit Kit | ICED-306R-LFR56-DOB-930 |  | Indoor | LED | Downlight Solid State Retrofit | 795 | 12.5 | 62.3 |  | 3000K | 92 | 50000 | Continuously Dimmable |  | 2016-06-17
Ilsung Moolsan Company Ltd. | Ilsung | Led Retrofit Kit | ICED-306R-LFR56-DOB-935 |  | Indoor | LED | Downlight Solid State Retrofit | 795 | 12.5 | 62.3 |  | 3500K | 92 | 50000 | Continuously Dimmable |  | 2016-06-17
Ilsung Moolsan Company Ltd. | Ilsung | Led Retrofit Kit | ICED-306R-LFR56-DOB-940 |  | Indoor | LED | Downlight Solid State Retrofit | 795 | 12.5 | 62.3 |  | 4000/4100K | 92 | 50000 | Continuously Dimmable |  | 2016-06-17
Ilsung Moolsan Company Ltd. | Ilsung | Led Retrofit Kit | ICED-306R-LFR56-DOB-950 |  | Indoor | LED | Downlight Solid State Retrofit | 795 | 12.5 | 62.3 |  | 5000K | 92 | 50000 | Continuously Dimmable |  | 2016-06-17
Ilsung Moolsan Company Ltd. | Ilsung | Led Retrofit Kit | ICED-7114-DOB-827 |  | Indoor | LED | Downlight Solid State Retrofit | 590 | 9 | 65.6 |  | 2700K | 82 | 50000 | Continuously Dimmable |  | 2016-06-20
Ilsung Moolsan Company Ltd. | Ilsung | Led Retrofit Kit | ICED-7114-DOB-830 |  | Indoor | LED | Downlight Solid State Retrofit | 590 | 9 | 65.6 |  | 3000K | 82 | 50000 | Continuously Dimmable |  | 2016-06-20
Ilsung Moolsan Company Ltd. | Ilsung | Led Retrofit Kit | ICED-7114-DOB-835 |  | Indoor | LED | Downlight Solid State Retrofit | 590 | 9 | 65.6 |  | 3500K | 82 | 50000 | Continuously Dimmable |  | 2016-06-20
Ilsung Moolsan Company Ltd. | Ilsung | Led Retrofit Kit | ICED-7114-DOB-840 |  | Indoor | LED | Downlight Solid State Retrofit | 590 | 9 | 65.6 |  | 4000/4100K | 82 | 50000 | Continuously Dimmable |  | 2016-06-20
Ilsung Moolsan Company Ltd. | Ilsung | Led Retrofit Kit | ICED-7114-DOB-850 |  | Indoor | LED | Downlight Solid State Retrofit | 590 | 9 | 65.6 |  | 5000K | 82 | 50000 | Continuously Dimmable |  | 2016-06-20
Ilsung Moolsan Company Ltd. | Ilsung | Led Retrofit Kit | ICED-7114-DOB-927 |  | Indoor | LED | Downlight Solid State Retrofit | 560 | 9 | 61.5 |  | 2700K | 93 | 50000 | Continuously Dimmable |  | 2016-06-20
Ilsung Moolsan Company Ltd. | Ilsung | Led Retrofit Kit | ICED-7114-DOB-930 |  | Indoor | LED | Downlight Solid State Retrofit | 560 | 9 | 61.5 |  | 3000K | 93 | 50000 | Continuously Dimmable |  | 2016-06-20
Ilsung Moolsan Company Ltd. | Ilsung | Led Retrofit Kit | ICED-7114-DOB-935 |  | Indoor | LED | Downlight Solid State Retrofit | 560 | 9 | 61.5 |  | 3500K | 93 | 50000 | Continuously Dimmable |  | 2016-06-20
Ilsung Moolsan Company Ltd. | Ilsung | Led Retrofit Kit | ICED-7114-DOB-940 |  | Indoor | LED | Downlight Solid State Retrofit | 560 | 9 | 61.5 |  | 4000/4100K | 93 | 50000 | Continuously Dimmable |  | 2016-06-20
Ilsung Moolsan Company Ltd. | Ilsung | Led Retrofit Kit | ICED-7114-DOB-950 |  | Indoor | LED | Downlight Solid State Retrofit | 560 | 9 | 61.5 |  | 5000K | 93 | 50000 | Continuously Dimmable |  | 2016-06-20
Ilsung Moolsan Company Ltd. | Ilsung | Led Retrofit Kit | ICED-7116-DOB-827 |  | Indoor | LED | Downlight Solid State Retrofit | 765 | 12.5 | 62.4 |  | 2700K | 82 | 50000 | Continuously Dimmable |  | 2016-07-15
Ilsung Moolsan Company Ltd. | Ilsung | Led Retrofit Kit | ICED-7116-DOB-830 |  | Indoor | LED | Downlight Solid State Retrofit | 765 | 12.5 | 62.4 |  | 3000K | 82 | 50000 | Continuously Dimmable |  | 2016-07-15
Ilsung Moolsan Company Ltd. | Ilsung | Led Retrofit Kit | ICED-7116-DOB-835 |  | Indoor | LED | Downlight Solid State Retrofit | 765 | 12.5 | 62.4 |  | 3500K | 82 | 50000 | Continuously Dimmable |  | 2016-07-15
Ilsung Moolsan Company Ltd. | Ilsung | Led Retrofit Kit | ICED-7116-DOB-840 |  | Indoor | LED | Downlight Solid State Retrofit | 765 | 12.5 | 62.4 |  | 4000/4100K | 82 | 50000 | Continuously Dimmable |  | 2016-07-15
Ilsung Moolsan Company Ltd. | Ilsung | Led Retrofit Kit | ICED-7116-DOB-850 |  | Indoor | LED | Downlight Solid State Retrofit | 765 | 12.5 | 62.4 |  | 5000K | 82 | 50000 | Continuously Dimmable |  | 2016-07-15
Ilsung Moolsan Company Ltd. | Ilsung | Led Retrofit Kit | ICED-7116-DOB-927 |  | Indoor | LED | Downlight Solid State Retrofit | 795 | 12.5 | 62.3 |  | 2700K | 92 | 50000 | Continuously Dimmable |  | 2016-06-17
Ilsung Moolsan Company Ltd. | Ilsung | Led Retrofit Kit | ICED-7116-DOB-930 |  | Indoor | LED | Downlight Solid State Retrofit | 795 | 12.5 | 62.3 |  | 3000K | 92 | 50000 | Continuously Dimmable |  | 2016-06-17
Ilsung Moolsan Company Ltd. | Ilsung | Led Retrofit Kit | ICED-7116-DOB-935 |  | Indoor | LED | Downlight Solid State Retrofit | 795 | 12.5 | 62.3 |  | 3500K | 92 | 50000 | Continuously Dimmable |  | 2016-06-17
Ilsung Moolsan Company Ltd. | Ilsung | Led Retrofit Kit | ICED-7116-DOB-940 |  | Indoor | LED | Downlight Solid State Retrofit | 795 | 12.5 | 62.3 |  | 4000/4100K | 92 | 50000 | Continuously Dimmable |  | 2016-06-17
Ilsung Moolsan Company Ltd. | Ilsung | Led Retrofit Kit | ICED-7116-DOB-950 |  | Indoor | LED | Downlight Solid State Retrofit | 795 | 12.5 | 62.3 |  | 5000K | 92 | 50000 | Continuously Dimmable |  | 2016-06-17
Ilsung Moolsan Company Ltd. | Ilsung | Led Retrofit Kit | LFR4-DOB-827 |  | Indoor | LED | Downlight Solid State Retrofit | 590 | 9 | 65.6 |  | 2700K | 82 | 50000 | Continuously Dimmable |  | 2016-06-20
Ilsung Moolsan Company Ltd. | Ilsung | Led Retrofit Kit | LFR4-DOB-830 |  | Indoor | LED | Downlight Solid State Retrofit | 590 | 9 | 65.6 |  | 3000K | 82 | 50000 | Continuously Dimmable |  | 2016-06-20
Ilsung Moolsan Company Ltd. | Ilsung | Led Retrofit Kit | LFR4-DOB-835 |  | Indoor | LED | Downlight Solid State Retrofit | 590 | 9 | 65.6 |  | 3500K | 82 | 50000 | Continuously Dimmable |  | 2016-06-20
Ilsung Moolsan Company Ltd. | Ilsung | Led Retrofit Kit | LFR4-DOB-840 |  | Indoor | LED | Downlight Solid State Retrofit | 590 | 9 | 65.6 |  | 4000/4100K | 82 | 50000 | Continuously Dimmable |  | 2016-06-20
Ilsung Moolsan Company Ltd. | Ilsung | Led Retrofit Kit | LFR4-DOB-850 |  | Indoor | LED | Downlight Solid State Retrofit | 590 | 9 | 65.6 |  | 5000K | 82 | 50000 | Continuously Dimmable |  | 2016-06-20
Ilsung Moolsan Company Ltd. | Ilsung | Led Retrofit Kit | LFR4-DOB-927 |  | Indoor | LED | Downlight Solid State Retrofit | 560 | 9 | 61.5 |  | 2700K | 93 | 50000 | Continuously Dimmable |  | 2016-06-20
Ilsung Moolsan Company Ltd. | Ilsung | Led Retrofit Kit | LFR4-DOB-930 |  | Indoor | LED | Downlight Solid State Retrofit | 560 | 9 | 61.5 |  | 3000K | 93 | 50000 | Continuously Dimmable |  | 2016-06-20
Ilsung Moolsan Company Ltd. | Ilsung | Led Retrofit Kit | LFR4-DOB-935 |  | Indoor | LED | Downlight Solid State Retrofit | 560 | 9 | 61.5 |  | 3500K | 93 | 50000 | Continuously Dimmable |  | 2016-06-20
Ilsung Moolsan Company Ltd. | Ilsung | Led Retrofit Kit | LFR4-DOB-940 |  | Indoor | LED | Downlight Solid State Retrofit | 560 | 9 | 61.5 |  | 4000/4100K | 93 | 50000 | Continuously Dimmable |  | 2016-06-20
Ilsung Moolsan Company Ltd. | Ilsung | Led Retrofit Kit | LFR4-DOB-950 |  | Indoor | LED | Downlight Solid State Retrofit | 560 | 9 | 61.5 |  | 5000K | 93 | 50000 | Continuously Dimmable |  | 2016-06-20
Ilsung Moolsan Company Ltd. | Ilsung | Led Retrofit Kit | LFR56-DOB-827 |  | Indoor | LED | Downlight Solid State Retrofit | 765 | 12.5 | 62.4 |  | 2700K | 82 | 50000 | Continuously Dimmable |  | 2016-07-15
Ilsung Moolsan Company Ltd. | Ilsung | Led Retrofit Kit | LFR56-DOB-830 |  | Indoor | LED | Downlight Solid State Retrofit | 765 | 12.5 | 62.4 |  | 3000K | 82 | 50000 | Continuously Dimmable |  | 2016-07-15
Ilsung Moolsan Company Ltd. | Ilsung | Led Retrofit Kit | LFR56-DOB-835 |  | Indoor | LED | Downlight Solid State Retrofit | 765 | 12.5 | 62.4 |  | 3500K | 82 | 50000 | Continuously Dimmable |  | 2016-07-15
Ilsung Moolsan Company Ltd. | Ilsung | Led Retrofit Kit | LFR56-DOB-840 |  | Indoor | LED | Downlight Solid State Retrofit | 765 | 12.5 | 62.4 |  | 4000/4100K | 82 | 50000 | Continuously Dimmable |  | 2016-07-15
Ilsung Moolsan Company Ltd. | Ilsung | Led Retrofit Kit | LFR56-DOB-850 |  | Indoor | LED | Downlight Solid State Retrofit | 765 | 12.5 | 62.4 |  | 5000K | 82 | 50000 | Continuously Dimmable |  | 2016-07-15
Ilsung Moolsan Company Ltd. | Ilsung | Led Retrofit Kit | LFR56-DOB-927 |  | Indoor | LED | Downlight Solid State Retrofit | 795 | 12.5 | 62.3 |  | 2700K | 92 | 50000 | Continuously Dimmable |  | 2016-06-17
Ilsung Moolsan Company Ltd. | Ilsung | Led Retrofit Kit | LFR56-DOB-930 |  | Indoor | LED | Downlight Solid State Retrofit | 795 | 12.5 | 62.3 |  | 3000K | 92 | 50000 | Continuously Dimmable |  | 2016-06-17
Ilsung Moolsan Company Ltd. | Ilsung | Led Retrofit Kit | LFR56-DOB-935 |  | Indoor | LED | Downlight Solid State Retrofit | 795 | 12.5 | 62.3 |  | 3500K | 92 | 50000 | Continuously Dimmable |  | 2016-06-17
Ilsung Moolsan Company Ltd. | Ilsung | Led Retrofit Kit | LFR56-DOB-940 |  | Indoor | LED | Downlight Solid State Retrofit | 795 | 12.5 | 62.3 |  | 4000/4100K | 92 | 50000 | Continuously Dimmable |  | 2016-06-17
Ilsung Moolsan Company Ltd. | Ilsung | Led Retrofit Kit | LFR56-DOB-950 |  | Indoor | LED | Downlight Solid State Retrofit | 795 | 12.5 | 62.3 |  | 5000K | 92 | 50000 | Continuously Dimmable |  | 2016-06-17
Ilsung Moolsan Company Ltd. | Ilsung | LED Slim Round Disk Light | RFR5-12-827 |  | Indoor | LED | Downlight Recessed | 787 | 12.4 | 63.7 |  | 2700K | 83 | 36000 | Continuously Dimmable |  | 2016-09-07
Ilsung Moolsan Company Ltd. | Ilsung | LED Slim Round Disk Light | RFR5-12-830 | LED Slim Round Disk Light,93029291, | Indoor | LED | Downlight Recessed | 787 | 12.4 | 63.7 |  | 3000K | 83 | 36000 | Continuously Dimmable |  | 2016-09-07
Ilsung Moolsan Company Ltd. | Ilsung | LED Slim Round Disk Light | RFR5-12-835 |  | Indoor | LED | Downlight Recessed | 787 | 12.4 | 63.7 |  | 3500K | 83 | 36000 | Continuously Dimmable |  | 2016-09-07
Ilsung Moolsan Company Ltd. | Ilsung | LED Slim Round Disk Light | RFR5-12-840 |  | Indoor | LED | Downlight Recessed | 787 | 12.4 | 63.7 |  | 4000/4100K | 83 | 36000 | Continuously Dimmable |  | 2016-09-07
Ilsung Moolsan Company Ltd. | Ilsung | LED Slim Round Disk Light | RFR5-12-850 |  | Indoor | LED | Downlight Recessed | 787 | 12.4 | 63.7 |  | 5000K | 83 | 36000 | Continuously Dimmable |  | 2016-09-07
Ilsung Moolsan Company Ltd. | Ilsung | LED Slim Round Disk Light | RFR5-12-927 |  | Indoor | LED | Downlight Recessed | 722 | 12 | 60.4 |  | 2700K | 92 | 36000 | Continuously Dimmable |  | 2016-09-07
Ilsung Moolsan Company Ltd. | Ilsung | LED Slim Round Disk Light | RFR5-12-930 |  | Indoor | LED | Downlight Recessed | 722 | 12 | 60.4 |  | 3000K | 92 | 36000 | Continuously Dimmable |  | 2016-09-07
Ilsung Moolsan Company Ltd. | Ilsung | LED Slim Round Disk Light | RFR5-12-935 |  | Indoor | LED | Downlight Recessed | 722 | 12 | 60.4 |  | 3500K | 92 | 36000 | Continuously Dimmable |  | 2016-09-07
Ilsung Moolsan Company Ltd. | Ilsung | LED Slim Round Disk Light | RFR5-12-940 |  | Indoor | LED | Downlight Recessed | 722 | 12 | 60.4 |  | 4000/4100K | 92 | 36000 | Continuously Dimmable |  | 2016-09-07
Ilsung Moolsan Company Ltd. | Ilsung | LED Slim Round Disk Light | RFR5-12-950 |  | Indoor | LED | Downlight Recessed | 722 | 12 | 60.4 |  | 5000K | 92 | 36000 | Continuously Dimmable |  | 2016-09-07
Ilsung Moolsan Company Ltd. | Ilsung | LED Slim Round Disk Light | RFR7-14-827 |  | Indoor | LED | Downlight Recessed | 1053 | 14.1 | 74.9 |  | 2700K | 83 | 36000 | Continuously Dimmable |  | 2016-09-07
Ilsung Moolsan Company Ltd. | Ilsung | LED Slim Round Disk Light | RFR7-14-830 |  | Indoor | LED | Downlight Recessed | 1053 | 14.1 | 74.9 |  | 3000K | 83 | 36000 | Continuously Dimmable |  | 2016-09-07
Ilsung Moolsan Company Ltd. | Ilsung | LED Slim Round Disk Light | RFR7-14-835 |  | Indoor | LED | Downlight Recessed | 1053 | 14.1 | 74.9 |  | 3500K | 83 | 36000 | Continuously Dimmable |  | 2016-09-07
Ilsung Moolsan Company Ltd. | Ilsung | LED Slim Round Disk Light | RFR7-14-840 |  | Indoor | LED | Downlight Recessed | 1053 | 14.1 | 74.9 |  | 4000/4100K | 83 | 36000 | Continuously Dimmable |  | 2016-09-07
Ilsung Moolsan Company Ltd. | Ilsung | LED Slim Round Disk Light | RFR7-14-850 |  | Indoor | LED | Downlight Recessed | 1053 | 14.1 | 74.9 |  | 5000K | 83 | 36000 | Continuously Dimmable |  | 2016-09-07
Ilsung Moolsan Company Ltd. | Ilsung | LED Slim Round Disk Light | RFR7-14-927 |  | Indoor | LED | Downlight Recessed | 920 | 14 | 65.8 |  | 2700K | 93 | 36000 | Continuously Dimmable |  | 2016-08-26
Ilsung Moolsan Company Ltd. | Ilsung | LED Slim Round Disk Light | RFR7-14-930 |  | Indoor | LED | Downlight Recessed | 920 | 14 | 65.8 |  | 3000K | 93 | 36000 | Continuously Dimmable |  | 2016-08-26
Ilsung Moolsan Company Ltd. | Ilsung | LED Slim Round Disk Light | RFR7-14-935 |  | Indoor | LED | Downlight Recessed | 920 | 14 | 65.8 |  | 3500K | 93 | 36000 | Continuously Dimmable |  | 2016-08-26
Ilsung Moolsan Company Ltd. | Ilsung | LED Slim Round Disk Light | RFR7-14-940 |  | Indoor | LED | Downlight Recessed | 920 | 14 | 65.8 |  | 4000/4100K | 93 | 36000 | Continuously Dimmable |  | 2016-08-26
Ilsung Moolsan Company Ltd. | Ilsung | LED Slim Round Disk Light | RFR7-14-950 |  | Indoor | LED | Downlight Recessed | 920 | 14 | 65.8 |  | 5000K | 93 | 36000 | Continuously Dimmable |  | 2016-08-26
Ilsung Moolsan Company Ltd. | Ilsung | LED Low Profile Square Light | SFR4-10-827 |  | Indoor | LED | Downlight Recessed | 640 | 10 | 64.1 |  | 2700K | 81 | 36000 | Continuously Dimmable |  | 2016-08-29
Ilsung Moolsan Company Ltd. | Ilsung | LED Low Profile Square Light | SFR4-10-830 |  | Indoor | LED | Downlight Recessed | 640 | 10 | 64.1 |  | 3000K | 81 | 36000 | Continuously Dimmable |  | 2016-08-29
Ilsung Moolsan Company Ltd. | Ilsung | LED Low Profile Square Light | SFR4-10-835 |  | Indoor | LED | Downlight Recessed | 640 | 10 | 64.1 |  | 3500K | 81 | 36000 | Continuously Dimmable |  | 2016-08-29
Ilsung Moolsan Company Ltd. | Ilsung | LED Low Profile Square Light | SFR4-10-840 |  | Indoor | LED | Downlight Recessed | 640 | 10 | 64.1 |  | 4000/4100K | 81 | 36000 | Continuously Dimmable |  | 2016-08-29
Ilsung Moolsan Company Ltd. | Ilsung | LED Low Profile Square Light | SFR4-10-850 |  | Indoor | LED | Downlight Recessed | 640 | 10 | 64.1 |  | 5000K | 81 | 36000 | Continuously Dimmable |  | 2016-08-29
Ilsung Moolsan Company Ltd. | Ilsung | LED Low Profile Square Light | SFR6-15-827 |  | Indoor | LED | Downlight Recessed | 923 | 15 | 62.5 |  | 2700K | 81 | 36000 | Continuously Dimmable |  | 2016-08-29
Ilsung Moolsan Company Ltd. | Ilsung | LED Low Profile Square Light | SFR6-15-830 | LED Low Profile Square Light,93029327, | Indoor | LED | Downlight Recessed | 923 | 15 | 62.5 |  | 3000K | 81 | 36000 | Continuously Dimmable |  | 2016-08-29
Ilsung Moolsan Company Ltd. | Ilsung | LED Low Profile Square Light | SFR6-15-835 |  | Indoor | LED | Downlight Recessed | 923 | 15 | 62.5 |  | 3500K | 81 | 36000 | Continuously Dimmable |  | 2016-08-29
Ilsung Moolsan Company Ltd. | Ilsung | LED Low Profile Square Light | SFR6-15-840 |  | Indoor | LED | Downlight Recessed | 923 | 15 | 62.5 |  | 4000/4100K | 81 | 36000 | Continuously Dimmable |  | 2016-08-29
Ilsung Moolsan Company Ltd. | Ilsung | LED Low Profile Square Light | SFR6-15-850 |  | Indoor | LED | Downlight Recessed | 923 | 15 | 62.5 |  | 5000K | 81 | 36000 | Continuously Dimmable |  | 2016-08-29
Ilsung Moolsan Company Ltd. | Ilsung | LED Low Profile Square Light | SFR6-15-927 |  | Indoor | LED | Downlight Recessed | 907 | 15 | 62.7 |  | 2700K | 91 | 36000 | Continuously Dimmable |  | 2016-08-29
Ilsung Moolsan Company Ltd. | Ilsung | LED Low Profile Square Light | SFR6-15-930 |  | Indoor | LED | Downlight Recessed | 907 | 15 | 62.7 |  | 3000K | 91 | 36000 | Continuously Dimmable |  | 2016-08-29
Ilsung Moolsan Company Ltd. | Ilsung | LED Low Profile Square Light | SFR6-15-935 |  | Indoor | LED | Downlight Recessed | 907 | 15 | 62.7 |  | 3500K | 91 | 36000 | Continuously Dimmable |  | 2016-08-29
Ilsung Moolsan Company Ltd. | Ilsung | LED Low Profile Square Light | SFR6-15-940 |  | Indoor | LED | Downlight Recessed | 907 | 15 | 62.7 |  | 4000/4100K | 91 | 36000 | Continuously Dimmable |  | 2016-08-29
Ilsung Moolsan Company Ltd. | Ilsung | LED Low Profile Square Light | SFR6-15-950 |  | Indoor | LED | Downlight Recessed | 907 | 15 | 62.7 |  | 5000K | 91 | 36000 | Continuously Dimmable |  | 2016-08-29
Ilsung Moolsan Company Ltd. | Ilsung | LED Downlight | DLED-166-20-935_TML-169RLSF-M-HC1 |  | Indoor | LED | Downlight Recessed | 1724 | 24 | 77 |  | 3500K | 92 | 50000 | Continuously Dimmable |  | 2016-08-03
Ilsung Moolsan Company Ltd. | Ilsung | LED Downlight | DLED-186R-23W-RM-40 |  | Indoor | LED | Downlight Recessed | 1820 | 23 | 88.7 |  | 4000/4100K | 81 | 40000 | Continuously Dimmable |  | 2016-03-16
Ilsung Moolsan Company Ltd. | Ilsung | LED Downlight | DLED-166-15-927_TML-169RLSF-W-HC1 |  | Indoor | LED | Downlight Recessed | 1000 | 15 | 71.7 |  | 2700K | 92 | 50000 | Continuously Dimmable |  | 2016-08-03
Ilsung Moolsan Company Ltd. | Ilsung | LED Downlight | DLED-166-15-930_TML-169RLSF-M-HC1 |  | Indoor | LED | Downlight Recessed | 1000 | 15 | 71.7 |  | 3000K | 92 | 50000 | Continuously Dimmable |  | 2016-08-03
Ilsung Moolsan Company Ltd. | Ilsung | LED Downlight | DLED-166-15-930_TML-169RLSF-N-HC1 |  | Indoor | LED | Downlight Recessed | 1000 | 15 | 71.7 |  | 3000K | 92 | 50000 | Continuously Dimmable |  | 2016-08-03
Ilsung Moolsan Company Ltd. | Ilsung | LED Downlight | DLED-166-15-930_TML-169RLSF-W-HC1 |  | Indoor | LED | Downlight Recessed | 1000 | 15 | 71.7 |  | 3000K | 92 | 50000 | Continuously Dimmable |  | 2016-08-03
Ilsung Moolsan Company Ltd. | Ilsung | LED Downlight | DLED-166-15-935_TML-169RLSF-M-HC1 |  | Indoor | LED | Downlight Recessed | 1000 | 15 | 71.7 |  | 3500K | 92 | 50000 | Continuously Dimmable |  | 2016-08-03
Ilsung Moolsan Company Ltd. | Ilsung | LED Downlight | DLED-166-15-935_TML-169RLSF-N-HC1 |  | Indoor | LED | Downlight Recessed | 1000 | 15 | 71.7 |  | 3500K | 92 | 50000 | Continuously Dimmable |  | 2016-08-03
Ilsung Moolsan Company Ltd. | Ilsung | LED Downlight | DLED-166-15-935_TML-169RLSF-W-HC1 |  | Indoor | LED | Downlight Recessed | 1000 | 15 | 71.7 |  | 3500K | 92 | 50000 | Continuously Dimmable |  | 2016-08-03
Ilsung Moolsan Company Ltd. | Ilsung | LED Downlight | DLED-166-15-940_TML-169RLSF-M-HC1 |  | Indoor | LED | Downlight Recessed | 1000 | 15 | 71.7 |  | 4000/4100K | 92 | 50000 | Continuously Dimmable |  | 2016-08-03
Ilsung Moolsan Company Ltd. | Ilsung | LED Downlight | DLED-166-15-940_TML-169RLSF-N-HC1 |  | Indoor | LED | Downlight Recessed | 1000 | 15 | 71.7 |  | 4000/4100K | 92 | 50000 | Continuously Dimmable |  | 2016-08-03
Ilsung Moolsan Company Ltd. | Ilsung | LED Downlight | DLED-166-15-940_TML-169RLSF-W-HC1 |  | Indoor | LED | Downlight Recessed | 1000 | 15 | 71.7 |  | 4000/4100K | 92 | 50000 | Continuously Dimmable |  | 2016-08-03
Ilsung Moolsan Company Ltd. | Ilsung | LED Downlight | DLED-166-20-927_TML-169RLSF-M-HC1 |  | Indoor | LED | Downlight Recessed | 1724 | 24 | 77 |  | 2700K | 92 | 50000 | Continuously Dimmable |  | 2016-08-03
Ilsung Moolsan Company Ltd. | Ilsung | LED Downlight | DLED-166-20-927_TML-169RLSF-N-HC1 |  | Indoor | LED | Downlight Recessed | 1724 | 24 | 77 |  | 2700K | 92 | 50000 | Continuously Dimmable |  | 2016-08-03
Ilsung Moolsan Company Ltd. | Ilsung | LED Downlight | DLED-166-20-927_TML-169RLSF-W-HC1 |  | Indoor | LED | Downlight Recessed | 1724 | 24 | 77 |  | 2700K | 92 | 50000 | Continuously Dimmable |  | 2016-08-03
Ilsung Moolsan Company Ltd. | Ilsung | LED Downlight | DLED-166-20-930_TML-169RLSF-M-HC1 |  | Indoor | LED | Downlight Recessed | 1724 | 24 | 77 |  | 3000K | 92 | 50000 | Continuously Dimmable |  | 2016-08-03
Ilsung Moolsan Company Ltd. | Ilsung | LED Downlight | DLED-166-20-930_TML-169RLSF-N-HC1 |  | Indoor | LED | Downlight Recessed | 1724 | 24 | 77 |  | 3000K | 92 | 50000 | Continuously Dimmable |  | 2016-08-03
Ilsung Moolsan Company Ltd. | Ilsung | LED Downlight | DLED-166-20-930_TML-169RLSF-W-HC1 |  | Indoor | LED | Downlight Recessed | 1724 | 24 | 77 |  | 3000K | 92 | 50000 | Continuously Dimmable |  | 2016-08-03
Ilsung Moolsan Company Ltd. | Ilsung | LED Downlight | DLED-166-20-935_TML-169RLSF-N-HC1 |  | Indoor | LED | Downlight Recessed | 1724 | 24 | 77 |  | 3500K | 92 | 50000 | Continuously Dimmable |  | 2016-08-03
Ilsung Moolsan Company Ltd. | Ilsung | LED Downlight | DLED-166-20-935_TML-169RLSF-W-HC1 |  | Indoor | LED | Downlight Recessed | 1724 | 24 | 77 |  | 3500K | 92 | 50000 | Continuously Dimmable |  | 2016-08-03
Ilsung Moolsan Company Ltd. | Ilsung | LED Downlight | DLED-166-20-940_TML-169RLSF-M-HC1 |  | Indoor | LED | Downlight Recessed | 1724 | 24 | 77 |  | 4000/4100K | 92 | 50000 | Continuously Dimmable |  | 2016-08-03
Ilsung Moolsan Company Ltd. | Ilsung | LED Downlight | DLED-166-20-940_TML-169RLSF-N-HC1 |  | Indoor | LED | Downlight Recessed | 1724 | 24 | 77 |  | 4000/4100K | 92 | 50000 | Continuously Dimmable |  | 2016-08-03
Ilsung Moolsan Company Ltd. | Ilsung | LED Downlight | DLED-166-20-940_TML-169RLSF-W-HC1 |  | Indoor | LED | Downlight Recessed | 1724 | 24 | 77 |  | 4000/4100K | 92 | 50000 | Continuously Dimmable |  | 2016-08-03
Ilsung Moolsan Company Ltd. | Ilsung | LED Downlight | DLED-186-70-935_TML-189RLSF-M-HC1 |  | Indoor | LED | Downlight Recessed | 5044 | 72 | 70.7 |  | 3500K | 91 | 35000 | Continuously Dimmable |  | 2016-08-03
Ilsung Moolsan Company Ltd. | Ilsung | LED Downlight | DLED-186-70-935_TML-189RLSF-N-HC1 |  | Indoor | LED | Downlight Recessed | 5044 | 72 | 70.7 |  | 3500K | 91 | 35000 | Continuously Dimmable |  | 2016-08-03
Ilsung Moolsan Company Ltd. | Ilsung | LED Downlight | DLED-186-70-935_TML-189RLSF-W-HC1 |  | Indoor | LED | Downlight Recessed | 5044 | 72 | 70.7 |  | 3500K | 91 | 35000 | Continuously Dimmable |  | 2016-08-03
Ilsung Moolsan Company Ltd. | Ilsung | LED Downlight | DLED-186-70-940_TML-189RLSF-M-HC1 |  | Indoor | LED | Downlight Recessed | 5044 | 72 | 70.7 |  | 4000/4100K | 91 | 35000 | Continuously Dimmable |  | 2016-08-03
Ilsung Moolsan Company Ltd. | Ilsung | LED Downlight | DLED-186-70-940_TML-189RLSF-N-HC1 |  | Indoor | LED | Downlight Recessed | 5044 | 72 | 70.7 |  | 4000/4100K | 91 | 35000 | Continuously Dimmable |  | 2016-08-03
Ilsung Moolsan Company Ltd. | Ilsung | LED Downlight | DLED-186-70-940_TML-189RLSF-W-HC1 |  | Indoor | LED | Downlight Recessed | 5044 | 72 | 70.7 |  | 4000/4100K | 91 | 35000 | Continuously Dimmable |  | 2016-08-03
Ilsung Moolsan Company Ltd. | Ilsung | LED Downlight | DLED-186-90-927_TML-189RLSF-M-HC1 |  | Indoor | LED | Downlight Recessed | 5768 | 90 | 68.3 |  | 2700K | 92 | 35000 | Continuously Dimmable |  | 2016-08-03
Ilsung Moolsan Company Ltd. | Ilsung | LED Downlight | DLED-186-90-927_TML-189RLSF-N-HC1 |  | Indoor | LED | Downlight Recessed | 5768 | 90 | 68.3 |  | 2700K | 92 | 35000 | Continuously Dimmable |  | 2016-08-03
Ilsung Moolsan Company Ltd. | Ilsung | LED Downlight | DLED-186-90-927_TML-189RLSF-W-HC1 |  | Indoor | LED | Downlight Recessed | 5768 | 90 | 68.3 |  | 2700K | 92 | 35000 | Continuously Dimmable |  | 2016-08-03
Ilsung Moolsan Company Ltd. | Ilsung | LED Downlight | DLED-186-90-927_TML-189RLSF-WW-HC1 |  | Indoor | LED | Downlight Recessed | 5768 | 90 | 68.3 |  | 2700K | 92 | 35000 | Continuously Dimmable |  | 2016-08-03
Ilsung Moolsan Company Ltd. | Ilsung | LED Downlight | DLED-186-90-930_TML-189RLSF-M-HC1 |  | Indoor | LED | Downlight Recessed | 5768 | 90 | 68.3 |  | 3000K | 92 | 35000 | Continuously Dimmable |  | 2016-08-03
Ilsung Moolsan Company Ltd. | Ilsung | LED Downlight | DLED-186-90-930_TML-189RLSF-N-HC1 |  | Indoor | LED | Downlight Recessed | 5768 | 90 | 68.3 |  | 3000K | 92 | 35000 | Continuously Dimmable |  | 2016-08-03
Ilsung Moolsan Company Ltd. | Ilsung | LED Downlight | DLED-186-90-930_TML-189RLSF-W-HC1 |  | Indoor | LED | Downlight Recessed | 5768 | 90 | 68.3 |  | 3000K | 92 | 35000 | Continuously Dimmable |  | 2016-08-03
Ilsung Moolsan Company Ltd. | Ilsung | LED Downlight | DLED-186-90-930_TML-189RLSF-WW-HC1 |  | Indoor | LED | Downlight Recessed | 5768 | 90 | 68.3 |  | 3000K | 92 | 35000 | Continuously Dimmable |  | 2016-08-03
Ilsung Moolsan Company Ltd. | Ilsung | LED Downlight | DLED-186-90-935_TML-189RLSF-M-HC1 |  | Indoor | LED | Downlight Recessed | 5768 | 90 | 68.3 |  | 3500K | 92 | 35000 | Continuously Dimmable |  | 2016-08-03
Ilsung Moolsan Company Ltd. | Ilsung | LED Downlight | DLED-186-90-935_TML-189RLSF-N-HC1 |  | Indoor | LED | Downlight Recessed | 5768 | 90 | 68.3 |  | 3500K | 92 | 35000 | Continuously Dimmable |  | 2016-08-03
Ilsung Moolsan Company Ltd. | Ilsung | LED Downlight | DLED-186-90-935_TML-189RLSF-W-HC1 |  | Indoor | LED | Downlight Recessed | 5768 | 90 | 68.3 |  | 3500K | 92 | 35000 | Continuously Dimmable |  | 2016-08-03
Ilsung Moolsan Company Ltd. | Ilsung | LED Downlight | DLED-186-90-935_TML-189RLSF-WW-HC1 |  | Indoor | LED | Downlight Recessed | 5768 | 90 | 68.3 |  | 3500K | 92 | 35000 | Continuously Dimmable |  | 2016-08-03
Ilsung Moolsan Company Ltd. | Ilsung | LED Downlight | DLED-186-90-940_TML-189RLSF-M-HC1 |  | Indoor | LED | Downlight Recessed | 5768 | 90 | 68.3 |  | 4000/4100K | 92 | 35000 | Continuously Dimmable |  | 2016-08-03
Ilsung Moolsan Company Ltd. | Ilsung | LED Downlight | DLED-186-90-940_TML-189RLSF-N-HC1 |  | Indoor | LED | Downlight Recessed | 5768 | 90 | 68.3 |  | 4000/4100K | 92 | 35000 | Continuously Dimmable |  | 2016-08-03
Ilsung Moolsan Company Ltd. | Ilsung | LED Downlight | DLED-186-90-940_TML-189RLSF-W-HC1 |  | Indoor | LED | Downlight Recessed | 5768 | 90 | 68.3 |  | 4000/4100K | 92 | 35000 | Continuously Dimmable |  | 2016-08-03
Ilsung Moolsan Company Ltd. | Ilsung | LED Downlight | DLED-186-90-940_TML-189RLSF-WW-HC1 |  | Indoor | LED | Downlight Recessed | 5768 | 90 | 68.3 |  | 4000/4100K | 92 | 35000 | Continuously Dimmable |  | 2016-08-03
Ilsung Moolsan Company Ltd. | Ilsung | commercial LED downlight | DLED-166-22-830-EZ |  | Indoor | LED | Downlight Recessed | 1950 | 23 | 87.7 |  | 3000K | 84 | 55000 | Continuously Dimmable,Damp Location Rated,0-10V Dimming |  | 2016-08-12
Ilsung Moolsan Company Ltd. | Ilsung | commercial LED downlight | DLED-166-22-827-EZ |  | Indoor | LED | Downlight Recessed | 1950 | 23 | 87.7 |  | 2700K | 84 | 55000 | Continuously Dimmable,Damp Location Rated,0-10V Dimming |  | 2016-08-12
Ilsung Moolsan Company Ltd. | Ilsung | commercial LED downlight | DLED-166-22-835-EZ |  | Indoor | LED | Downlight Recessed | 1950 | 23 | 87.7 |  | 3500K | 84 | 55000 | Continuously Dimmable,Damp Location Rated,0-10V Dimming |  | 2016-08-12
Ilsung Moolsan Company Ltd. | Ilsung | commercial LED downlight | DLED-166-22-840-EZ |  | Indoor | LED | Downlight Recessed | 1950 | 23 | 87.7 |  | 4000/4100K | 84 | 55000 | Continuously Dimmable,Damp Location Rated,0-10V Dimming |  | 2016-08-12
Ilsung Moolsan Company Ltd. | Ilsung | commercial LED downlight | DLED-166-22-850-EZ |  | Indoor | LED | Downlight Recessed | 1950 | 23 | 87.7 |  | 5000K | 84 | 55000 | Continuously Dimmable,Damp Location Rated,0-10V Dimming |  | 2016-08-12
Ilsung Moolsan Company Ltd. | Ilsung | LED Downlight | DLED-166-23W-RM-27 |  | Indoor | LED | Downlight Recessed | 1348 | 23 | 62.7 |  | 2700K | 82 | 40000 | Continuously Dimmable |  | 2016-03-16
Ilsung Moolsan Company Ltd. | Ilsung | LED Downlight | DLED-166-23W-RM-30 |  | Indoor | LED | Downlight Recessed | 1415 | 23 | 75.1 |  | 3000K | 82 | 40000 | Continuously Dimmable |  | 2016-03-16
Ilsung Moolsan Company Ltd. | Ilsung | LED Downlight | DLED-166-23W-RM-35 |  | Indoor | LED | Downlight Recessed | 1485 | 23 | 75.1 |  | 3500K | 82 | 40000 | Continuously Dimmable |  | 2016-03-16
Ilsung Moolsan Company Ltd. | Ilsung | LED Downlight | DLED-166-23W-RM-40 |  | Indoor | LED | Downlight Recessed | 1500 | 23 | 75.1 |  | 4000/4100K | 82 | 40000 | Continuously Dimmable |  | 2016-03-16
Ilsung Moolsan Company Ltd. | Ilsung | LED Downlight | DLED-166-23W-RM-50 |  | Indoor | LED | Downlight Recessed | 1570 | 23 | 75.1 |  | 5000K | 82 | 40000 | Continuously Dimmable |  | 2016-03-16
Ilsung Moolsan Company Ltd. | Ilsung | LED Downlight | DLED-166-30-927_TML-169RLSF-M-HC1 |  | Indoor | LED | Downlight Recessed | 2410 | 34 | 74.9 |  | 2700K | 93 | 50000 | Continuously Dimmable |  | 2016-08-03
Ilsung Moolsan Company Ltd. | Ilsung | LED Downlight | DLED-166-30-927_TML-169RLSF-N-HC1 |  | Indoor | LED | Downlight Recessed | 2410 | 34 | 74.9 |  | 2700K | 93 | 50000 | Continuously Dimmable |  | 2016-08-03
Ilsung Moolsan Company Ltd. | Ilsung | LED Downlight | DLED-166-30-927_TML-169RLSF-W-HC1 |  | Indoor | LED | Downlight Recessed | 2410 | 34 | 74.9 |  | 2700K | 93 | 50000 | Continuously Dimmable |  | 2016-08-03
Ilsung Moolsan Company Ltd. | Ilsung | LED Downlight | DLED-166-30-930_TML-169RLSF-M-HC1 |  | Indoor | LED | Downlight Recessed | 2410 | 34 | 74.9 |  | 3000K | 93 | 50000 | Continuously Dimmable |  | 2016-08-03
Ilsung Moolsan Company Ltd. | Ilsung | LED Downlight | DLED-166-30-930_TML-169RLSF-N-HC1 |  | Indoor | LED | Downlight Recessed | 2410 | 34 | 74.9 |  | 3000K | 93 | 50000 | Continuously Dimmable |  | 2016-08-03
Ilsung Moolsan Company Ltd. | Ilsung | LED Downlight | DLED-166-30-930_TML-169RLSF-W-HC1 |  | Indoor | LED | Downlight Recessed | 2410 | 34 | 74.9 |  | 3000K | 93 | 50000 | Continuously Dimmable |  | 2016-08-03
Ilsung Moolsan Company Ltd. | Ilsung | LED Downlight | DLED-166-30-935_TML-169RLSF-M-HC1 |  | Indoor | LED | Downlight Recessed | 2410 | 34 | 74.9 |  | 3500K | 93 | 50000 | Continuously Dimmable |  | 2016-08-03
Ilsung Moolsan Company Ltd. | Ilsung | LED Downlight | DLED-166-30-935_TML-169RLSF-N-HC1 |  | Indoor | LED | Downlight Recessed | 2410 | 34 | 74.9 |  | 3500K | 93 | 50000 | Continuously Dimmable |  | 2016-08-03
Ilsung Moolsan Company Ltd. | Ilsung | LED Downlight | DLED-166-30-935_TML-169RLSF-W-HC1 |  | Indoor | LED | Downlight Recessed | 2410 | 34 | 74.9 |  | 3500K | 93 | 50000 | Continuously Dimmable |  | 2016-08-03
Ilsung Moolsan Company Ltd. | Ilsung | LED Downlight | DLED-166-30-940_TML-169RLSF-M-HC1 |  | Indoor | LED | Downlight Recessed | 2410 | 34 | 74.9 |  | 4000/4100K | 93 | 50000 | Continuously Dimmable |  | 2016-08-03
Ilsung Moolsan Company Ltd. | Ilsung | LED Downlight | DLED-166-30-940_TML-169RLSF-N-HC1 |  | Indoor | LED | Downlight Recessed | 2410 | 34 | 74.9 |  | 4000/4100K | 93 | 50000 | Continuously Dimmable |  | 2016-08-03
Ilsung Moolsan Company Ltd. | Ilsung | LED Downlight | DLED-166-30-940_TML-169RLSF-W-HC1 |  | Indoor | LED | Downlight Recessed | 2410 | 34 | 74.9 |  | 4000/4100K | 93 | 50000 | Continuously Dimmable |  | 2016-08-03
Ilsung Moolsan Company Ltd. | Ilsung | commercial LED downlight | DLED-186R-14-827-EZ |  | Indoor | LED | Downlight Recessed | 1150 | 14 | 83.5 |  | 2700K | 83 | 55000 | Continuously Dimmable,Damp Location Rated,0-10V Dimming |  | 2016-08-12
Ilsung Moolsan Company Ltd. | Ilsung | commercial LED downlight | DLED-186R-14-830-EZ |  | Indoor | LED | Downlight Recessed | 1150 | 14 | 83.5 |  | 3000K | 83 | 55000 | Continuously Dimmable,Damp Location Rated,0-10V Dimming |  | 2016-08-12
Ilsung Moolsan Company Ltd. | Ilsung | commercial LED downlight | DLED-186R-14-835-EZ |  | Indoor | LED | Downlight Recessed | 1150 | 14 | 83.5 |  | 3500K | 83 | 55000 | Continuously Dimmable,Damp Location Rated,0-10V Dimming |  | 2016-08-12
Ilsung Moolsan Company Ltd. | Ilsung | commercial LED downlight | DLED-186R-14-840-EZ |  | Indoor | LED | Downlight Recessed | 1150 | 14 | 83.5 |  | 4000/4100K | 83 | 55000 | Continuously Dimmable,Damp Location Rated,0-10V Dimming |  | 2016-08-12
Ilsung Moolsan Company Ltd. | Ilsung | commercial LED downlight | DLED-186R-14-850-EZ |  | Indoor | LED | Downlight Recessed | 1150 | 14 | 83.5 |  | 5000K | 83 | 55000 | Continuously Dimmable,Damp Location Rated,0-10V Dimming |  | 2016-08-12
Ilsung Moolsan Company Ltd. | Ilsung | LED Downlight | DLED-186R-14W-RM-27-V1 |  | Indoor | LED | Downlight Solid State Retrofit | 1120 | 15 | 75.5 |  | 2700K | 82 | 35000 | Continuously Dimmable |  | 2016-06-17
Ilsung Moolsan Company Ltd. | Ilsung | LED Downlight | DLED-186R-14W-RM-30-V1 | LED Downlight,DLED-186R-14W-RM-35-V1,; LED Downlight,DLED-186R-14W-RM-40-V1,; LED Downlight,DLED-186R-14W-RM-50-V1, | Indoor | LED | Downlight Solid State Retrofit | 1120 | 15 | 75.5 |  | 4000/4100K,3000K,3500K,5000K | 80 | 35000 | Continuously Dimmable |  | 2016-06-17
Ilsung Moolsan Company Ltd. | Ilsung | commercial LED downlight | DLED-186R-22-827-EZ |  | Indoor | LED | Downlight Recessed | 1950 | 23 | 87.7 |  | 2700K | 84 | 55000 | Continuously Dimmable,Damp Location Rated,0-10V Dimming |  | 2016-08-12
Ilsung Moolsan Company Ltd. | Ilsung | commercial LED downlight | DLED-186R-22-830-EZ |  | Indoor | LED | Downlight Recessed | 1950 | 23 | 87.7 |  | 3000K | 84 | 55000 | Continuously Dimmable,Damp Location Rated,0-10V Dimming |  | 2016-08-12
Ilsung Moolsan Company Ltd. | Ilsung | commercial LED downlight | DLED-186R-22-835-EZ |  | Indoor | LED | Downlight Recessed | 1950 | 23 | 87.7 |  | 3500K | 84 | 55000 | Continuously Dimmable,Damp Location Rated,0-10V Dimming |  | 2016-08-12
Ilsung Moolsan Company Ltd. | Ilsung | commercial LED downlight | DLED-186R-22-840-EZ |  | Indoor | LED | Downlight Recessed | 1950 | 23 | 87.7 |  | 4000/4100K | 84 | 55000 | Continuously Dimmable,Damp Location Rated,0-10V Dimming |  | 2016-08-12
Ilsung Moolsan Company Ltd. | Ilsung | commercial LED downlight | DLED-186R-22-850-EZ |  | Indoor | LED | Downlight Recessed | 1950 | 23 | 87.7 |  | 5000K | 84 | 55000 | Continuously Dimmable,Damp Location Rated,0-10V Dimming |  | 2016-08-12
Ilsung Moolsan Company Ltd. | Ilsung | LED Downlight | DLED-186R-23W-RM-27 |  | Indoor | LED | Downlight Recessed | 1590 | 23 | 74.3 |  | 2700K | 81 | 40000 | Continuously Dimmable |  | 2016-03-16
Ilsung Moolsan Company Ltd. | Ilsung | LED Downlight | DLED-186R-23W-RM-30 |  | Indoor | LED | Downlight Recessed | 1660 | 23 | 88.7 |  | 3000K | 81 | 40000 | Continuously Dimmable |  | 2016-03-16
Ilsung Moolsan Company Ltd. | Ilsung | LED Downlight | DLED-186R-23W-RM-35 |  | Indoor | LED | Downlight Recessed | 1740 | 23 | 88.7 |  | 3500K | 81 | 40000 | Continuously Dimmable |  | 2016-03-16
Ilsung Moolsan Company Ltd. | Ilsung | LED Downlight | DLED-186R-23W-RM-50 |  | Indoor | LED | Downlight Recessed | 1855 | 23 | 88.7 |  | 5000K | 81 | 40000 | Continuously Dimmable |  | 2016-03-16
Ilsung Moolsan Company Ltd. | Ilsung | LED Downlight | DLED-186R-30W-RM-27 |  | Indoor | LED | Downlight Recessed | 2011 | 31.1 | 64.7 |  | 2700K | 81 | 40000 | Continuously Dimmable |  | 2016-03-14
Ilsung Moolsan Company Ltd. | Ilsung | LED Downlight | DLED-186R-30W-RM-30 |  | Indoor | LED | Downlight Recessed | 2100 | 31.1 | 79.2 |  | 3000K | 81 | 40000 | Continuously Dimmable |  | 2016-03-14
Ilsung Moolsan Company Ltd. | Ilsung | LED Downlight | DLED-186R-30W-RM-35 |  | Indoor | LED | Downlight Recessed | 2200 | 31.1 | 79.2 |  | 3500K | 81 | 40000 | Continuously Dimmable |  | 2016-03-14
Ilsung Moolsan Company Ltd. | Ilsung | LED Downlight | DLED-186R-30W-RM-40 |  | Indoor | LED | Downlight Recessed | 2300 | 31.1 | 79.2 |  | 4000/4100K | 81 | 40000 | Continuously Dimmable |  | 2016-03-14
Ilsung Moolsan Company Ltd. | Ilsung | LED Downlight | DLED-186R-30W-RM-50 |  | Indoor | LED | Downlight Recessed | 2354 | 31.1 | 79.2 |  | 5000K | 83 | 40000 | Continuously Dimmable |  | 2016-03-14
Ilsung Moolsan Company Ltd. | Ilsung | LED Downlight | DLED-166-30W-RM-27 |  | Indoor | LED | Downlight Recessed | 1700 | 31.1 | 54.7 |  | 2700K | 81 | 40000 | Continuously Dimmable |  | 2016-03-14
Ilsung Moolsan Company Ltd. | Ilsung | LED Downlight | DLED-166-30W-RM-30 |  | Indoor | LED | Downlight Recessed | 1785 | 31.1 | 66.6 |  | 3000K | 82 | 40000 | Continuously Dimmable |  | 2016-03-14
Ilsung Moolsan Company Ltd. | Ilsung | LED Downlight | DLED-166-30W-RM-35 |  | Indoor | LED | Downlight Recessed | 1874 | 31.1 | 66.6 |  | 3500K | 82 | 40000 | Continuously Dimmable |  | 2016-03-14
Ilsung Moolsan Company Ltd. | Ilsung | LED Downlight | DLED-166-30W-RM-40 |  | Indoor | LED | Downlight Recessed | 1940 | 31.1 | 66.6 |  | 4000/4100K | 82 | 40000 | Continuously Dimmable |  | 2016-03-14
Ilsung Moolsan Company Ltd. | Ilsung | LED Downlight | DLED-166-30W-RM-50 |  | Indoor | LED | Downlight Recessed | 1978 | 31.1 | 66.6 |  | 5000K | 83 | 40000 | Continuously Dimmable |  | 2016-03-14
Ilsung Moolsan Company Ltd. | Ilsung | commercial LED downlight | DLED-166-32-827-EZ |  | Indoor | LED | Downlight Recessed | 2720 | 33 | 84.4 |  | 2700K | 84 | 47000 | Continuously Dimmable,Damp Location Rated,0-10V Dimming |  | 2016-08-12
Ilsung Moolsan Company Ltd. | Ilsung | commercial LED downlight | DLED-166-32-830-EZ |  | Indoor | LED | Downlight Recessed | 2720 | 33 | 84.4 |  | 3000K | 84 | 47000 | Continuously Dimmable,Damp Location Rated,0-10V Dimming |  | 2016-08-12
Ilsung Moolsan Company Ltd. | Ilsung | commercial LED downlight | DLED-166-32-835-EZ |  | Indoor | LED | Downlight Recessed | 2720 | 33 | 84.4 |  | 3500K | 84 | 47000 | Continuously Dimmable,Damp Location Rated,0-10V Dimming |  | 2016-08-12
Ilsung Moolsan Company Ltd. | Ilsung | commercial LED downlight | DLED-166-32-840-EZ |  | Indoor | LED | Downlight Recessed | 2720 | 33 | 84.4 |  | 4000/4100K | 84 | 47000 | Continuously Dimmable,Damp Location Rated,0-10V Dimming |  | 2016-08-12
Ilsung Moolsan Company Ltd. | Ilsung | commercial LED downlight | DLED-166-32-850-EZ |  | Indoor | LED | Downlight Recessed | 2720 | 33 | 84.4 |  | 5000K | 84 | 47000 | Continuously Dimmable,Damp Location Rated,0-10V Dimming |  | 2016-08-12
Ilsung Moolsan Company Ltd. | Ilsung | LED Downlight | DLED-166-40-927_TML-169RLSF-M-HC1 |  | Indoor | LED | Downlight Solid State Retrofit | 2865 | 42 | 69.3 |  | 2700K | 93 | 50000 | Continuously Dimmable |  | 2016-08-03
Ilsung Moolsan Company Ltd. | Ilsung | LED Downlight | DLED-166-40-927_TML-169RLSF-N-HC1 |  | Indoor | LED | Downlight Solid State Retrofit | 2865 | 42 | 69.3 |  | 2700K | 93 | 50000 | Continuously Dimmable |  | 2016-08-03
Ilsung Moolsan Company Ltd. | Ilsung | LED Downlight | DLED-166-40-927_TML-169RLSF-W-HC1 |  | Indoor | LED | Downlight Solid State Retrofit | 2865 | 42 | 69.3 |  | 2700K | 93 | 50000 | Continuously Dimmable |  | 2016-08-03
Ilsung Moolsan Company Ltd. | Ilsung | LED Downlight | DLED-166-40-927_TML-169RLSF-WW-HC1 |  | Indoor | LED | Downlight Solid State Retrofit | 2865 | 42 | 69.3 |  | 2700K | 93 | 50000 | Continuously Dimmable |  | 2016-08-03
Ilsung Moolsan Company Ltd. | Ilsung | LED Downlight | DLED-166-40-930_TML-169RLSF-M-HC1 |  | Indoor | LED | Downlight Solid State Retrofit | 2865 | 42 | 69.3 |  | 3000K | 93 | 50000 | Continuously Dimmable |  | 2016-08-03
Ilsung Moolsan Company Ltd. | Ilsung | LED Downlight | DLED-166-40-930_TML-169RLSF-N-HC1 |  | Indoor | LED | Downlight Solid State Retrofit | 2865 | 42 | 69.3 |  | 3000K | 93 | 50000 | Continuously Dimmable |  | 2016-08-03
Ilsung Moolsan Company Ltd. | Ilsung | LED Downlight | DLED-166-40-930_TML-169RLSF-W-HC1 |  | Indoor | LED | Downlight Solid State Retrofit | 2865 | 42 | 69.3 |  | 3000K | 93 | 50000 | Continuously Dimmable |  | 2016-08-03
Ilsung Moolsan Company Ltd. | Ilsung | LED Downlight | DLED-166-40-930_TML-169RLSF-WW-HC1 |  | Indoor | LED | Downlight Solid State Retrofit | 2865 | 42 | 69.3 |  | 3000K | 93 | 50000 | Continuously Dimmable |  | 2016-08-03
Ilsung Moolsan Company Ltd. | Ilsung | LED Downlight | DLED-166-40-935_TML-169RLSF-M-HC1 |  | Indoor | LED | Downlight Solid State Retrofit | 2865 | 42 | 69.3 |  | 3500K | 93 | 50000 | Continuously Dimmable |  | 2016-08-03
Ilsung Moolsan Company Ltd. | Ilsung | LED Downlight | DLED-166-40-935_TML-169RLSF-N-HC1 |  | Indoor | LED | Downlight Solid State Retrofit | 2865 | 42 | 69.3 |  | 3500K | 93 | 50000 | Continuously Dimmable |  | 2016-08-03
Ilsung Moolsan Company Ltd. | Ilsung | LED Downlight | DLED-166-40-935_TML-169RLSF-W-HC1 |  | Indoor | LED | Downlight Solid State Retrofit | 2865 | 42 | 69.3 |  | 3500K | 93 | 50000 | Continuously Dimmable |  | 2016-08-03
Ilsung Moolsan Company Ltd. | Ilsung | commercial LED downlight | DLED-186R-32-827-EZ |  | Indoor | LED | Downlight Recessed | 2720 | 33 | 84.4 |  | 2700K | 84 | 47000 | Continuously Dimmable,Damp Location Rated,0-10V Dimming |  | 2016-08-12
Ilsung Moolsan Company Ltd. | Ilsung | commercial LED downlight | DLED-186R-32-830-EZ |  | Indoor | LED | Downlight Recessed | 2720 | 33 | 84.4 |  | 3000K | 84 | 47000 | Continuously Dimmable,Damp Location Rated,0-10V Dimming |  | 2016-08-12
Ilsung Moolsan Company Ltd. | Ilsung | commercial LED downlight | DLED-186R-32-835-EZ |  | Indoor | LED | Downlight Recessed | 2720 | 33 | 84.4 |  | 3500K | 84 | 47000 | Continuously Dimmable,Damp Location Rated,0-10V Dimming |  | 2016-08-12
Ilsung Moolsan Company Ltd. | Ilsung | commercial LED downlight | DLED-186R-32-840-EZ |  | Indoor | LED | Downlight Recessed | 2720 | 33 | 84.4 |  | 4000/4100K | 84 | 47000 | Continuously Dimmable,Damp Location Rated,0-10V Dimming |  | 2016-08-12
Ilsung Moolsan Company Ltd. | Ilsung | commercial LED downlight | DLED-186R-32-850-EZ |  | Indoor | LED | Downlight Recessed | 2720 | 33 | 84.4 |  | 5000K | 84 | 47000 | Continuously Dimmable,Damp Location Rated,0-10V Dimming |  | 2016-08-12
Ilsung Moolsan Company Ltd. | Ilsung | commercial LED downlight | DLED-186R-44-827-EZ |  | Indoor | LED | Downlight Recessed | 3640 | 43 | 85.7 |  | 2700K | 84 | 55000 | Continuously Dimmable,Damp Location Rated,0-10V Dimming |  | 2016-08-12
Ilsung Moolsan Company Ltd. | Ilsung | commercial LED downlight | DLED-186R-44-830-EZ |  | Indoor | LED | Downlight Recessed | 3640 | 43 | 85.7 |  | 3000K | 84 | 55000 | Continuously Dimmable,Damp Location Rated,0-10V Dimming |  | 2016-08-12
Ilsung Moolsan Company Ltd. | Ilsung | commercial LED downlight | DLED-186R-44-835-EZ |  | Indoor | LED | Downlight Recessed | 3640 | 43 | 85.7 |  | 3500K | 84 | 55000 | Continuously Dimmable,Damp Location Rated,0-10V Dimming |  | 2016-08-12
Ilsung Moolsan Company Ltd. | Ilsung | commercial LED downlight | DLED-186R-44-840-EZ |  | Indoor | LED | Downlight Recessed | 3640 | 43 | 85.7 |  | 4000/4100K | 84 | 55000 | Continuously Dimmable,Damp Location Rated,0-10V Dimming |  | 2016-08-12
Ilsung Moolsan Company Ltd. | Ilsung | commercial LED downlight | DLED-186R-44-850-EZ |  | Indoor | LED | Downlight Recessed | 3640 | 43 | 85.7 |  | 5000K | 84 | 55000 | Continuously Dimmable,Damp Location Rated,0-10V Dimming |  | 2016-08-12
Ilsung Moolsan Company Ltd. | Ilsung | commercial LED downlight | DLED-196-14-827-EZ |  | Indoor | LED | Downlight Recessed | 1150 | 14 | 83.5 |  | 2700K | 83 | 55000 | Continuously Dimmable,Damp Location Rated,0-10V Dimming |  | 2016-08-12
Ilsung Moolsan Company Ltd. | Ilsung | commercial LED downlight | DLED-196-14-830-EZ |  | Indoor | LED | Downlight Recessed | 1150 | 14 | 83.5 |  | 3000K | 83 | 55000 | Continuously Dimmable,Damp Location Rated,0-10V Dimming |  | 2016-08-12
Ilsung Moolsan Company Ltd. | Ilsung | commercial LED downlight | DLED-196-14-835-EZ |  | Indoor | LED | Downlight Recessed | 1150 | 14 | 83.5 |  | 3500K | 83 | 55000 | Continuously Dimmable,Damp Location Rated,0-10V Dimming |  | 2016-08-12
Ilsung Moolsan Company Ltd. | Ilsung | commercial LED downlight | DLED-196-14-840-EZ |  | Indoor | LED | Downlight Recessed | 1150 | 14 | 83.5 |  | 4000/4100K | 83 | 55000 | Continuously Dimmable,Damp Location Rated,0-10V Dimming |  | 2016-08-12
Ilsung Moolsan Company Ltd. | Ilsung | commercial LED downlight | DLED-196-14-850-EZ |  | Indoor | LED | Downlight Recessed | 1150 | 14 | 83.5 |  | 5000K | 83 | 55000 | Continuously Dimmable,Damp Location Rated,0-10V Dimming |  | 2016-08-12
Ilsung Moolsan Company Ltd. | Ilsung | LED Downlight | DLED-196-14W-RM-27-V1 |  | Indoor | LED | Downlight Solid State Retrofit | 1120 | 15 | 75.5 |  | 2700K | 82 | 35000 | Continuously Dimmable |  | 2016-06-17
Ilsung Moolsan Company Ltd. | Ilsung | LED Downlight | DLED-196-14W-RM-30-V1 | LED Downlight,DLED-196-14W-RM-35-V1,; LED Downlight,DLED-196-14W-RM-40-V1,; LED Downlight,DLED-196-14W-RM-50-V1, | Indoor | LED | Downlight Solid State Retrofit | 1120 | 15 | 75.5 |  | 4000/4100K,3000K,3500K,5000K | 80 | 35000 | Continuously Dimmable |  | 2016-06-17
Ilsung Moolsan Company Ltd. | Ilsung | commercial LED downlight | DLED-196-22-827-EZ |  | Indoor | LED | Downlight Recessed | 1950 | 23 | 87.7 |  | 2700K | 84 | 55000 | Continuously Dimmable,Damp Location Rated,0-10V Dimming |  | 2016-08-12
Ilsung Moolsan Company Ltd. | Ilsung | commercial LED downlight | DLED-196-22-830-EZ |  | Indoor | LED | Downlight Recessed | 1950 | 23 | 87.7 |  | 3000K | 84 | 55000 | Continuously Dimmable,Damp Location Rated,0-10V Dimming |  | 2016-08-12
Ilsung Moolsan Company Ltd. | Ilsung | commercial LED downlight | DLED-196-22-835-EZ |  | Indoor | LED | Downlight Recessed | 1950 | 23 | 87.7 |  | 3500K | 84 | 55000 | Continuously Dimmable,Damp Location Rated,0-10V Dimming |  | 2016-08-12
Ilsung Moolsan Company Ltd. | Ilsung | LED Downlight | DLED-166-40-935_TML-169RLSF-WW-HC1 |  | Indoor | LED | Downlight Solid State Retrofit | 2865 | 42 | 69.3 |  | 3500K | 93 | 50000 | Continuously Dimmable |  | 2016-08-03
Ilsung Moolsan Company Ltd. | Ilsung | LED Downlight | DLED-166-40-940_TML-169RLSF-M-HC1 |  | Indoor | LED | Downlight Solid State Retrofit | 2865 | 42 | 69.3 |  | 4000/4100K | 93 | 50000 | Continuously Dimmable |  | 2016-08-03
Ilsung Moolsan Company Ltd. | Ilsung | LED Downlight | DLED-166-40-940_TML-169RLSF-N-HC1 |  | Indoor | LED | Downlight Solid State Retrofit | 2865 | 42 | 69.3 |  | 4000/4100K | 93 | 50000 | Continuously Dimmable |  | 2016-08-03
Ilsung Moolsan Company Ltd. | Ilsung | LED Downlight | DLED-166-40-940_TML-169RLSF-W-HC1 |  | Indoor | LED | Downlight Solid State Retrofit | 2865 | 42 | 69.3 |  | 4000/4100K | 93 | 50000 | Continuously Dimmable |  | 2016-08-03
Ilsung Moolsan Company Ltd. | Ilsung | LED Downlight | DLED-166-40-940_TML-169RLSF-WW-HC1 |  | Indoor | LED | Downlight Solid State Retrofit | 2865 | 42 | 69.3 |  | 4000/4100K | 93 | 50000 | Continuously Dimmable |  | 2016-08-03
Ilsung Moolsan Company Ltd. | Ilsung | commercial LED downlight | DLED-166-44-827-EZ |  | Indoor | LED | Downlight Recessed | 3640 | 43 | 85.7 |  | 2700K | 84 | 55000 | Continuously Dimmable,Damp Location Rated,0-10V Dimming |  | 2016-08-12
Ilsung Moolsan Company Ltd. | Ilsung | commercial LED downlight | DLED-166-44-830-EZ |  | Indoor | LED | Downlight Recessed | 3640 | 43 | 85.7 |  | 3000K | 84 | 55000 | Continuously Dimmable,Damp Location Rated,0-10V Dimming |  | 2016-08-12
Ilsung Moolsan Company Ltd. | Ilsung | commercial LED downlight | DLED-166-44-835-EZ |  | Indoor | LED | Downlight Recessed | 3640 | 43 | 85.7 |  | 3500K | 84 | 55000 | Continuously Dimmable,Damp Location Rated,0-10V Dimming |  | 2016-08-12
Ilsung Moolsan Company Ltd. | Ilsung | commercial LED downlight | DLED-166-44-840-EZ |  | Indoor | LED | Downlight Recessed | 3640 | 43 | 85.7 |  | 4000/4100K | 84 | 55000 | Continuously Dimmable,Damp Location Rated,0-10V Dimming |  | 2016-08-12
Ilsung Moolsan Company Ltd. | Ilsung | commercial LED downlight | DLED-166-44-850-EZ |  | Indoor | LED | Downlight Recessed | 3640 | 43 | 85.7 |  | 5000K | 84 | 55000 | Continuously Dimmable,Damp Location Rated,0-10V Dimming |  | 2016-08-12
Ilsung Moolsan Company Ltd. | Ilsung | LED Downlight | DLED-166-50-927_TML-169RLSF-M-HC1 |  | Indoor | LED | Downlight Recessed | 3529 | 50 | 72.6 |  | 2700K | 92 | 50000 | Continuously Dimmable |  | 2016-08-03
Ilsung Moolsan Company Ltd. | Ilsung | LED Downlight | DLED-166-50-927_TML-169RLSF-N-HC1 |  | Indoor | LED | Downlight Recessed | 3529 | 50 | 72.6 |  | 2700K | 92 | 50000 | Continuously Dimmable |  | 2016-08-03
Ilsung Moolsan Company Ltd. | Ilsung | LED Downlight | DLED-166-50-927_TML-169RLSF-W-HC1 |  | Indoor | LED | Downlight Recessed | 3529 | 50 | 72.6 |  | 2700K | 92 | 50000 | Continuously Dimmable |  | 2016-08-03
Ilsung Moolsan Company Ltd. | Ilsung | LED Downlight | DLED-166-50-930_TML-169RLSF-M-HC1 |  | Indoor | LED | Downlight Recessed | 3529 | 50 | 72.6 |  | 3000K | 92 | 50000 | Continuously Dimmable |  | 2016-08-03
Ilsung Moolsan Company Ltd. | Ilsung | LED Downlight | DLED-166-50-930_TML-169RLSF-N-HC1 |  | Indoor | LED | Downlight Recessed | 3529 | 50 | 72.6 |  | 3000K | 92 | 50000 | Continuously Dimmable |  | 2016-08-03
Ilsung Moolsan Company Ltd. | Ilsung | LED Downlight | DLED-166-50-930_TML-169RLSF-W-HC1 |  | Indoor | LED | Downlight Recessed | 3529 | 50 | 72.6 |  | 3000K | 92 | 50000 | Continuously Dimmable |  | 2016-08-03
Ilsung Moolsan Company Ltd. | Ilsung | LED Downlight | DLED-166-50-935_TML-169RLSF-M-HC1 |  | Indoor | LED | Downlight Recessed | 3529 | 50 | 72.6 |  | 3500K | 92 | 50000 | Continuously Dimmable |  | 2016-08-03
Ilsung Moolsan Company Ltd. | Ilsung | LED Downlight | DLED-166-50-935_TML-169RLSF-N-HC1 |  | Indoor | LED | Downlight Recessed | 3529 | 50 | 72.6 |  | 3500K | 92 | 50000 | Continuously Dimmable |  | 2016-08-03
Ilsung Moolsan Company Ltd. | Ilsung | LED Downlight | DLED-166-50-935_TML-169RLSF-W-HC1 |  | Indoor | LED | Downlight Recessed | 3529 | 50 | 72.6 |  | 3500K | 92 | 50000 | Continuously Dimmable |  | 2016-08-03
Ilsung Moolsan Company Ltd. | Ilsung | LED Downlight | DLED-166-50-940_TML-169RLSF-M-HC1 |  | Indoor | LED | Downlight Recessed | 3529 | 50 | 72.6 |  | 4000/4100K | 92 | 50000 | Continuously Dimmable |  | 2016-08-03
Ilsung Moolsan Company Ltd. | Ilsung | LED Downlight | DLED-166-50-940_TML-169RLSF-N-HC1 |  | Indoor | LED | Downlight Recessed | 3529 | 50 | 72.6 |  | 4000/4100K | 92 | 50000 | Continuously Dimmable |  | 2016-08-03
Ilsung Moolsan Company Ltd. | Ilsung | commercial LED downlight | DLED-196-22-840-EZ |  | Indoor | LED | Downlight Recessed | 1950 | 23 | 87.7 |  | 4000/4100K | 84 | 55000 | Continuously Dimmable,Damp Location Rated,0-10V Dimming |  | 2016-08-12
Ilsung Moolsan Company Ltd. | Ilsung | commercial LED downlight | DLED-196-22-850-EZ |  | Indoor | LED | Downlight Recessed | 1950 | 23 | 87.7 |  | 5000K | 84 | 55000 | Continuously Dimmable,Damp Location Rated,0-10V Dimming |  | 2016-08-12
Ilsung Moolsan Company Ltd. | Ilsung | LED Downlight | DLED-196-23W-RM-27 |  | Indoor | LED | Downlight Recessed | 1631 | 23 | 76.2 |  | 2700K | 82 | 40000 | Continuously Dimmable |  | 2016-03-16
Ilsung Moolsan Company Ltd. | Ilsung | LED Downlight | DLED-196-23W-RM-30 |  | Indoor | LED | Downlight Recessed | 1712 | 23 | 90.4 |  | 3000K | 82 | 40000 | Continuously Dimmable |  | 2016-03-16
Ilsung Moolsan Company Ltd. | Ilsung | LED Downlight | DLED-196-23W-RM-35 |  | Indoor | LED | Downlight Recessed | 1790 | 23 | 90.4 |  | 3500K | 82 | 40000 | Continuously Dimmable |  | 2016-03-16
Ilsung Moolsan Company Ltd. | Ilsung | LED Downlight | DLED-196-23W-RM-40 |  | Indoor | LED | Downlight Recessed | 1850 | 23 | 90.4 |  | 4000/4100K | 82 | 40000 | Continuously Dimmable |  | 2016-03-16
Ilsung Moolsan Company Ltd. | Ilsung | LED Downlight | DLED-196-23W-RM-50 |  | Indoor | LED | Downlight Recessed | 1892 | 23 | 90.4 |  | 5000K | 82 | 40000 | Continuously Dimmable |  | 2016-03-16
Ilsung Moolsan Company Ltd. | Ilsung | LED Downlight | DLED-196-30W-RM-27 |  | Indoor | LED | Downlight Recessed | 2065 | 31.1 | 66.4 |  | 2700K | 81 | 40000 | Continuously Dimmable |  | 2016-03-14
Ilsung Moolsan Company Ltd. | Ilsung | LED Downlight | DLED-196-30W-RM-30 |  | Indoor | LED | Downlight Recessed | 2168 | 31.1 | 81.8 |  | 3000K | 81 | 40000 | Continuously Dimmable |  | 2016-03-14
Ilsung Moolsan Company Ltd. | Ilsung | LED Downlight | DLED-196-30W-RM-35 |  | Indoor | LED | Downlight Recessed | 2270 | 31.1 | 81.8 |  | 3500K | 81 | 40000 | Continuously Dimmable |  | 2016-03-14
Ilsung Moolsan Company Ltd. | Ilsung | LED Downlight | DLED-196-30W-RM-40 |  | Indoor | LED | Downlight Recessed | 2390 | 31.1 | 81.8 |  | 4000/4100K | 81 | 40000 | Continuously Dimmable |  | 2016-03-14
Ilsung Moolsan Company Ltd. | Ilsung | LED Downlight | DLED-196-30W-RM-50 |  | Indoor | LED | Downlight Recessed | 2432 | 31.1 | 81.8 |  | 5000K | 82 | 40000 | Continuously Dimmable |  | 2016-03-14
Ilsung Moolsan Company Ltd. | Ilsung | commercial LED downlight | DLED-196-32-827-EZ |  | Indoor | LED | Downlight Recessed | 2720 | 33 | 84.4 |  | 2700K | 84 | 47000 | Continuously Dimmable,Damp Location Rated,0-10V Dimming |  | 2016-08-12
Ilsung Moolsan Company Ltd. | Ilsung | commercial LED downlight | DLED-196-32-830-EZ |  | Indoor | LED | Downlight Recessed | 2720 | 33 | 84.4 |  | 3000K | 84 | 47000 | Continuously Dimmable,Damp Location Rated,0-10V Dimming |  | 2016-08-12
Ilsung Moolsan Company Ltd. | Ilsung | commercial LED downlight | DLED-196-32-835-EZ |  | Indoor | LED | Downlight Recessed | 2720 | 33 | 84.4 |  | 3500K | 84 | 47000 | Continuously Dimmable,Damp Location Rated,0-10V Dimming |  | 2016-08-12
Ilsung Moolsan Company Ltd. | Ilsung | commercial LED downlight | DLED-196-32-840-EZ |  | Indoor | LED | Downlight Recessed | 2720 | 33 | 84.4 |  | 4000/4100K | 84 | 47000 | Continuously Dimmable,Damp Location Rated,0-10V Dimming |  | 2016-08-12
Ilsung Moolsan Company Ltd. | Ilsung | commercial LED downlight | DLED-196-32-850-EZ |  | Indoor | LED | Downlight Recessed | 2720 | 33 | 84.4 |  | 5000K | 84 | 47000 | Continuously Dimmable,Damp Location Rated,0-10V Dimming |  | 2016-08-12
Ilsung Moolsan Company Ltd. | Ilsung | commercial LED downlight | DLED-196-44-827-EZ |  | Indoor | LED | Downlight Recessed | 3640 | 43 | 85.7 |  | 2700K | 84 | 55000 | Continuously Dimmable,Damp Location Rated,0-10V Dimming |  | 2016-08-12
Ilsung Moolsan Company Ltd. | Ilsung | commercial LED downlight | DLED-196-44-830-EZ |  | Indoor | LED | Downlight Recessed | 3640 | 43 | 85.7 |  | 3000K | 84 | 55000 | Continuously Dimmable,Damp Location Rated,0-10V Dimming |  | 2016-08-12
Ilsung Moolsan Company Ltd. | Ilsung | commercial LED downlight | DLED-196-44-835-EZ |  | Indoor | LED | Downlight Recessed | 3640 | 43 | 85.7 |  | 3500K | 84 | 55000 | Continuously Dimmable,Damp Location Rated,0-10V Dimming |  | 2016-08-12
Ilsung Moolsan Company Ltd. | Ilsung | commercial LED downlight | DLED-196-44-840-EZ |  | Indoor | LED | Downlight Recessed | 3640 | 43 | 85.7 |  | 4000/4100K | 84 | 55000 | Continuously Dimmable,Damp Location Rated,0-10V Dimming |  | 2016-08-12
Ilsung Moolsan Company Ltd. | Ilsung | commercial LED downlight | DLED-196-44-850-EZ |  | Indoor | LED | Downlight Recessed | 3640 | 43 | 85.7 |  | 5000K | 84 | 55000 | Continuously Dimmable,Damp Location Rated,0-10V Dimming |  | 2016-08-12
Ilsung Moolsan Company Ltd. | Ilsung | LED Retrofit | AF6AD-DOB-827 | LED Retrofit,AF6AD-DOB-830,; LED Retrofit,AF6AD-DOB-835,; LED Retrofit,AF6AD-DOB-840,; LED Retrofit,AF6AD-DOB-850, | Indoor | LED | Downlight Solid State Retrofit | 870 | 12.5 | 70.2 |  | 2700K,4000/4100K,3000K,3500K,5000K | 82 | 50000 | Continuously Dimmable |  | 2016-07-05
Ilsung Moolsan Company Ltd. | Ilsung | LED Downlight | DLED-166-60-940_TML-169RLSF-M-HC1 |  | Indoor | LED | Downlight Recessed | 4381 | 60 | 77.3 |  | 4000/4100K | 92 | 35000 | Continuously Dimmable |  | 2016-08-03
Ilsung Moolsan Company Ltd. | Ilsung | LED Downlight | DLED-166-50-940_TML-169RLSF-W-HC1 |  | Indoor | LED | Downlight Recessed | 3529 | 50 | 72.6 |  | 4000/4100K | 92 | 50000 | Continuously Dimmable |  | 2016-08-03
Ilsung Moolsan Company Ltd. | Ilsung | LED Downlight | DLED-166-60-927_TML-169RLSF-M-HC1 |  | Indoor | LED | Downlight Recessed | 4381 | 60 | 77.3 |  | 2700K | 92 | 35000 | Continuously Dimmable |  | 2016-08-03
Ilsung Moolsan Company Ltd. | Ilsung | LED Downlight | DLED-166-60-927_TML-169RLSF-N-HC1 |  | Indoor | LED | Downlight Recessed | 4381 | 60 | 77.3 |  | 2700K | 92 | 35000 | Continuously Dimmable |  | 2016-08-03
Ilsung Moolsan Company Ltd. | Ilsung | LED Downlight | DLED-166-60-927_TML-169RLSF-W-HC1 |  | Indoor | LED | Downlight Recessed | 4381 | 60 | 77.3 |  | 2700K | 92 | 35000 | Continuously Dimmable |  | 2016-08-03
Ilsung Moolsan Company Ltd. | Ilsung | LED Downlight | DLED-166-60-930_TML-169RLSF-M-HC1 |  | Indoor | LED | Downlight Recessed | 4381 | 60 | 77.3 |  | 3000K | 92 | 35000 | Continuously Dimmable |  | 2016-08-03
Ilsung Moolsan Company Ltd. | Ilsung | LED Downlight | DLED-166-60-930_TML-169RLSF-N-HC1 |  | Indoor | LED | Downlight Recessed | 4381 | 60 | 77.3 |  | 3000K | 92 | 35000 | Continuously Dimmable |  | 2016-08-03
Ilsung Moolsan Company Ltd. | Ilsung | LED Downlight | DLED-166-60-930_TML-169RLSF-W-HC1 |  | Indoor | LED | Downlight Recessed | 4381 | 60 | 77.3 |  | 3000K | 92 | 35000 | Continuously Dimmable |  | 2016-08-03
Ilsung Moolsan Company Ltd. | Ilsung | LED Downlight | DLED-166-60-935_TML-169RLSF-M-HC1 |  | Indoor | LED | Downlight Recessed | 4381 | 60 | 77.3 |  | 3500K | 92 | 35000 | Continuously Dimmable |  | 2016-08-03
Ilsung Moolsan Company Ltd. | Ilsung | LED Downlight | DLED-166-60-935_TML-169RLSF-N-HC1 |  | Indoor | LED | Downlight Recessed | 4381 | 60 | 77.3 |  | 3500K | 92 | 35000 | Continuously Dimmable |  | 2016-08-03
Ilsung Moolsan Company Ltd. | Ilsung | LED Downlight | DLED-166-60-935_TML-169RLSF-W-HC1 |  | Indoor | LED | Downlight Recessed | 4381 | 60 | 77.3 |  | 3500K | 92 | 35000 | Continuously Dimmable |  | 2016-08-03
Ilsung Moolsan Company Ltd. | Ilsung | LED Downlight | DLED-166-60-940_TML-169RLSF-N-HC1 |  | Indoor | LED | Downlight Recessed | 4381 | 60 | 77.3 |  | 4000/4100K | 92 | 35000 | Continuously Dimmable |  | 2016-08-03
Ilsung Moolsan Company Ltd. | Ilsung | LED Downlight | DLED-166-60-940_TML-169RLSF-W-HC1 |  | Indoor | LED | Downlight Recessed | 4381 | 60 | 77.3 |  | 4000/4100K | 92 | 35000 | Continuously Dimmable |  | 2016-08-03
Ilsung Moolsan Company Ltd. | Ilsung | LED Downlight | DLED-166-70-927_TML-169RLSF-M-HC1 |  | Indoor | LED | Downlight Recessed | 5044 | 72 | 70.7 |  | 2700K | 91 | 35000 | Continuously Dimmable |  | 2016-08-03
Ilsung Moolsan Company Ltd. | Ilsung | LED Downlight | DLED-166-70-927_TML-169RLSF-N-HC1 |  | Indoor | LED | Downlight Recessed | 5044 | 72 | 70.7 |  | 2700K | 91 | 35000 | Continuously Dimmable |  | 2016-08-03
Ilsung Moolsan Company Ltd. | Ilsung | LED Downlight | DLED-166-70-927_TML-169RLSF-W-HC1 |  | Indoor | LED | Downlight Recessed | 5044 | 72 | 70.7 |  | 2700K | 91 | 35000 | Continuously Dimmable |  | 2016-08-03
Ilsung Moolsan Company Ltd. | Ilsung | LED Downlight | DLED-166-70-930_TML-169RLSF-M-HC1 |  | Indoor | LED | Downlight Recessed | 5044 | 72 | 70.7 |  | 3000K | 91 | 35000 | Continuously Dimmable |  | 2016-08-03
Ilsung Moolsan Company Ltd. | Ilsung | LED Downlight | DLED-166-70-930_TML-169RLSF-N-HC1 |  | Indoor | LED | Downlight Recessed | 5044 | 72 | 70.7 |  | 3000K | 91 | 35000 | Continuously Dimmable |  | 2016-08-03
Ilsung Moolsan Company Ltd. | Ilsung | LED Downlight | DLED-166-70-930_TML-169RLSF-W-HC1 |  | Indoor | LED | Downlight Recessed | 5044 | 72 | 70.7 |  | 3000K | 91 | 35000 | Continuously Dimmable |  | 2016-08-03
Ilsung Moolsan Company Ltd. | Ilsung | LED Downlight | DLED-166-70-935_TML-169RLSF-M-HC1 |  | Indoor | LED | Downlight Recessed | 5044 | 72 | 70.7 |  | 3500K | 91 | 35000 | Continuously Dimmable |  | 2016-08-03
Ilsung Moolsan Company Ltd. | Ilsung | LED Downlight | DLED-166-70-935_TML-169RLSF-N-HC1 |  | Indoor | LED | Downlight Recessed | 5044 | 72 | 70.7 |  | 3500K | 91 | 35000 | Continuously Dimmable |  | 2016-08-03
Ilsung Moolsan Company Ltd. | Ilsung | LED Downlight | DLED-166-70-935_TML-169RLSF-W-HC1 |  | Indoor | LED | Downlight Recessed | 5044 | 72 | 70.7 |  | 3500K | 91 | 35000 | Continuously Dimmable |  | 2016-08-03
Ilsung Moolsan Company Ltd. | Ilsung | commercial LED downlight | DLED-196R-14-827-EZ |  | Indoor | LED | Downlight Recessed | 1150 | 14 | 83.5 |  | 2700K | 83 | 55000 | Continuously Dimmable,Damp Location Rated,0-10V Dimming |  | 2016-08-12
Ilsung Moolsan Company Ltd. | Ilsung | commercial LED downlight | DLED-196R-14-830-EZ |  | Indoor | LED | Downlight Recessed | 1150 | 14 | 83.5 |  | 3000K | 83 | 55000 | Continuously Dimmable,Damp Location Rated,0-10V Dimming |  | 2016-08-12
Ilsung Moolsan Company Ltd. | Ilsung | commercial LED downlight | DLED-196R-14-835-EZ |  | Indoor | LED | Downlight Recessed | 1150 | 14 | 83.5 |  | 3500K | 83 | 55000 | Continuously Dimmable,Damp Location Rated,0-10V Dimming |  | 2016-08-12
Ilsung Moolsan Company Ltd. | Ilsung | commercial LED downlight | DLED-196R-14-840-EZ |  | Indoor | LED | Downlight Recessed | 1150 | 14 | 83.5 |  | 4000/4100K | 83 | 55000 | Continuously Dimmable,Damp Location Rated,0-10V Dimming |  | 2016-08-12
Ilsung Moolsan Company Ltd. | Ilsung | commercial LED downlight | DLED-196R-14-850-EZ |  | Indoor | LED | Downlight Recessed | 1150 | 14 | 83.5 |  | 5000K | 83 | 55000 | Continuously Dimmable,Damp Location Rated,0-10V Dimming |  | 2016-08-12
Ilsung Moolsan Company Ltd. | Ilsung | LED Downlight | DLED-196R-14W-RM-27-V1 |  | Indoor | LED | Downlight Solid State Retrofit | 1120 | 15 | 75.5 |  | 2700K | 82 | 35000 | Continuously Dimmable |  | 2016-06-17
Ilsung Moolsan Company Ltd. | Ilsung | LED Downlight | DLED-196R-14W-RM-30-V1 | LED Downlight,DLED-196R-14W-RM-35-V1,; LED Downlight,DLED-196R-14W-RM-40-V1,; LED Downlight,DLED-196R-14W-RM-50-V1, | Indoor | LED | Downlight Solid State Retrofit | 1120 | 15 | 75.5 |  | 4000/4100K,3000K,3500K,5000K | 80 | 35000 | Continuously Dimmable |  | 2016-06-17
Ilsung Moolsan Company Ltd. | Ilsung | commercial LED downlight | DLED-196R-22-827-EZ |  | Indoor | LED | Downlight Recessed | 1950 | 23 | 87.7 |  | 2700K | 84 | 55000 | Continuously Dimmable,Damp Location Rated,0-10V Dimming |  | 2016-08-12
Ilsung Moolsan Company Ltd. | Ilsung | commercial LED downlight | DLED-196R-22-830-EZ |  | Indoor | LED | Downlight Recessed | 1950 | 23 | 87.7 |  | 3000K | 84 | 55000 | Continuously Dimmable,Damp Location Rated,0-10V Dimming |  | 2016-08-12
Ilsung Moolsan Company Ltd. | Ilsung | commercial LED downlight | DLED-196R-22-835-EZ |  | Indoor | LED | Downlight Recessed | 1950 | 23 | 87.7 |  | 3500K | 84 | 55000 | Continuously Dimmable,Damp Location Rated,0-10V Dimming |  | 2016-08-12
Ilsung Moolsan Company Ltd. | Ilsung | commercial LED downlight | DLED-196R-22-840-EZ |  | Indoor | LED | Downlight Recessed | 1950 | 23 | 87.7 |  | 4000/4100K | 84 | 55000 | Continuously Dimmable,Damp Location Rated,0-10V Dimming |  | 2016-08-12
Ilsung Moolsan Company Ltd. | Ilsung | commercial LED downlight | DLED-196R-22-850-EZ |  | Indoor | LED | Downlight Recessed | 1950 | 23 | 87.7 |  | 5000K | 84 | 55000 | Continuously Dimmable,Damp Location Rated,0-10V Dimming |  | 2016-08-12
Ilsung Moolsan Company Ltd. | Ilsung | LED Downlight | DLED-196R-23W-RM-27 |  | Indoor | LED | Downlight Recessed | 1631 | 23 | 76.2 |  | 2700K | 82 | 40000 | Continuously Dimmable |  | 2016-03-16
Ilsung Moolsan Company Ltd. | Ilsung | LED Downlight | DLED-196R-23W-RM-30 |  | Indoor | LED | Downlight Recessed | 1712 | 23 | 90.4 |  | 3000K | 82 | 40000 | Continuously Dimmable |  | 2016-03-16
Ilsung Moolsan Company Ltd. | Ilsung | LED Downlight | DLED-196R-23W-RM-35 |  | Indoor | LED | Downlight Recessed | 1790 | 23 | 90.4 |  | 3500K | 82 | 40000 | Continuously Dimmable |  | 2016-03-16
Ilsung Moolsan Company Ltd. | Ilsung | LED Downlight | DLED-196R-23W-RM-40 |  | Indoor | LED | Downlight Recessed | 1850 | 23 | 90.4 |  | 4000/4100K | 82 | 40000 | Continuously Dimmable |  | 2016-03-16
Ilsung Moolsan Company Ltd. | Ilsung | LED Downlight | DLED-196R-23W-RM-50 |  | Indoor | LED | Downlight Recessed | 1892 | 23 | 90.4 |  | 5000K | 82 | 40000 | Continuously Dimmable |  | 2016-03-16
Ilsung Moolsan Company Ltd. | Ilsung | LED Downlight | DLED-196R-30W-RM-27 |  | Indoor | LED | Downlight Recessed | 2065 | 31.1 | 66.4 |  | 2700K | 81 | 40000 | Continuously Dimmable |  | 2016-03-14
Ilsung Moolsan Company Ltd. | Ilsung | LED Downlight | DLED-196R-30W-RM-30 |  | Indoor | LED | Downlight Recessed | 2168 | 31.1 | 81.8 |  | 3000K | 81 | 40000 | Continuously Dimmable |  | 2016-03-14
Ilsung Moolsan Company Ltd. | Ilsung | LED Downlight | DLED-196R-30W-RM-35 |  | Indoor | LED | Downlight Recessed | 2270 | 31.1 | 81.8 |  | 3500K | 81 | 40000 | Continuously Dimmable |  | 2016-03-14
Ilsung Moolsan Company Ltd. | Ilsung | LED Downlight | DLED-196R-30W-RM-40 |  | Indoor | LED | Downlight Recessed | 2390 | 31.1 | 81.8 |  | 4000/4100K | 81 | 40000 | Continuously Dimmable |  | 2016-03-14
Ilsung Moolsan Company Ltd. | Ilsung | LED Downlight | DLED-146-10-930_TML-149RLSF-M-HC1 |  | Indoor | LED | Downlight Recessed | 841 | 12 | 74.2 |  | 3000K | 92 | 50000 | Continuously Dimmable |  | 2016-08-03
Ilsung Moolsan Company Ltd. | Ilsung | LED Downlight | DLED-146-10-930_TML-149RLSF-N-HC1 |  | Indoor | LED | Downlight Recessed | 841 | 12 | 74.2 |  | 3000K | 92 | 50000 | Continuously Dimmable |  | 2016-08-03
Ilsung Moolsan Company Ltd. | Ilsung | LED Downlight | CMED-707-827 |  | Indoor | LED | Downlight Surface Mount | 940 | 13 | 93.6 |  | 2700K | 82 | 35000 | Continuously Dimmable |  | 2016-06-20
Ilsung Moolsan Company Ltd. | Ilsung | LED Downlight | CMED-707-830 |  | Indoor | LED | Downlight Surface Mount | 940 | 13 | 93.6 |  | 3000K | 82 | 35000 | Continuously Dimmable |  | 2016-06-20
Ilsung Moolsan Company Ltd. | Ilsung | LED Downlight | CMED-707-835 |  | Indoor | LED | Downlight Surface Mount | 940 | 13 | 93.6 |  | 3500K | 82 | 35000 | Continuously Dimmable |  | 2016-06-20
Ilsung Moolsan Company Ltd. | Ilsung | LED Downlight | CMED-707-840 |  | Indoor | LED | Downlight Surface Mount | 940 | 13 | 93.6 |  | 4000/4100K | 82 | 35000 | Continuously Dimmable |  | 2016-06-20
Ilsung Moolsan Company Ltd. | Ilsung | LED Downlight | CMED-707-850 |  | Indoor | LED | Downlight Surface Mount | 940 | 13 | 93.6 |  | 5000K | 82 | 35000 | Continuously Dimmable |  | 2016-06-20
Ilsung Moolsan Company Ltd. | Ilsung | LED Downlight | DLED-146-10-927_TML-149RLSF-M-HC1 |  | Indoor | LED | Downlight Recessed | 841 | 12 | 74.2 |  | 2700K | 92 | 50000 | Continuously Dimmable |  | 2016-08-03
Ilsung Moolsan Company Ltd. | Ilsung | LED Downlight | DLED-146-10-927_TML-149RLSF-N-HC1 |  | Indoor | LED | Downlight Recessed | 841 | 12 | 74.2 |  | 2700K | 92 | 50000 | Continuously Dimmable |  | 2016-08-03
Ilsung Moolsan Company Ltd. | Ilsung | LED Downlight | DLED-146-10-927_TML-149RLSF-W-HC1 |  | Indoor | LED | Downlight Recessed | 841 | 12 | 74.2 |  | 2700K | 92 | 50000 | Continuously Dimmable |  | 2016-08-03
Ilsung Moolsan Company Ltd. | Ilsung | LED Downlight | DLED-146-10-930_TML-149RLSF-W-HC1 |  | Indoor | LED | Downlight Recessed | 841 | 12 | 74.2 |  | 3000K | 92 | 50000 | Continuously Dimmable |  | 2016-08-03
Ilsung Moolsan Company Ltd. | Ilsung | LED Downlight | DLED-146-10-935_TML-149RLSF-M-HC1 |  | Indoor | LED | Downlight Recessed | 841 | 12 | 74.2 |  | 3500K | 92 | 50000 | Continuously Dimmable |  | 2016-08-03
Ilsung Moolsan Company Ltd. | Ilsung | LED Downlight | DLED-146-10-935_TML-149RLSF-N-HC1 |  | Indoor | LED | Downlight Recessed | 841 | 12 | 74.2 |  | 3500K | 92 | 50000 | Continuously Dimmable |  | 2016-08-03
Ilsung Moolsan Company Ltd. | Ilsung | LED Downlight | DLED-166-70-940_TML-169RLSF-M-HC1 |  | Indoor | LED | Downlight Recessed | 5044 | 72 | 70.7 |  | 4000/4100K | 91 | 35000 | Continuously Dimmable |  | 2016-08-03
Ilsung Moolsan Company Ltd. | Ilsung | LED Downlight | DLED-166-70-940_TML-169RLSF-N-HC1 |  | Indoor | LED | Downlight Recessed | 5044 | 72 | 70.7 |  | 4000/4100K | 91 | 35000 | Continuously Dimmable |  | 2016-08-03
Ilsung Moolsan Company Ltd. | Ilsung | LED Downlight | DLED-166-70-940_TML-169RLSF-W-HC1 |  | Indoor | LED | Downlight Recessed | 5044 | 72 | 70.7 |  | 4000/4100K | 91 | 35000 | Continuously Dimmable |  | 2016-08-03
Ilsung Moolsan Company Ltd. | Ilsung | LED Downlight | DLED-166-90-927_TML-169RLSF-M-HC1 |  | Indoor | LED | Downlight Recessed | 5768 | 90 | 68.3 |  | 2700K | 92 | 35000 | Continuously Dimmable |  | 2016-08-03
Ilsung Moolsan Company Ltd. | Ilsung | LED Downlight | DLED-166-90-927_TML-169RLSF-N-HC1 |  | Indoor | LED | Downlight Recessed | 5768 | 90 | 68.3 |  | 2700K | 92 | 35000 | Continuously Dimmable |  | 2016-08-03
Ilsung Moolsan Company Ltd. | Ilsung | LED Downlight | DLED-166-90-927_TML-169RLSF-W-HC1 |  | Indoor | LED | Downlight Recessed | 5768 | 90 | 68.3 |  | 2700K | 92 | 35000 | Continuously Dimmable |  | 2016-08-03
Ilsung Moolsan Company Ltd. | Ilsung | LED Downlight | DLED-166-90-927_TML-169RLSF-WW-HC1 |  | Indoor | LED | Downlight Recessed | 5768 | 90 | 68.3 |  | 2700K | 92 | 35000 | Continuously Dimmable |  | 2016-08-03
Ilsung Moolsan Company Ltd. | Ilsung | LED Downlight | DLED-166-90-930_TML-169RLSF-M-HC1 |  | Indoor | LED | Downlight Recessed | 5768 | 90 | 68.3 |  | 3000K | 92 | 35000 | Continuously Dimmable |  | 2016-08-03
Ilsung Moolsan Company Ltd. | Ilsung | LED Downlight | DLED-166-90-930_TML-169RLSF-N-HC1 |  | Indoor | LED | Downlight Recessed | 5768 | 90 | 68.3 |  | 3000K | 92 | 35000 | Continuously Dimmable |  | 2016-08-03
Ilsung Moolsan Company Ltd. | Ilsung | LED Downlight | DLED-166-90-930_TML-169RLSF-W-HC1 |  | Indoor | LED | Downlight Recessed | 5768 | 90 | 68.3 |  | 3000K | 92 | 35000 | Continuously Dimmable |  | 2016-08-03
Ilsung Moolsan Company Ltd. | Ilsung | LED Downlight | DLED-166-90-930_TML-169RLSF-WW-HC1 |  | Indoor | LED | Downlight Recessed | 5768 | 90 | 68.3 |  | 3000K | 92 | 35000 | Continuously Dimmable |  | 2016-08-03
Ilsung Moolsan Company Ltd. | Ilsung | LED Downlight | DLED-166-90-935_TML-169RLSF-M-HC1 |  | Indoor | LED | Downlight Recessed | 5768 | 90 | 68.3 |  | 3500K | 92 | 35000 | Continuously Dimmable |  | 2016-08-03
Ilsung Moolsan Company Ltd. | Ilsung | LED Downlight | DLED-166-90-935_TML-169RLSF-N-HC1 |  | Indoor | LED | Downlight Recessed | 5768 | 90 | 68.3 |  | 3500K | 92 | 35000 | Continuously Dimmable |  | 2016-08-03
Ilsung Moolsan Company Ltd. | Ilsung | LED Downlight | DLED-166-90-935_TML-169RLSF-W-HC1 |  | Indoor | LED | Downlight Recessed | 5768 | 90 | 68.3 |  | 3500K | 92 | 35000 | Continuously Dimmable |  | 2016-08-03
Ilsung Moolsan Company Ltd. | Ilsung | LED Downlight | DLED-166-90-935_TML-169RLSF-WW-HC1 |  | Indoor | LED | Downlight Recessed | 5768 | 90 | 68.3 |  | 3500K | 92 | 35000 | Continuously Dimmable |  | 2016-08-03
Ilsung Moolsan Company Ltd. | Ilsung | LED Downlight | DLED-166-90-940_TML-169RLSF-M-HC1 |  | Indoor | LED | Downlight Recessed | 5768 | 90 | 68.3 |  | 4000/4100K | 92 | 35000 | Continuously Dimmable |  | 2016-08-03
Ilsung Moolsan Company Ltd. | Ilsung | LED Downlight | DLED-166-90-940_TML-169RLSF-N-HC1 |  | Indoor | LED | Downlight Recessed | 5768 | 90 | 68.3 |  | 4000/4100K | 92 | 35000 | Continuously Dimmable |  | 2016-08-03
Ilsung Moolsan Company Ltd. | Ilsung | LED Downlight | DLED-166-90-940_TML-169RLSF-W-HC1 |  | Indoor | LED | Downlight Recessed | 5768 | 90 | 68.3 |  | 4000/4100K | 92 | 35000 | Continuously Dimmable |  | 2016-08-03
Ilsung Moolsan Company Ltd. | Ilsung | LED Downlight | DLED-166-90-940_TML-169RLSF-WW-HC1 |  | Indoor | LED | Downlight Recessed | 5768 | 90 | 68.3 |  | 4000/4100K | 92 | 35000 | Continuously Dimmable |  | 2016-08-03
Ilsung Moolsan Company Ltd. | Ilsung | commercial LED downlight | DLED-166R-14-827-EZ |  | Indoor | LED | Downlight Recessed | 1150 | 14 | 83.5 |  | 2700K | 83 | 55000 | Continuously Dimmable,Damp Location Rated,0-10V Dimming |  | 2016-08-12
Ilsung Moolsan Company Ltd. | Ilsung | commercial LED downlight | DLED-166R-14-830-EZ |  | Indoor | LED | Downlight Recessed | 1150 | 14 | 83.5 |  | 3000K | 83 | 55000 | Continuously Dimmable,Damp Location Rated,0-10V Dimming |  | 2016-08-12
Ilsung Moolsan Company Ltd. | Ilsung | commercial LED downlight | DLED-166R-14-835-EZ |  | Indoor | LED | Downlight Recessed | 1150 | 14 | 83.5 |  | 3500K | 83 | 55000 | Continuously Dimmable,Damp Location Rated,0-10V Dimming |  | 2016-08-12
Ilsung Moolsan Company Ltd. | Ilsung | LED Downlight | DLED-196R-30W-RM-50 |  | Indoor | LED | Downlight Recessed | 2432 | 31.1 | 81.8 |  | 5000K | 82 | 40000 | Continuously Dimmable |  | 2016-03-14
Ilsung Moolsan Company Ltd. | Ilsung | commercial LED downlight | DLED-196R-32-827-EZ |  | Indoor | LED | Downlight Recessed | 2720 | 33 | 84.4 |  | 2700K | 84 | 47000 | Continuously Dimmable,Damp Location Rated,0-10V Dimming |  | 2016-08-12
Ilsung Moolsan Company Ltd. | Ilsung | commercial LED downlight | DLED-196R-32-830-EZ |  | Indoor | LED | Downlight Recessed | 2720 | 33 | 84.4 |  | 3000K | 84 | 47000 | Continuously Dimmable,Damp Location Rated,0-10V Dimming |  | 2016-08-12
Ilsung Moolsan Company Ltd. | Ilsung | commercial LED downlight | DLED-196R-32-835-EZ |  | Indoor | LED | Downlight Recessed | 2720 | 33 | 84.4 |  | 3500K | 84 | 47000 | Continuously Dimmable,Damp Location Rated,0-10V Dimming |  | 2016-08-12
Ilsung Moolsan Company Ltd. | Ilsung | commercial LED downlight | DLED-196R-32-840-EZ |  | Indoor | LED | Downlight Recessed | 2720 | 33 | 84.4 |  | 4000/4100K | 84 | 47000 | Continuously Dimmable,Damp Location Rated,0-10V Dimming |  | 2016-08-12
Ilsung Moolsan Company Ltd. | Ilsung | commercial LED downlight | DLED-196R-32-850-EZ |  | Indoor | LED | Downlight Recessed | 2720 | 33 | 84.4 |  | 5000K | 84 | 47000 | Continuously Dimmable,Damp Location Rated,0-10V Dimming |  | 2016-08-12
Ilsung Moolsan Company Ltd. | Ilsung | commercial LED downlight | DLED-196R-44-827-EZ |  | Indoor | LED | Downlight Recessed | 3640 | 43 | 85.7 |  | 2700K | 84 | 55000 | Continuously Dimmable,Damp Location Rated,0-10V Dimming |  | 2016-08-12
Ilsung Moolsan Company Ltd. | Ilsung | commercial LED downlight | DLED-196R-44-830-EZ |  | Indoor | LED | Downlight Recessed | 3640 | 43 | 85.7 |  | 3000K | 84 | 55000 | Continuously Dimmable,Damp Location Rated,0-10V Dimming |  | 2016-08-12
Ilsung Moolsan Company Ltd. | Ilsung | commercial LED downlight | DLED-196R-44-835-EZ |  | Indoor | LED | Downlight Recessed | 3640 | 43 | 85.7 |  | 3500K | 84 | 55000 | Continuously Dimmable,Damp Location Rated,0-10V Dimming |  | 2016-08-12
Ilsung Moolsan Company Ltd. | Ilsung | commercial LED downlight | DLED-196R-44-840-EZ |  | Indoor | LED | Downlight Recessed | 3640 | 43 | 85.7 |  | 4000/4100K | 84 | 55000 | Continuously Dimmable,Damp Location Rated,0-10V Dimming |  | 2016-08-12
Ilsung Moolsan Company Ltd. | Ilsung | commercial LED downlight | DLED-196R-44-850-EZ |  | Indoor | LED | Downlight Recessed | 3640 | 43 | 85.7 |  | 5000K | 84 | 55000 | Continuously Dimmable,Damp Location Rated,0-10V Dimming |  | 2016-08-12
Ilsung Moolsan Company Ltd. | Ilsung | commercial LED downlight | DLED-466-14-827-EZ |  | Indoor | LED | Downlight Recessed | 1150 | 14 | 83.5 |  | 2700K | 83 | 55000 | Continuously Dimmable,Damp Location Rated,0-10V Dimming |  | 2016-08-12
Ilsung Moolsan Company Ltd. | Ilsung | commercial LED downlight | DLED-466-14-830-EZ |  | Indoor | LED | Downlight Recessed | 1150 | 14 | 83.5 |  | 3000K | 83 | 55000 | Continuously Dimmable,Damp Location Rated,0-10V Dimming |  | 2016-08-12
Ilsung Moolsan Company Ltd. | Ilsung | commercial LED downlight | DLED-466-14-835-EZ |  | Indoor | LED | Downlight Recessed | 1150 | 14 | 83.5 |  | 3500K | 83 | 55000 | Continuously Dimmable,Damp Location Rated,0-10V Dimming |  | 2016-08-12
Ilsung Moolsan Company Ltd. | Ilsung | commercial LED downlight | DLED-466-14-840-EZ |  | Indoor | LED | Downlight Recessed | 1150 | 14 | 83.5 |  | 4000/4100K | 83 | 55000 | Continuously Dimmable,Damp Location Rated,0-10V Dimming |  | 2016-08-12
Ilsung Moolsan Company Ltd. | Ilsung | commercial LED downlight | DLED-466-14-850-EZ |  | Indoor | LED | Downlight Recessed | 1150 | 14 | 83.5 |  | 5000K | 83 | 55000 | Continuously Dimmable,Damp Location Rated,0-10V Dimming |  | 2016-08-12
Ilsung Moolsan Company Ltd. | Ilsung | LED Downlight | DLED-466-14W-RM-27-V1 |  | Indoor | LED | Downlight Solid State Retrofit | 1120 | 15 | 75.5 |  | 2700K | 82 | 35000 | Continuously Dimmable |  | 2016-06-17
Ilsung Moolsan Company Ltd. | Ilsung | LED Downlight | DLED-466-14W-RM-30-V1 | LED Downlight,DLED-466-14W-RM-35-V1,; LED Downlight,DLED-466-14W-RM-40-V1,; LED Downlight,DLED-466-14W-RM-50-V1, | Indoor | LED | Downlight Solid State Retrofit | 1120 | 15 | 75.5 |  | 4000/4100K,3000K,3500K,5000K | 80 | 35000 | Continuously Dimmable |  | 2016-06-17
Ilsung Moolsan Company Ltd. | Ilsung | commercial LED downlight | DLED-466-22-827-EZ |  | Indoor | LED | Downlight Recessed | 1950 | 23 | 87.7 |  | 2700K | 84 | 55000 | Continuously Dimmable,Damp Location Rated,0-10V Dimming |  | 2016-08-12
Ilsung Moolsan Company Ltd. | Ilsung | commercial LED downlight | DLED-466-22-830-EZ |  | Indoor | LED | Downlight Recessed | 1950 | 23 | 87.7 |  | 3000K | 84 | 55000 | Continuously Dimmable,Damp Location Rated,0-10V Dimming |  | 2016-08-12
Ilsung Moolsan Company Ltd. | Ilsung | LED Downlight | DLED-146-10-935_TML-149RLSF-W-HC1 |  | Indoor | LED | Downlight Recessed | 841 | 12 | 74.2 |  | 3500K | 92 | 50000 | Continuously Dimmable |  | 2016-08-03
Ilsung Moolsan Company Ltd. | Ilsung | LED Downlight | DLED-146-10-940_TML-149RLSF-M-HC1 |  | Indoor | LED | Downlight Recessed | 841 | 12 | 74.2 |  | 4000/4100K | 92 | 50000 | Continuously Dimmable |  | 2016-08-03
Ilsung Moolsan Company Ltd. | Ilsung | LED Downlight | DLED-146-10-940_TML-149RLSF-N-HC1 |  | Indoor | LED | Downlight Recessed | 841 | 12 | 74.2 |  | 4000/4100K | 92 | 50000 | Continuously Dimmable |  | 2016-08-03
Ilsung Moolsan Company Ltd. | Ilsung | LED Downlight | DLED-146-10-940_TML-149RLSF-W-HC1 |  | Indoor | LED | Downlight Recessed | 841 | 12 | 74.2 |  | 4000/4100K | 92 | 50000 | Continuously Dimmable |  | 2016-08-03
Ilsung Moolsan Company Ltd. | Ilsung | commercial LED downlight | DLED-146-14-827-EZ |  | Indoor | LED | Downlight Recessed | 1150 | 14 | 83.5 |  | 2700K | 83 | 55000 | Continuously Dimmable,Damp Location Rated,0-10V Dimming |  | 2016-08-12
Ilsung Moolsan Company Ltd. | Ilsung | commercial LED downlight | DLED-146-14-830-EZ |  | Indoor | LED | Downlight Recessed | 1150 | 14 | 83.5 |  | 3000K | 83 | 55000 | Continuously Dimmable,Damp Location Rated,0-10V Dimming |  | 2016-08-12
Ilsung Moolsan Company Ltd. | Ilsung | commercial LED downlight | DLED-146-14-835-EZ |  | Indoor | LED | Downlight Recessed | 1150 | 14 | 83.5 |  | 3500K | 83 | 55000 | Continuously Dimmable,Damp Location Rated,0-10V Dimming |  | 2016-08-12
Ilsung Moolsan Company Ltd. | Ilsung | commercial LED downlight | DLED-146-14-840-EZ |  | Indoor | LED | Downlight Recessed | 1150 | 14 | 83.5 |  | 4000/4100K | 83 | 55000 | Continuously Dimmable,Damp Location Rated,0-10V Dimming |  | 2016-08-12
Ilsung Moolsan Company Ltd. | Ilsung | commercial LED downlight | DLED-146-14-850-EZ |  | Indoor | LED | Downlight Recessed | 1150 | 14 | 83.5 |  | 5000K | 83 | 55000 | Continuously Dimmable,Damp Location Rated,0-10V Dimming |  | 2016-08-12
Ilsung Moolsan Company Ltd. | Ilsung | LED Downlight | DLED-146-14W-RM-27-V1 |  | Indoor | LED | Downlight Solid State Retrofit | 1120 | 15 | 75.5 |  | 2700K | 82 | 35000 | Continuously Dimmable |  | 2016-06-17
Ilsung Moolsan Company Ltd. | Ilsung | LED Downlight | DLED-146-14W-RM-30-V1 | LED Downlight,DLED-146-14W-RM-35-V1,; LED Downlight,DLED-146-14W-RM-40-V1,; LED Downlight,DLED-146-14W-RM-50-V1, | Indoor | LED | Downlight Solid State Retrofit | 1120 | 15 | 75.5 |  | 4000/4100K,3000K,3500K,5000K | 80 | 35000 | Continuously Dimmable |  | 2016-06-17
Ilsung Moolsan Company Ltd. | Ilsung | LED Downlight | DLED-146-15-927_TML-149RLSF-M-HC1 |  | Indoor | LED | Downlight Recessed | 1000 | 15 | 71.7 |  | 2700K | 92 | 50000 | Continuously Dimmable |  | 2016-08-03
Ilsung Moolsan Company Ltd. | Ilsung | LED Downlight | DLED-146-15-927_TML-149RLSF-N-HC1 |  | Indoor | LED | Downlight Recessed | 1000 | 15 | 71.7 |  | 2700K | 92 | 50000 | Continuously Dimmable |  | 2016-08-03
Ilsung Moolsan Company Ltd. | Ilsung | LED Downlight | DLED-146-15-927_TML-149RLSF-W-HC1 |  | Indoor | LED | Downlight Recessed | 1000 | 15 | 71.7 |  | 2700K | 92 | 50000 | Continuously Dimmable |  | 2016-08-03
Ilsung Moolsan Company Ltd. | Ilsung | LED Downlight | DLED-146-15-930_TML-149RLSF-M-HC1 |  | Indoor | LED | Downlight Recessed | 1000 | 15 | 71.7 |  | 3000K | 92 | 50000 | Continuously Dimmable |  | 2016-08-03
Ilsung Moolsan Company Ltd. | Ilsung | LED Downlight | DLED-146-15-930_TML-149RLSF-N-HC1 |  | Indoor | LED | Downlight Recessed | 1000 | 15 | 71.7 |  | 3000K | 92 | 50000 | Continuously Dimmable |  | 2016-08-03
Ilsung Moolsan Company Ltd. | Ilsung | LED Downlight | DLED-146-15-930_TML-149RLSF-W-HC1 |  | Indoor | LED | Downlight Recessed | 1000 | 15 | 71.7 |  | 3000K | 92 | 50000 | Continuously Dimmable |  | 2016-08-03
Ilsung Moolsan Company Ltd. | Ilsung | LED Downlight | DLED-146-15-935_TML-149RLSF-M-HC1 |  | Indoor | LED | Downlight Recessed | 1000 | 15 | 71.7 |  | 3500K | 92 | 50000 | Continuously Dimmable |  | 2016-08-03
Ilsung Moolsan Company Ltd. | Ilsung | LED Downlight | DLED-146-15-935_TML-149RLSF-N-HC1 |  | Indoor | LED | Downlight Recessed | 1000 | 15 | 71.7 |  | 3500K | 92 | 50000 | Continuously Dimmable |  | 2016-08-03
Ilsung Moolsan Company Ltd. | Ilsung | LED Downlight | DLED-146-15-935_TML-149RLSF-W-HC1 |  | Indoor | LED | Downlight Recessed | 1000 | 15 | 71.7 |  | 3500K | 92 | 50000 | Continuously Dimmable |  | 2016-08-03
Ilsung Moolsan Company Ltd. | Ilsung | LED Downlight | DLED-146-15-940_TML-149RLSF-M-HC1 |  | Indoor | LED | Downlight Recessed | 1000 | 15 | 71.7 |  | 4000/4100K | 92 | 50000 | Continuously Dimmable |  | 2016-08-03
Ilsung Moolsan Company Ltd. | Ilsung | commercial LED downlight | DLED-166R-14-840-EZ |  | Indoor | LED | Downlight Recessed | 1150 | 14 | 83.5 |  | 4000/4100K | 83 | 55000 | Continuously Dimmable,Damp Location Rated,0-10V Dimming |  | 2016-08-12
Ilsung Moolsan Company Ltd. | Ilsung | commercial LED downlight | DLED-166R-14-850-EZ |  | Indoor | LED | Downlight Recessed | 1150 | 14 | 83.5 |  | 5000K | 83 | 55000 | Continuously Dimmable,Damp Location Rated,0-10V Dimming |  | 2016-08-12
Ilsung Moolsan Company Ltd. | Ilsung | LED Downlight | DLED-166R-14W-RM-27-V1 |  | Indoor | LED | Downlight Solid State Retrofit | 1120 | 15 | 75.5 |  | 2700K | 82 | 35000 | Continuously Dimmable |  | 2016-06-17
Ilsung Moolsan Company Ltd. | Ilsung | LED Downlight | DLED-166R-14W-RM-30-V1 | LED Downlight,DLED-166R-14W-RM-35-V1,; LED Downlight,DLED-166R-14W-RM-40-V1,; LED Downlight,DLED-166R-14W-RM-50-V1, | Indoor | LED | Downlight Solid State Retrofit | 1120 | 15 | 75.5 |  | 4000/4100K,3000K,3500K,5000K | 80 | 35000 | Continuously Dimmable |  | 2016-06-17
Ilsung Moolsan Company Ltd. | Ilsung | commercial LED downlight | DLED-166R-22-827-EZ |  | Indoor | LED | Downlight Recessed | 1950 | 23 | 87.7 |  | 2700K | 84 | 55000 | Continuously Dimmable,Damp Location Rated,0-10V Dimming |  | 2016-08-12
Ilsung Moolsan Company Ltd. | Ilsung | commercial LED downlight | DLED-166R-22-830-EZ |  | Indoor | LED | Downlight Recessed | 1950 | 23 | 87.7 |  | 3000K | 84 | 55000 | Continuously Dimmable,Damp Location Rated,0-10V Dimming |  | 2016-08-12
Ilsung Moolsan Company Ltd. | Ilsung | commercial LED downlight | DLED-166R-22-835-EZ |  | Indoor | LED | Downlight Recessed | 1950 | 23 | 87.7 |  | 3500K | 84 | 55000 | Continuously Dimmable,Damp Location Rated,0-10V Dimming |  | 2016-08-12
Ilsung Moolsan Company Ltd. | Ilsung | commercial LED downlight | DLED-166R-22-840-EZ |  | Indoor | LED | Downlight Recessed | 1950 | 23 | 87.7 |  | 4000/4100K | 84 | 55000 | Continuously Dimmable,Damp Location Rated,0-10V Dimming |  | 2016-08-12
Ilsung Moolsan Company Ltd. | Ilsung | commercial LED downlight | DLED-166R-22-850-EZ |  | Indoor | LED | Downlight Recessed | 1950 | 23 | 87.7 |  | 5000K | 84 | 55000 | Continuously Dimmable,Damp Location Rated,0-10V Dimming |  | 2016-08-12
Ilsung Moolsan Company Ltd. | Ilsung | LED Downlight | DLED-166R-23W-RM-27 |  | Indoor | LED | Downlight Recessed | 1348 | 23 | 62.7 |  | 2700K | 82 | 40000 | Continuously Dimmable |  | 2016-03-16
Ilsung Moolsan Company Ltd. | Ilsung | LED Downlight | DLED-166R-23W-RM-30 |  | Indoor | LED | Downlight Recessed | 1415 | 23 | 75.1 |  | 3000K | 82 | 40000 | Continuously Dimmable |  | 2016-03-16
Ilsung Moolsan Company Ltd. | Ilsung | LED Downlight | DLED-166R-23W-RM-35 |  | Indoor | LED | Downlight Recessed | 1485 | 23 | 75.1 |  | 3500K | 82 | 40000 | Continuously Dimmable |  | 2016-03-16
Ilsung Moolsan Company Ltd. | Ilsung | LED Downlight | DLED-166R-23W-RM-40 |  | Indoor | LED | Downlight Recessed | 1500 | 23 | 75.1 |  | 4000/4100K | 82 | 40000 | Continuously Dimmable |  | 2016-03-16
Ilsung Moolsan Company Ltd. | Ilsung | LED Downlight | DLED-166R-23W-RM-50 |  | Indoor | LED | Downlight Recessed | 1570 | 23 | 75.1 |  | 5000K | 82 | 40000 | Continuously Dimmable |  | 2016-03-16
Ilsung Moolsan Company Ltd. | Ilsung | LED Downlight | DLED-166R-30W-RM-27 |  | Indoor | LED | Downlight Recessed | 1700 | 31.1 | 54.7 |  | 2700K | 81 | 40000 | Continuously Dimmable |  | 2016-03-14
Ilsung Moolsan Company Ltd. | Ilsung | LED Downlight | DLED-166R-30W-RM-30 |  | Indoor | LED | Downlight Recessed | 1785 | 31.1 | 66.6 |  | 3000K | 82 | 40000 | Continuously Dimmable |  | 2016-03-14
Ilsung Moolsan Company Ltd. | Ilsung | LED Downlight | DLED-166R-30W-RM-35 |  | Indoor | LED | Downlight Recessed | 1874 | 31.1 | 66.6 |  | 3500K | 82 | 40000 | Continuously Dimmable |  | 2016-03-14
Ilsung Moolsan Company Ltd. | Ilsung | LED Downlight | DLED-166R-30W-RM-40 |  | Indoor | LED | Downlight Recessed | 1940 | 31.1 | 66.6 |  | 4000/4100K | 82 | 40000 | Continuously Dimmable |  | 2016-03-14
Ilsung Moolsan Company Ltd. | Ilsung | LED Downlight | DLED-166R-30W-RM-50 |  | Indoor | LED | Downlight Recessed | 1978 | 31.1 | 66.6 |  | 5000K | 83 | 40000 | Continuously Dimmable |  | 2016-03-14
Ilsung Moolsan Company Ltd. | Ilsung | commercial LED downlight | DLED-166R-32-827-EZ |  | Indoor | LED | Downlight Recessed | 2720 | 33 | 84.4 |  | 2700K | 84 | 47000 | Continuously Dimmable,Damp Location Rated,0-10V Dimming |  | 2016-08-12
Ilsung Moolsan Company Ltd. | Ilsung | commercial LED downlight | DLED-166R-32-830-EZ |  | Indoor | LED | Downlight Recessed | 2720 | 33 | 84.4 |  | 3000K | 84 | 47000 | Continuously Dimmable,Damp Location Rated,0-10V Dimming |  | 2016-08-12
Ilsung Moolsan Company Ltd. | Ilsung | commercial LED downlight | DLED-166R-32-835-EZ |  | Indoor | LED | Downlight Recessed | 2720 | 33 | 84.4 |  | 3500K | 84 | 47000 | Continuously Dimmable,Damp Location Rated,0-10V Dimming |  | 2016-08-12
Ilsung Moolsan Company Ltd. | Ilsung | commercial LED downlight | DLED-466-22-835-EZ |  | Indoor | LED | Downlight Recessed | 1950 | 23 | 87.7 |  | 3500K | 84 | 55000 | Continuously Dimmable,Damp Location Rated,0-10V Dimming |  | 2016-08-12
Ilsung Moolsan Company Ltd. | Ilsung | commercial LED downlight | DLED-466-22-840-EZ |  | Indoor | LED | Downlight Recessed | 1950 | 23 | 87.7 |  | 4000/4100K | 84 | 55000 | Continuously Dimmable,Damp Location Rated,0-10V Dimming |  | 2016-08-12
Ilsung Moolsan Company Ltd. | Ilsung | commercial LED downlight | DLED-466-22-850-EZ |  | Indoor | LED | Downlight Recessed | 1950 | 23 | 87.7 |  | 5000K | 84 | 55000 | Continuously Dimmable,Damp Location Rated,0-10V Dimming |  | 2016-08-12
Ilsung Moolsan Company Ltd. | Ilsung | LED Downlight | DLED-466-23W-RM-27 |  | Indoor | LED | Downlight Recessed | 1348 | 23 | 63 |  | 2700K | 82 | 40000 | Continuously Dimmable |  | 2016-03-16
Ilsung Moolsan Company Ltd. | Ilsung | LED Downlight | DLED-466-23W-RM-30 |  | Indoor | LED | Downlight Recessed | 1415 | 23 | 75.6 |  | 3000K | 82 | 40000 | Continuously Dimmable |  | 2016-03-16
Ilsung Moolsan Company Ltd. | Ilsung | LED Downlight | DLED-466-23W-RM-35 |  | Indoor | LED | Downlight Recessed | 1485 | 23 | 75.6 |  | 3500K | 82 | 40000 | Continuously Dimmable |  | 2016-03-16
Ilsung Moolsan Company Ltd. | Ilsung | LED Downlight | DLED-466-23W-RM-40 |  | Indoor | LED | Downlight Recessed | 1500 | 23 | 75.6 |  | 4000/4100K | 82 | 40000 | Continuously Dimmable |  | 2016-03-16
Ilsung Moolsan Company Ltd. | Ilsung | LED Downlight | DLED-466-23W-RM-50 |  | Indoor | LED | Downlight Recessed | 1578 | 23 | 75.6 |  | 5000K | 82 | 40000 | Continuously Dimmable |  | 2016-03-16
Ilsung Moolsan Company Ltd. | Ilsung | commercial LED downlight | DLED-666-14-827-EZ |  | Indoor | LED | Downlight Recessed | 1150 | 14 | 83.5 |  | 2700K | 83 | 55000 | Continuously Dimmable,Damp Location Rated,0-10V Dimming |  | 2016-08-12
Ilsung Moolsan Company Ltd. | Ilsung | commercial LED downlight | DLED-666-14-830-EZ |  | Indoor | LED | Downlight Recessed | 1150 | 14 | 83.5 |  | 3000K | 83 | 55000 | Continuously Dimmable,Damp Location Rated,0-10V Dimming |  | 2016-08-12
Ilsung Moolsan Company Ltd. | Ilsung | commercial LED downlight | DLED-666-14-835-EZ |  | Indoor | LED | Downlight Recessed | 1150 | 14 | 83.5 |  | 3500K | 83 | 55000 | Continuously Dimmable,Damp Location Rated,0-10V Dimming |  | 2016-08-12
Ilsung Moolsan Company Ltd. | Ilsung | commercial LED downlight | DLED-666-14-840-EZ |  | Indoor | LED | Downlight Recessed | 1150 | 14 | 83.5 |  | 4000/4100K | 83 | 55000 | Continuously Dimmable,Damp Location Rated,0-10V Dimming |  | 2016-08-12
Ilsung Moolsan Company Ltd. | Ilsung | commercial LED downlight | DLED-666-14-850-EZ |  | Indoor | LED | Downlight Recessed | 1150 | 14 | 83.5 |  | 5000K | 83 | 55000 | Continuously Dimmable,Damp Location Rated,0-10V Dimming |  | 2016-08-12
Ilsung Moolsan Company Ltd. | Ilsung | LED Downlight | DLED-666-14W-RM-27-V1 |  | Indoor | LED | Downlight Solid State Retrofit | 1120 | 15 | 75.5 |  | 2700K | 82 | 35000 | Continuously Dimmable |  | 2016-06-17
Ilsung Moolsan Company Ltd. | Ilsung | LED Downlight | DLED-666-14W-RM-30-V1 | LED Downlight,DLED-666-14W-RM-35-V1,; LED Downlight,DLED-666-14W-RM-40-V1,; LED Downlight,DLED-666-14W-RM-50-V1, | Indoor | LED | Downlight Solid State Retrofit | 1120 | 15 | 75.5 |  | 4000/4100K,3000K,3500K,5000K | 80 | 35000 | Continuously Dimmable |  | 2016-06-17
Ilsung Moolsan Company Ltd. | Ilsung | commercial LED downlight | DLED-666-22-827-EZ |  | Indoor | LED | Downlight Recessed | 1950 | 23 | 87.7 |  | 2700K | 84 | 55000 | Continuously Dimmable,Damp Location Rated,0-10V Dimming |  | 2016-08-12
Ilsung Moolsan Company Ltd. | Ilsung | commercial LED downlight | DLED-666-22-830-EZ |  | Indoor | LED | Downlight Recessed | 1950 | 23 | 87.7 |  | 3000K | 84 | 55000 | Continuously Dimmable,Damp Location Rated,0-10V Dimming |  | 2016-08-12
Ilsung Moolsan Company Ltd. | Ilsung | commercial LED downlight | DLED-666-22-835-EZ |  | Indoor | LED | Downlight Recessed | 1950 | 23 | 87.7 |  | 3500K | 84 | 55000 | Continuously Dimmable,Damp Location Rated,0-10V Dimming |  | 2016-08-12
Ilsung Moolsan Company Ltd. | Ilsung | commercial LED downlight | DLED-666-22-840-EZ |  | Indoor | LED | Downlight Recessed | 1950 | 23 | 87.7 |  | 4000/4100K | 84 | 55000 | Continuously Dimmable,Damp Location Rated,0-10V Dimming |  | 2016-08-12
Ilsung Moolsan Company Ltd. | Ilsung | commercial LED downlight | DLED-666-22-850-EZ |  | Indoor | LED | Downlight Recessed | 1950 | 23 | 87.7 |  | 5000K | 84 | 55000 | Continuously Dimmable,Damp Location Rated,0-10V Dimming |  | 2016-08-12
Ilsung Moolsan Company Ltd. | Ilsung | LED Downlight | DLED-666-23W-RM-27 |  | Indoor | LED | Downlight Recessed | 1348 | 23 | 62.7 |  | 2700K | 82 | 40000 | Continuously Dimmable |  | 2016-03-16
Ilsung Moolsan Company Ltd. | Ilsung | LED Downlight | DLED-146-15-940_TML-149RLSF-N-HC1 |  | Indoor | LED | Downlight Recessed | 1000 | 15 | 71.7 |  | 4000/4100K | 92 | 50000 | Continuously Dimmable |  | 2016-08-03
Ilsung Moolsan Company Ltd. | Ilsung | LED Downlight | DLED-146-15-940_TML-149RLSF-W-HC1 |  | Indoor | LED | Downlight Recessed | 1000 | 15 | 71.7 |  | 4000/4100K | 92 | 50000 | Continuously Dimmable |  | 2016-08-03
Ilsung Moolsan Company Ltd. | Ilsung | LED Downlight | DLED-146-20-927_TML-149RLSF-M-HC1 |  | Indoor | LED | Downlight Recessed | 1724 | 24 | 77 |  | 2700K | 92 | 50000 | Continuously Dimmable |  | 2016-08-03
Ilsung Moolsan Company Ltd. | Ilsung | LED Downlight | DLED-146-20-927_TML-149RLSF-N-HC1 |  | Indoor | LED | Downlight Recessed | 1724 | 24 | 77 |  | 2700K | 92 | 50000 | Continuously Dimmable |  | 2016-08-03
Ilsung Moolsan Company Ltd. | Ilsung | LED Downlight | DLED-146-20-927_TML-149RLSF-W-HC1 |  | Indoor | LED | Downlight Recessed | 1724 | 24 | 77 |  | 2700K | 92 | 50000 | Continuously Dimmable |  | 2016-08-03
Ilsung Moolsan Company Ltd. | Ilsung | LED Downlight | DLED-146-20-930_TML-149RLSF-M-HC1 |  | Indoor | LED | Downlight Recessed | 1724 | 24 | 77 |  | 3000K | 92 | 50000 | Continuously Dimmable |  | 2016-08-03
Ilsung Moolsan Company Ltd. | Ilsung | LED Downlight | DLED-146-20-930_TML-149RLSF-N-HC1 |  | Indoor | LED | Downlight Recessed | 1724 | 24 | 77 |  | 3000K | 92 | 50000 | Continuously Dimmable |  | 2016-08-03
Ilsung Moolsan Company Ltd. | Ilsung | LED Downlight | DLED-146-20-930_TML-149RLSF-W-HC1 |  | Indoor | LED | Downlight Recessed | 1724 | 24 | 77 |  | 3000K | 92 | 50000 | Continuously Dimmable |  | 2016-08-03
Ilsung Moolsan Company Ltd. | Ilsung | LED Downlight | DLED-146-20-935_TML-149RLSF-M-HC1 |  | Indoor | LED | Downlight Recessed | 1724 | 24 | 77 |  | 3500K | 92 | 50000 | Continuously Dimmable |  | 2016-08-03
Ilsung Moolsan Company Ltd. | Ilsung | LED Downlight | DLED-146-20-935_TML-149RLSF-N-HC1 |  | Indoor | LED | Downlight Recessed | 1724 | 24 | 77 |  | 3500K | 92 | 50000 | Continuously Dimmable |  | 2016-08-03
Ilsung Moolsan Company Ltd. | Ilsung | LED Downlight | DLED-146-20-935_TML-149RLSF-W-HC1 |  | Indoor | LED | Downlight Recessed | 1724 | 24 | 77 |  | 3500K | 92 | 50000 | Continuously Dimmable |  | 2016-08-03
Ilsung Moolsan Company Ltd. | Ilsung | LED Downlight | DLED-146-20-940_TML-149RLSF-M-HC1 |  | Indoor | LED | Downlight Recessed | 1724 | 24 | 77 |  | 4000/4100K | 92 | 50000 | Continuously Dimmable |  | 2016-08-03
Ilsung Moolsan Company Ltd. | Ilsung | LED Downlight | DLED-146-20-940_TML-149RLSF-N-HC1 |  | Indoor | LED | Downlight Recessed | 1724 | 24 | 77 |  | 4000/4100K | 92 | 50000 | Continuously Dimmable |  | 2016-08-03
Ilsung Moolsan Company Ltd. | Ilsung | LED Downlight | DLED-146-20-940_TML-149RLSF-W-HC1 |  | Indoor | LED | Downlight Recessed | 1724 | 24 | 77 |  | 4000/4100K | 92 | 50000 | Continuously Dimmable |  | 2016-08-03
Ilsung Moolsan Company Ltd. | Ilsung | commercial LED downlight | DLED-146-22-827-EZ |  | Indoor | LED | Downlight Recessed | 1950 | 23 | 87.7 |  | 2700K | 84 | 55000 | Continuously Dimmable,Damp Location Rated,0-10V Dimming |  | 2016-08-12
Ilsung Moolsan Company Ltd. | Ilsung | commercial LED downlight | DLED-146-22-830-EZ |  | Indoor | LED | Downlight Recessed | 1950 | 23 | 87.7 |  | 3000K | 84 | 55000 | Continuously Dimmable,Damp Location Rated,0-10V Dimming |  | 2016-08-12
Ilsung Moolsan Company Ltd. | Ilsung | commercial LED downlight | DLED-146-22-835-EZ |  | Indoor | LED | Downlight Recessed | 1950 | 23 | 87.7 |  | 3500K | 84 | 55000 | Continuously Dimmable,Damp Location Rated,0-10V Dimming |  | 2016-08-12
Ilsung Moolsan Company Ltd. | Ilsung | commercial LED downlight | DLED-146-22-840-EZ |  | Indoor | LED | Downlight Recessed | 1950 | 23 | 87.7 |  | 4000/4100K | 84 | 55000 | Continuously Dimmable,Damp Location Rated,0-10V Dimming |  | 2016-08-12
Ilsung Moolsan Company Ltd. | Ilsung | commercial LED downlight | DLED-146-22-850-EZ |  | Indoor | LED | Downlight Recessed | 1950 | 23 | 87.7 |  | 5000K | 84 | 55000 | Continuously Dimmable,Damp Location Rated,0-10V Dimming |  | 2016-08-12
Ilsung Moolsan Company Ltd. | Ilsung | LED Downlight | DLED-146-23W-RM-27 |  | Indoor | LED | Downlight Recessed | 1348 | 23 | 63 |  | 2700K | 82 | 40000 | Continuously Dimmable |  | 2016-03-16
Ilsung Moolsan Company Ltd. | Ilsung | LED Downlight | DLED-146-23W-RM-30 |  | Indoor | LED | Downlight Recessed | 1415 | 23 | 75.6 |  | 3000K | 82 | 40000 | Continuously Dimmable |  | 2016-03-16
Ilsung Moolsan Company Ltd. | Ilsung | LED Downlight | DLED-146-23W-RM-35 |  | Indoor | LED | Downlight Recessed | 1485 | 23 | 75.6 |  | 3500K | 82 | 40000 | Continuously Dimmable |  | 2016-03-16
Ilsung Moolsan Company Ltd. | Ilsung | commercial LED downlight | DLED-166R-32-840-EZ |  | Indoor | LED | Downlight Recessed | 2720 | 33 | 84.4 |  | 4000/4100K | 84 | 47000 | Continuously Dimmable,Damp Location Rated,0-10V Dimming |  | 2016-08-12
Ilsung Moolsan Company Ltd. | Ilsung | commercial LED downlight | DLED-166R-32-850-EZ |  | Indoor | LED | Downlight Recessed | 2720 | 33 | 84.4 |  | 5000K | 84 | 47000 | Continuously Dimmable,Damp Location Rated,0-10V Dimming |  | 2016-08-12
Ilsung Moolsan Company Ltd. | Ilsung | commercial LED downlight | DLED-166R-44-827-EZ |  | Indoor | LED | Downlight Recessed | 3640 | 43 | 85.7 |  | 2700K | 84 | 55000 | Continuously Dimmable,Damp Location Rated,0-10V Dimming |  | 2016-08-12
Ilsung Moolsan Company Ltd. | Ilsung | commercial LED downlight | DLED-166R-44-830-EZ |  | Indoor | LED | Downlight Recessed | 3640 | 43 | 85.7 |  | 3000K | 84 | 55000 | Continuously Dimmable,Damp Location Rated,0-10V Dimming |  | 2016-08-12
Ilsung Moolsan Company Ltd. | Ilsung | commercial LED downlight | DLED-166R-44-835-EZ |  | Indoor | LED | Downlight Recessed | 3640 | 43 | 85.7 |  | 3500K | 84 | 55000 | Continuously Dimmable,Damp Location Rated,0-10V Dimming |  | 2016-08-12
Ilsung Moolsan Company Ltd. | Ilsung | commercial LED downlight | DLED-166R-44-840-EZ |  | Indoor | LED | Downlight Recessed | 3640 | 43 | 85.7 |  | 4000/4100K | 84 | 55000 | Continuously Dimmable,Damp Location Rated,0-10V Dimming |  | 2016-08-12
Ilsung Moolsan Company Ltd. | Ilsung | commercial LED downlight | DLED-166R-44-850-EZ |  | Indoor | LED | Downlight Recessed | 3640 | 43 | 85.7 |  | 5000K | 84 | 55000 | Continuously Dimmable,Damp Location Rated,0-10V Dimming |  | 2016-08-12
Ilsung Moolsan Company Ltd. | Ilsung | commercial LED downlight | DLED-186-14-827-EZ |  | Indoor | LED | Downlight Recessed | 1150 | 14 | 83.5 |  | 2700K | 83 | 55000 | Continuously Dimmable,Damp Location Rated,0-10V Dimming |  | 2016-08-12
Ilsung Moolsan Company Ltd. | Ilsung | commercial LED downlight | DLED-186-14-830-EZ |  | Indoor | LED | Downlight Recessed | 1150 | 14 | 83.5 |  | 3000K | 83 | 55000 | Continuously Dimmable,Damp Location Rated,0-10V Dimming |  | 2016-08-12
Ilsung Moolsan Company Ltd. | Ilsung | commercial LED downlight | DLED-186-14-835-EZ |  | Indoor | LED | Downlight Recessed | 1150 | 14 | 83.5 |  | 3500K | 83 | 55000 | Continuously Dimmable,Damp Location Rated,0-10V Dimming |  | 2016-08-12
Ilsung Moolsan Company Ltd. | Ilsung | commercial LED downlight | DLED-186-14-840-EZ |  | Indoor | LED | Downlight Recessed | 1150 | 14 | 83.5 |  | 4000/4100K | 83 | 55000 | Continuously Dimmable,Damp Location Rated,0-10V Dimming |  | 2016-08-12
Ilsung Moolsan Company Ltd. | Ilsung | commercial LED downlight | DLED-186-14-850-EZ |  | Indoor | LED | Downlight Recessed | 1150 | 14 | 83.5 |  | 5000K | 83 | 55000 | Continuously Dimmable,Damp Location Rated,0-10V Dimming |  | 2016-08-12
Ilsung Moolsan Company Ltd. | Ilsung | LED Downlight | DLED-186-14W-RM-27-V1 |  | Indoor | LED | Downlight Solid State Retrofit | 1120 | 15 | 75.5 |  | 2700K | 82 | 35000 | Continuously Dimmable |  | 2016-06-17
Ilsung Moolsan Company Ltd. | Ilsung | LED Downlight | DLED-186-14W-RM-30-V1 | LED Downlight,DLED-186-14W-RM-35-V1,; LED Downlight,DLED-186-14W-RM-40-V1,; LED Downlight,DLED-186-14W-RM-50-V1, | Indoor | LED | Downlight Solid State Retrofit | 1120 | 15 | 75.5 |  | 4000/4100K,3000K,3500K,5000K | 80 | 35000 | Continuously Dimmable |  | 2016-06-17
Ilsung Moolsan Company Ltd. | Ilsung | commercial LED downlight | DLED-186-22-827-EZ |  | Indoor | LED | Downlight Recessed | 1950 | 23 | 87.7 |  | 2700K | 84 | 55000 | Continuously Dimmable,Damp Location Rated,0-10V Dimming |  | 2016-08-12
Ilsung Moolsan Company Ltd. | Ilsung | commercial LED downlight | DLED-186-22-830-EZ |  | Indoor | LED | Downlight Recessed | 1950 | 23 | 87.7 |  | 3000K | 84 | 55000 | Continuously Dimmable,Damp Location Rated,0-10V Dimming |  | 2016-08-12
Ilsung Moolsan Company Ltd. | Ilsung | commercial LED downlight | DLED-186-22-835-EZ |  | Indoor | LED | Downlight Recessed | 1950 | 23 | 87.7 |  | 3500K | 84 | 55000 | Continuously Dimmable,Damp Location Rated,0-10V Dimming |  | 2016-08-12
Ilsung Moolsan Company Ltd. | Ilsung | commercial LED downlight | DLED-186-22-840-EZ |  | Indoor | LED | Downlight Recessed | 1950 | 23 | 87.7 |  | 4000/4100K | 84 | 55000 | Continuously Dimmable,Damp Location Rated,0-10V Dimming |  | 2016-08-12
Ilsung Moolsan Company Ltd. | Ilsung | commercial LED downlight | DLED-186-22-850-EZ |  | Indoor | LED | Downlight Recessed | 1950 | 23 | 87.7 |  | 5000K | 84 | 55000 | Continuously Dimmable,Damp Location Rated,0-10V Dimming |  | 2016-08-12
Ilsung Moolsan Company Ltd. | Ilsung | LED Downlight | DLED-186-23W-RM-27 |  | Indoor | LED | Downlight Recessed | 1590 | 23 | 74.3 |  | 2700K | 81 | 40000 | Continuously Dimmable |  | 2016-03-16
Ilsung Moolsan Company Ltd. | Ilsung | LED Downlight | DLED-666-23W-RM-30 |  | Indoor | LED | Downlight Recessed | 1415 | 23 | 75.1 |  | 3000K | 82 | 40000 | Continuously Dimmable |  | 2016-03-16
Ilsung Moolsan Company Ltd. | Ilsung | LED Downlight | DLED-666-23W-RM-35 |  | Indoor | LED | Downlight Recessed | 1485 | 23 | 75.1 |  | 3500K | 82 | 40000 | Continuously Dimmable |  | 2016-03-16
Ilsung Moolsan Company Ltd. | Ilsung | LED Downlight | DLED-666-23W-RM-40 |  | Indoor | LED | Downlight Recessed | 1500 | 23 | 75.1 |  | 4000/4100K | 82 | 40000 | Continuously Dimmable |  | 2016-03-16
Ilsung Moolsan Company Ltd. | Ilsung | LED Downlight | DLED-666-23W-RM-50 |  | Indoor | LED | Downlight Recessed | 1570 | 23 | 75.1 |  | 5000K | 82 | 40000 | Continuously Dimmable |  | 2016-03-16
Ilsung Moolsan Company Ltd. | Ilsung | LED Downlight | DLED-666-30W-RM-27 |  | Indoor | LED | Downlight Recessed | 1700 | 31.1 | 54.7 |  | 2700K | 81 | 40000 | Continuously Dimmable |  | 2016-03-14
Ilsung Moolsan Company Ltd. | Ilsung | LED Downlight | DLED-666-30W-RM-30 |  | Indoor | LED | Downlight Recessed | 1785 | 31.1 | 66.6 |  | 3000K | 82 | 40000 | Continuously Dimmable |  | 2016-03-14
Ilsung Moolsan Company Ltd. | Ilsung | LED Downlight | DLED-666-30W-RM-35 |  | Indoor | LED | Downlight Recessed | 1874 | 31.1 | 66.6 |  | 3500K | 82 | 40000 | Continuously Dimmable |  | 2016-03-14
Ilsung Moolsan Company Ltd. | Ilsung | LED Downlight | DLED-666-30W-RM-40 |  | Indoor | LED | Downlight Recessed | 1940 | 31.1 | 66.6 |  | 4000/4100K | 82 | 40000 | Continuously Dimmable |  | 2016-03-14
Ilsung Moolsan Company Ltd. | Ilsung | LED Downlight | DLED-666-30W-RM-50 |  | Indoor | LED | Downlight Recessed | 1978 | 31.1 | 66.6 |  | 5000K | 83 | 40000 | Continuously Dimmable |  | 2016-03-14
Ilsung Moolsan Company Ltd. | Ilsung | commercial LED downlight | DLED-666-32-827-EZ |  | Indoor | LED | Downlight Recessed | 2720 | 33 | 84.4 |  | 2700K | 84 | 47000 | Continuously Dimmable,Damp Location Rated,0-10V Dimming |  | 2016-08-12
Ilsung Moolsan Company Ltd. | Ilsung | commercial LED downlight | DLED-666-32-830-EZ |  | Indoor | LED | Downlight Recessed | 2720 | 33 | 84.4 |  | 3000K | 84 | 47000 | Continuously Dimmable,Damp Location Rated,0-10V Dimming |  | 2016-08-12
Ilsung Moolsan Company Ltd. | Ilsung | commercial LED downlight | DLED-666-32-835-EZ |  | Indoor | LED | Downlight Recessed | 2720 | 33 | 84.4 |  | 3500K | 84 | 47000 | Continuously Dimmable,Damp Location Rated,0-10V Dimming |  | 2016-08-12
Ilsung Moolsan Company Ltd. | Ilsung | commercial LED downlight | DLED-666-32-840-EZ |  | Indoor | LED | Downlight Recessed | 2720 | 33 | 84.4 |  | 4000/4100K | 84 | 47000 | Continuously Dimmable,Damp Location Rated,0-10V Dimming |  | 2016-08-12
Ilsung Moolsan Company Ltd. | Ilsung | commercial LED downlight | DLED-666-32-850-EZ |  | Indoor | LED | Downlight Recessed | 2720 | 33 | 84.4 |  | 5000K | 84 | 47000 | Continuously Dimmable,Damp Location Rated,0-10V Dimming |  | 2016-08-12
Ilsung Moolsan Company Ltd. | Ilsung | commercial LED downlight | DLED-666-44-827-EZ |  | Indoor | LED | Downlight Recessed | 3640 | 43 | 85.7 |  | 2700K | 84 | 55000 | Continuously Dimmable,Damp Location Rated,0-10V Dimming |  | 2016-08-12
Ilsung Moolsan Company Ltd. | Ilsung | commercial LED downlight | DLED-666-44-830-EZ |  | Indoor | LED | Downlight Recessed | 3640 | 43 | 85.7 |  | 3000K | 84 | 55000 | Continuously Dimmable,Damp Location Rated,0-10V Dimming |  | 2016-08-12
Ilsung Moolsan Company Ltd. | Ilsung | commercial LED downlight | DLED-666-44-835-EZ |  | Indoor | LED | Downlight Recessed | 3640 | 43 | 85.7 |  | 3500K | 84 | 55000 | Continuously Dimmable,Damp Location Rated,0-10V Dimming |  | 2016-08-12
Ilsung Moolsan Company Ltd. | Ilsung | commercial LED downlight | DLED-666-44-840-EZ |  | Indoor | LED | Downlight Recessed | 3640 | 43 | 85.7 |  | 4000/4100K | 84 | 55000 | Continuously Dimmable,Damp Location Rated,0-10V Dimming |  | 2016-08-12
Ilsung Moolsan Company Ltd. | Ilsung | commercial LED downlight | DLED-666-44-850-EZ |  | Indoor | LED | Downlight Recessed | 3640 | 43 | 85.7 |  | 5000K | 84 | 55000 | Continuously Dimmable,Damp Location Rated,0-10V Dimming |  | 2016-08-12
Ilsung Moolsan Company Ltd. | Ilsung | commercial LED downlight | DLED-866-14-827-EZ |  | Indoor | LED | Downlight Recessed | 1150 | 14 | 83.5 |  | 2700K | 83 | 55000 | Continuously Dimmable,Damp Location Rated,0-10V Dimming |  | 2016-08-12
Ilsung Moolsan Company Ltd. | Ilsung | commercial LED downlight | DLED-866-14-830-EZ |  | Indoor | LED | Downlight Recessed | 1150 | 14 | 83.5 |  | 3000K | 83 | 55000 | Continuously Dimmable,Damp Location Rated,0-10V Dimming |  | 2016-08-12
Ilsung Moolsan Company Ltd. | Ilsung | commercial LED downlight | DLED-866-14-835-EZ |  | Indoor | LED | Downlight Recessed | 1150 | 14 | 83.5 |  | 3500K | 83 | 55000 | Continuously Dimmable,Damp Location Rated,0-10V Dimming |  | 2016-08-12
Ilsung Moolsan Company Ltd. | Ilsung | LED Downlight | DLED-146-23W-RM-40 |  | Indoor | LED | Downlight Recessed | 1500 | 23 | 75.6 |  | 4000/4100K | 82 | 40000 | Continuously Dimmable |  | 2016-03-16
Ilsung Moolsan Company Ltd. | Ilsung | LED Downlight | DLED-146-23W-RM-50 |  | Indoor | LED | Downlight Recessed | 1578 | 23 | 75.6 |  | 5000K | 82 | 40000 | Continuously Dimmable |  | 2016-03-16
Ilsung Moolsan Company Ltd. | Ilsung | LED Downlight | DLED-146-30-927_TML-149RLSF-M-HC1 |  | Indoor | LED | Downlight Recessed | 2410 | 34 | 74.9 |  | 2700K | 93 | 50000 | Continuously Dimmable |  | 2016-08-03
Ilsung Moolsan Company Ltd. | Ilsung | LED Downlight | DLED-146-30-927_TML-149RLSF-N-HC1 |  | Indoor | LED | Downlight Recessed | 2410 | 34 | 74.9 |  | 2700K | 93 | 50000 | Continuously Dimmable |  | 2016-08-03
Ilsung Moolsan Company Ltd. | Ilsung | LED Downlight | DLED-146-30-927_TML-149RLSF-W-HC1 |  | Indoor | LED | Downlight Recessed | 2410 | 34 | 74.9 |  | 2700K | 93 | 50000 | Continuously Dimmable |  | 2016-08-03
Ilsung Moolsan Company Ltd. | Ilsung | LED Downlight | DLED-146-30-930_TML-149RLSF-M-HC1 |  | Indoor | LED | Downlight Recessed | 2410 | 34 | 74.9 |  | 3000K | 93 | 50000 | Continuously Dimmable |  | 2016-08-03
Ilsung Moolsan Company Ltd. | Ilsung | LED Downlight | DLED-146-30-930_TML-149RLSF-N-HC1 |  | Indoor | LED | Downlight Recessed | 2410 | 34 | 74.9 |  | 3000K | 93 | 50000 | Continuously Dimmable |  | 2016-08-03
Ilsung Moolsan Company Ltd. | Ilsung | LED Downlight | DLED-146-30-930_TML-149RLSF-W-HC1 |  | Indoor | LED | Downlight Recessed | 2410 | 34 | 74.9 |  | 3000K | 93 | 50000 | Continuously Dimmable |  | 2016-08-03
Ilsung Moolsan Company Ltd. | Ilsung | LED Downlight | DLED-146-30-935_TML-149RLSF-M-HC1 |  | Indoor | LED | Downlight Recessed | 2410 | 34 | 74.9 |  | 3500K | 93 | 50000 | Continuously Dimmable |  | 2016-08-03
Ilsung Moolsan Company Ltd. | Ilsung | LED Downlight | DLED-146-30-935_TML-149RLSF-N-HC1 |  | Indoor | LED | Downlight Recessed | 2410 | 34 | 74.9 |  | 3500K | 93 | 50000 | Continuously Dimmable |  | 2016-08-03
Ilsung Moolsan Company Ltd. | Ilsung | LED Downlight | DLED-146-30-935_TML-149RLSF-W-HC1 |  | Indoor | LED | Downlight Recessed | 2410 | 34 | 74.9 |  | 3500K | 93 | 50000 | Continuously Dimmable |  | 2016-08-03
Ilsung Moolsan Company Ltd. | Ilsung | LED Downlight | DLED-146-30-940_TML-149RLSF-M-HC1 |  | Indoor | LED | Downlight Recessed | 2410 | 34 | 74.9 |  | 4000/4100K | 93 | 50000 | Continuously Dimmable |  | 2016-08-03
Ilsung Moolsan Company Ltd. | Ilsung | LED Downlight | DLED-146-30-940_TML-149RLSF-N-HC1 |  | Indoor | LED | Downlight Recessed | 2410 | 34 | 74.9 |  | 4000/4100K | 93 | 50000 | Continuously Dimmable |  | 2016-08-03
Ilsung Moolsan Company Ltd. | Ilsung | LED Downlight | DLED-146-30-940_TML-149RLSF-W-HC1 |  | Indoor | LED | Downlight Recessed | 2410 | 34 | 74.9 |  | 4000/4100K | 93 | 50000 | Continuously Dimmable |  | 2016-08-03
Ilsung Moolsan Company Ltd. | Ilsung | LED Downlight | DLED-146-40-927_TML-149RLSF-M-HC1 |  | Indoor | LED | Downlight Solid State Retrofit | 2865 | 42 | 69.3 |  | 2700K | 93 | 50000 | Continuously Dimmable |  | 2016-08-03
Ilsung Moolsan Company Ltd. | Ilsung | LED Downlight | DLED-146-40-927_TML-149RLSF-N-HC1 |  | Indoor | LED | Downlight Solid State Retrofit | 2865 | 42 | 69.3 |  | 2700K | 93 | 50000 | Continuously Dimmable |  | 2016-08-03
Ilsung Moolsan Company Ltd. | Ilsung | LED Downlight | DLED-146-40-927_TML-149RLSF-W-HC1 |  | Indoor | LED | Downlight Solid State Retrofit | 2865 | 42 | 69.3 |  | 2700K | 93 | 50000 | Continuously Dimmable |  | 2016-08-03
Ilsung Moolsan Company Ltd. | Ilsung | LED Downlight | DLED-146-40-930_TML-149RLSF-M-HC1 |  | Indoor | LED | Downlight Solid State Retrofit | 2865 | 42 | 69.3 |  | 3000K | 93 | 50000 | Continuously Dimmable |  | 2016-08-03
Ilsung Moolsan Company Ltd. | Ilsung | LED Downlight | DLED-146-40-930_TML-149RLSF-N-HC1 |  | Indoor | LED | Downlight Solid State Retrofit | 2865 | 42 | 69.3 |  | 3000K | 93 | 50000 | Continuously Dimmable |  | 2016-08-03
Ilsung Moolsan Company Ltd. | Ilsung | LED Downlight | DLED-146-40-930_TML-149RLSF-W-HC1 |  | Indoor | LED | Downlight Solid State Retrofit | 2865 | 42 | 69.3 |  | 3000K | 93 | 50000 | Continuously Dimmable |  | 2016-08-03
Ilsung Moolsan Company Ltd. | Ilsung | LED Downlight | DLED-146-40-935_TML-149RLSF-M-HC1 |  | Indoor | LED | Downlight Solid State Retrofit | 2865 | 42 | 69.3 |  | 3500K | 93 | 50000 | Continuously Dimmable |  | 2016-08-03
Ilsung Moolsan Company Ltd. | Ilsung | LED Downlight | DLED-146-40-935_TML-149RLSF-N-HC1 |  | Indoor | LED | Downlight Solid State Retrofit | 2865 | 42 | 69.3 |  | 3500K | 93 | 50000 | Continuously Dimmable |  | 2016-08-03
Ilsung Moolsan Company Ltd. | Ilsung | LED Downlight | DLED-186-23W-RM-30 |  | Indoor | LED | Downlight Recessed | 1660 | 23 | 88.7 |  | 3000K | 81 | 40000 | Continuously Dimmable |  | 2016-03-16
Ilsung Moolsan Company Ltd. | Ilsung | LED Downlight | DLED-186-23W-RM-35 |  | Indoor | LED | Downlight Recessed | 1740 | 23 | 88.7 |  | 3500K | 81 | 40000 | Continuously Dimmable |  | 2016-03-16
Ilsung Moolsan Company Ltd. | Ilsung | LED Downlight | DLED-186-23W-RM-40 |  | Indoor | LED | Downlight Recessed | 1820 | 23 | 88.7 |  | 4000/4100K | 81 | 40000 | Continuously Dimmable |  | 2016-03-16
Ilsung Moolsan Company Ltd. | Ilsung | LED Downlight | DLED-186-23W-RM-50 |  | Indoor | LED | Downlight Recessed | 1855 | 23 | 88.7 |  | 5000K | 81 | 40000 | Continuously Dimmable |  | 2016-03-16
Ilsung Moolsan Company Ltd. | Ilsung | LED Downlight | DLED-186-30W-RM-27 |  | Indoor | LED | Downlight Recessed | 2011 | 31.1 | 64.7 |  | 2700K | 81 | 40000 | Continuously Dimmable |  | 2016-03-14
Ilsung Moolsan Company Ltd. | Ilsung | LED Downlight | DLED-186-30W-RM-30 |  | Indoor | LED | Downlight Recessed | 2100 | 31.1 | 79.2 |  | 3000K | 81 | 40000 | Continuously Dimmable |  | 2016-03-14
Ilsung Moolsan Company Ltd. | Ilsung | LED Downlight | DLED-186-30W-RM-35 |  | Indoor | LED | Downlight Recessed | 2200 | 31.1 | 79.2 |  | 3500K | 81 | 40000 | Continuously Dimmable |  | 2016-03-14
Ilsung Moolsan Company Ltd. | Ilsung | LED Downlight | DLED-186-30W-RM-40 |  | Indoor | LED | Downlight Recessed | 2300 | 31.1 | 79.2 |  | 4000/4100K | 81 | 40000 | Continuously Dimmable |  | 2016-03-14
Ilsung Moolsan Company Ltd. | Ilsung | LED Downlight | DLED-186-30W-RM-50 |  | Indoor | LED | Downlight Recessed | 2354 | 31.1 | 79.2 |  | 5000K | 83 | 40000 | Continuously Dimmable |  | 2016-03-14
Ilsung Moolsan Company Ltd. | Ilsung | commercial LED downlight | DLED-186-32-827-EZ |  | Indoor | LED | Downlight Recessed | 2720 | 33 | 84.4 |  | 2700K | 84 | 47000 | Continuously Dimmable,Damp Location Rated,0-10V Dimming |  | 2016-08-12
Ilsung Moolsan Company Ltd. | Ilsung | commercial LED downlight | DLED-186-32-830-EZ |  | Indoor | LED | Downlight Recessed | 2720 | 33 | 84.4 |  | 3000K | 84 | 47000 | Continuously Dimmable,Damp Location Rated,0-10V Dimming |  | 2016-08-12
Ilsung Moolsan Company Ltd. | Ilsung | commercial LED downlight | DLED-186-32-835-EZ |  | Indoor | LED | Downlight Recessed | 2720 | 33 | 84.4 |  | 3500K | 84 | 47000 | Continuously Dimmable,Damp Location Rated,0-10V Dimming |  | 2016-08-12
Ilsung Moolsan Company Ltd. | Ilsung | commercial LED downlight | DLED-186-32-840-EZ |  | Indoor | LED | Downlight Recessed | 2720 | 33 | 84.4 |  | 4000/4100K | 84 | 47000 | Continuously Dimmable,Damp Location Rated,0-10V Dimming |  | 2016-08-12
Ilsung Moolsan Company Ltd. | Ilsung | commercial LED downlight | DLED-186-32-850-EZ |  | Indoor | LED | Downlight Recessed | 2720 | 33 | 84.4 |  | 5000K | 84 | 47000 | Continuously Dimmable,Damp Location Rated,0-10V Dimming |  | 2016-08-12
Ilsung Moolsan Company Ltd. | Ilsung | LED Downlight | DLED-186-40-927_TML-189RLSF-M-HC1 |  | Indoor | LED | Downlight Solid State Retrofit | 2865 | 42 | 69.3 |  | 2700K | 93 | 50000 | Continuously Dimmable |  | 2016-08-03
Ilsung Moolsan Company Ltd. | Ilsung | LED Downlight | DLED-186-40-927_TML-189RLSF-N-HC1 |  | Indoor | LED | Downlight Solid State Retrofit | 2865 | 42 | 69.3 |  | 2700K | 93 | 50000 | Continuously Dimmable |  | 2016-08-03
Ilsung Moolsan Company Ltd. | Ilsung | LED Downlight | DLED-186-40-927_TML-189RLSF-W-HC1 |  | Indoor | LED | Downlight Solid State Retrofit | 2865 | 42 | 69.3 |  | 2700K | 93 | 50000 | Continuously Dimmable |  | 2016-08-03
Ilsung Moolsan Company Ltd. | Ilsung | LED Downlight | DLED-186-40-927_TML-189RLSF-WW-HC1 |  | Indoor | LED | Downlight Solid State Retrofit | 2865 | 42 | 69.3 |  | 2700K | 93 | 50000 | Continuously Dimmable |  | 2016-08-03
Ilsung Moolsan Company Ltd. | Ilsung | LED Downlight | DLED-186-40-930_TML-189RLSF-M-HC1 |  | Indoor | LED | Downlight Solid State Retrofit | 2865 | 42 | 69.3 |  | 3000K | 93 | 50000 | Continuously Dimmable |  | 2016-08-03
Ilsung Moolsan Company Ltd. | Ilsung | LED Downlight | DLED-186-40-930_TML-189RLSF-N-HC1 |  | Indoor | LED | Downlight Solid State Retrofit | 2865 | 42 | 69.3 |  | 3000K | 93 | 50000 | Continuously Dimmable |  | 2016-08-03
Ilsung Moolsan Company Ltd. | Ilsung | LED Downlight | DLED-186-40-930_TML-189RLSF-W-HC1 |  | Indoor | LED | Downlight Solid State Retrofit | 2865 | 42 | 69.3 |  | 3000K | 93 | 50000 | Continuously Dimmable |  | 2016-08-03
Ilsung Moolsan Company Ltd. | Ilsung | LED Downlight | DLED-186-40-930_TML-189RLSF-WW-HC1 |  | Indoor | LED | Downlight Solid State Retrofit | 2865 | 42 | 69.3 |  | 3000K | 93 | 50000 | Continuously Dimmable |  | 2016-08-03
Ilsung Moolsan Company Ltd. | Ilsung | commercial LED downlight | DLED-866-14-840-EZ |  | Indoor | LED | Downlight Recessed | 1150 | 14 | 83.5 |  | 4000/4100K | 83 | 55000 | Continuously Dimmable,Damp Location Rated,0-10V Dimming |  | 2016-08-12
Ilsung Moolsan Company Ltd. | Ilsung | commercial LED downlight | DLED-866-14-850-EZ |  | Indoor | LED | Downlight Recessed | 1150 | 14 | 83.5 |  | 5000K | 83 | 55000 | Continuously Dimmable,Damp Location Rated,0-10V Dimming |  | 2016-08-12
Ilsung Moolsan Company Ltd. | Ilsung | LED Downlight | DLED-866-14W-RM-27-V1 |  | Indoor | LED | Downlight Solid State Retrofit | 1120 | 15 | 75.5 |  | 2700K | 82 | 35000 | Continuously Dimmable |  | 2016-06-17
Ilsung Moolsan Company Ltd. | Ilsung | LED Downlight | DLED-866-14W-RM-30-V1 | LED Downlight,DLED-866-14W-RM-35-V1,; LED Downlight,DLED-866-14W-RM-40-V1,; LED Downlight,DLED-866-14W-RM-50-V1, | Indoor | LED | Downlight Solid State Retrofit | 1120 | 15 | 75.5 |  | 4000/4100K,3000K,3500K,5000K | 80 | 35000 | Continuously Dimmable |  | 2016-06-17
Ilsung Moolsan Company Ltd. | Ilsung | commercial LED downlight | DLED-866-22-827-EZ |  | Indoor | LED | Downlight Recessed | 1950 | 23 | 87.7 |  | 2700K | 84 | 55000 | Continuously Dimmable,Damp Location Rated,0-10V Dimming |  | 2016-08-12
Ilsung Moolsan Company Ltd. | Ilsung | commercial LED downlight | DLED-866-22-830-EZ |  | Indoor | LED | Downlight Recessed | 1950 | 23 | 87.7 |  | 3000K | 84 | 55000 | Continuously Dimmable,Damp Location Rated,0-10V Dimming |  | 2016-08-12
Ilsung Moolsan Company Ltd. | Ilsung | commercial LED downlight | DLED-866-22-835-EZ |  | Indoor | LED | Downlight Recessed | 1950 | 23 | 87.7 |  | 3500K | 84 | 55000 | Continuously Dimmable,Damp Location Rated,0-10V Dimming |  | 2016-08-12
Ilsung Moolsan Company Ltd. | Ilsung | commercial LED downlight | DLED-866-22-840-EZ |  | Indoor | LED | Downlight Recessed | 1950 | 23 | 87.7 |  | 4000/4100K | 84 | 55000 | Continuously Dimmable,Damp Location Rated,0-10V Dimming |  | 2016-08-12
Ilsung Moolsan Company Ltd. | Ilsung | commercial LED downlight | DLED-866-22-850-EZ |  | Indoor | LED | Downlight Recessed | 1950 | 23 | 87.7 |  | 5000K | 84 | 55000 | Continuously Dimmable,Damp Location Rated,0-10V Dimming |  | 2016-08-12
Ilsung Moolsan Company Ltd. | Ilsung | LED Downlight | DLED-866-23W-RM-27 |  | Indoor | LED | Downlight Recessed | 1590 | 23 | 74.3 |  | 2700K | 81 | 40000 | Continuously Dimmable |  | 2016-03-16
Ilsung Moolsan Company Ltd. | Ilsung | LED Downlight | DLED-866-23W-RM-30 |  | Indoor | LED | Downlight Recessed | 1660 | 23 | 88.7 |  | 3000K | 81 | 40000 | Continuously Dimmable |  | 2016-03-16
Ilsung Moolsan Company Ltd. | Ilsung | LED Downlight | DLED-866-23W-RM-35 |  | Indoor | LED | Downlight Recessed | 1740 | 23 | 88.7 |  | 3500K | 81 | 40000 | Continuously Dimmable |  | 2016-03-16
Ilsung Moolsan Company Ltd. | Ilsung | LED Downlight | DLED-866-23W-RM-40 |  | Indoor | LED | Downlight Recessed | 1820 | 23 | 88.7 |  | 4000/4100K | 81 | 40000 | Continuously Dimmable |  | 2016-03-16
Ilsung Moolsan Company Ltd. | Ilsung | LED Downlight | DLED-866-23W-RM-50 |  | Indoor | LED | Downlight Recessed | 1855 | 23 | 88.7 |  | 5000K | 81 | 40000 | Continuously Dimmable |  | 2016-03-16
Ilsung Moolsan Company Ltd. | Ilsung | LED Downlight | DLED-866-30W-RM-27 |  | Indoor | LED | Downlight Recessed | 2011 | 31.1 | 64.7 |  | 2700K | 81 | 40000 | Continuously Dimmable |  | 2016-03-14
Ilsung Moolsan Company Ltd. | Ilsung | LED Downlight | DLED-866-30W-RM-30 |  | Indoor | LED | Downlight Recessed | 2100 | 31.1 | 79.2 |  | 3000K | 81 | 40000 | Continuously Dimmable |  | 2016-03-14
Ilsung Moolsan Company Ltd. | Ilsung | LED Downlight | DLED-866-30W-RM-35 |  | Indoor | LED | Downlight Recessed | 2200 | 31.1 | 79.2 |  | 3500K | 81 | 40000 | Continuously Dimmable |  | 2016-03-14
Ilsung Moolsan Company Ltd. | Ilsung | LED Downlight | DLED-866-30W-RM-40 |  | Indoor | LED | Downlight Recessed | 2300 | 31.1 | 79.2 |  | 4000/4100K | 81 | 40000 | Continuously Dimmable |  | 2016-03-14
Ilsung Moolsan Company Ltd. | Ilsung | LED Downlight | DLED-866-30W-RM-50 |  | Indoor | LED | Downlight Recessed | 2354 | 31.1 | 79.2 |  | 5000K | 83 | 40000 | Continuously Dimmable |  | 2016-03-14
Ilsung Moolsan Company Ltd. | Ilsung | commercial LED downlight | DLED-866-32-827-EZ |  | Indoor | LED | Downlight Recessed | 2720 | 33 | 84.4 |  | 2700K | 84 | 47000 | Continuously Dimmable,Damp Location Rated,0-10V Dimming |  | 2016-08-12
Ilsung Moolsan Company Ltd. | Ilsung | commercial LED downlight | DLED-866-32-830-EZ |  | Indoor | LED | Downlight Recessed | 2720 | 33 | 84.4 |  | 3000K | 84 | 47000 | Continuously Dimmable,Damp Location Rated,0-10V Dimming |  | 2016-08-12
Ilsung Moolsan Company Ltd. | Ilsung | commercial LED downlight | DLED-866-32-835-EZ |  | Indoor | LED | Downlight Recessed | 2720 | 33 | 84.4 |  | 3500K | 84 | 47000 | Continuously Dimmable,Damp Location Rated,0-10V Dimming |  | 2016-08-12
Ilsung Moolsan Company Ltd. | Ilsung | LED Downlight | DLED-146-40-940_TML-149RLSF-N-HC1 |  | Indoor | LED | Downlight Solid State Retrofit | 2865 | 42 | 69.3 |  | 4000/4100K | 93 | 50000 | Continuously Dimmable |  | 2016-08-03
Ilsung Moolsan Company Ltd. | Ilsung | LED Downlight | DLED-146-40-935_TML-149RLSF-W-HC1 |  | Indoor | LED | Downlight Solid State Retrofit | 2865 | 42 | 69.3 |  | 3500K | 93 | 50000 | Continuously Dimmable |  | 2016-08-03
Ilsung Moolsan Company Ltd. | Ilsung | LED Downlight | DLED-146-40-940_TML-149RLSF-M-HC1 |  | Indoor | LED | Downlight Solid State Retrofit | 2865 | 42 | 69.3 |  | 4000/4100K | 93 | 50000 | Continuously Dimmable |  | 2016-08-03
Ilsung Moolsan Company Ltd. | Ilsung | LED Downlight | DLED-146-40-940_TML-149RLSF-W-HC1 |  | Indoor | LED | Downlight Solid State Retrofit | 2865 | 42 | 69.3 |  | 4000/4100K | 93 | 50000 | Continuously Dimmable |  | 2016-08-03
Ilsung Moolsan Company Ltd. | Ilsung | commercial LED downlight | DLED-146R-14-827-EZ |  | Indoor | LED | Downlight Recessed | 1150 | 14 | 83.5 |  | 2700K | 83 | 55000 | Continuously Dimmable,Damp Location Rated,0-10V Dimming |  | 2016-08-12
Ilsung Moolsan Company Ltd. | Ilsung | commercial LED downlight | DLED-146R-14-830-EZ |  | Indoor | LED | Downlight Recessed | 1150 | 14 | 83.5 |  | 3000K | 83 | 55000 | Continuously Dimmable,Damp Location Rated,0-10V Dimming |  | 2016-08-12
Ilsung Moolsan Company Ltd. | Ilsung | commercial LED downlight | DLED-146R-14-835-EZ |  | Indoor | LED | Downlight Recessed | 1150 | 14 | 83.5 |  | 3500K | 83 | 55000 | Continuously Dimmable,Damp Location Rated,0-10V Dimming |  | 2016-08-12
Ilsung Moolsan Company Ltd. | Ilsung | commercial LED downlight | DLED-146R-14-840-EZ |  | Indoor | LED | Downlight Recessed | 1150 | 14 | 83.5 |  | 4000/4100K | 83 | 55000 | Continuously Dimmable,Damp Location Rated,0-10V Dimming |  | 2016-08-12
Ilsung Moolsan Company Ltd. | Ilsung | commercial LED downlight | DLED-146R-14-850-EZ |  | Indoor | LED | Downlight Recessed | 1150 | 14 | 83.5 |  | 5000K | 83 | 55000 | Continuously Dimmable,Damp Location Rated,0-10V Dimming |  | 2016-08-12
Ilsung Moolsan Company Ltd. | Ilsung | LED Downlight | DLED-146R-14W-RM-27-V1 |  | Indoor | LED | Downlight Solid State Retrofit | 1120 | 15 | 75.5 |  | 2700K | 82 | 35000 | Continuously Dimmable |  | 2016-06-17
Ilsung Moolsan Company Ltd. | Ilsung | LED Downlight | DLED-146R-14W-RM-30-V1 | LED Downlight,DLED-146R-14W-RM-35-V1,; LED Downlight,DLED-146R-14W-RM-40-V1,; LED Downlight,DLED-146R-14W-RM-50-V1, | Indoor | LED | Downlight Solid State Retrofit | 1120 | 15 | 75.5 |  | 4000/4100K,3000K,3500K,5000K | 80 | 35000 | Continuously Dimmable |  | 2016-06-17
Ilsung Moolsan Company Ltd. | Ilsung | commercial LED downlight | DLED-146R-22-827-EZ |  | Indoor | LED | Downlight Recessed | 1950 | 23 | 87.7 |  | 2700K | 84 | 55000 | Continuously Dimmable,Damp Location Rated,0-10V Dimming |  | 2016-08-12
Ilsung Moolsan Company Ltd. | Ilsung | commercial LED downlight | DLED-146R-22-830-EZ |  | Indoor | LED | Downlight Recessed | 1950 | 23 | 87.7 |  | 3000K | 84 | 55000 | Continuously Dimmable,Damp Location Rated,0-10V Dimming |  | 2016-08-12
Ilsung Moolsan Company Ltd. | Ilsung | commercial LED downlight | DLED-146R-22-835-EZ |  | Indoor | LED | Downlight Recessed | 1950 | 23 | 87.7 |  | 3500K | 84 | 55000 | Continuously Dimmable,Damp Location Rated,0-10V Dimming |  | 2016-08-12
Ilsung Moolsan Company Ltd. | Ilsung | commercial LED downlight | DLED-146R-22-840-EZ |  | Indoor | LED | Downlight Recessed | 1950 | 23 | 87.7 |  | 4000/4100K | 84 | 55000 | Continuously Dimmable,Damp Location Rated,0-10V Dimming |  | 2016-08-12
Ilsung Moolsan Company Ltd. | Ilsung | commercial LED downlight | DLED-146R-22-850-EZ |  | Indoor | LED | Downlight Recessed | 1950 | 23 | 87.7 |  | 5000K | 84 | 55000 | Continuously Dimmable,Damp Location Rated,0-10V Dimming |  | 2016-08-12
Ilsung Moolsan Company Ltd. | Ilsung | LED Downlight | DLED-146R-23W-RM-27 |  | Indoor | LED | Downlight Recessed | 1348 | 23 | 63 |  | 2700K | 82 | 40000 | Continuously Dimmable |  | 2016-03-16
Ilsung Moolsan Company Ltd. | Ilsung | LED Downlight | DLED-146R-23W-RM-30 |  | Indoor | LED | Downlight Recessed | 1415 | 23 | 75.6 |  | 3000K | 82 | 40000 | Continuously Dimmable |  | 2016-03-16
Ilsung Moolsan Company Ltd. | Ilsung | LED Downlight | DLED-146R-23W-RM-35 |  | Indoor | LED | Downlight Recessed | 1485 | 23 | 75.6 |  | 3500K | 82 | 40000 | Continuously Dimmable |  | 2016-03-16
Ilsung Moolsan Company Ltd. | Ilsung | LED Downlight | DLED-146R-23W-RM-40 |  | Indoor | LED | Downlight Recessed | 1500 | 23 | 75.6 |  | 4000/4100K | 82 | 40000 | Continuously Dimmable |  | 2016-03-16
Ilsung Moolsan Company Ltd. | Ilsung | LED Downlight | DLED-146R-23W-RM-50 |  | Indoor | LED | Downlight Recessed | 1578 | 23 | 75.6 |  | 5000K | 82 | 40000 | Continuously Dimmable |  | 2016-03-16
Ilsung Moolsan Company Ltd. | Ilsung | LED Downlight | DLED-186-40-935_TML-189RLSF-M-HC1 |  | Indoor | LED | Downlight Solid State Retrofit | 2865 | 42 | 69.3 |  | 3500K | 93 | 50000 | Continuously Dimmable |  | 2016-08-03
Ilsung Moolsan Company Ltd. | Ilsung | LED Downlight | DLED-186-40-935_TML-189RLSF-N-HC1 |  | Indoor | LED | Downlight Solid State Retrofit | 2865 | 42 | 69.3 |  | 3500K | 93 | 50000 | Continuously Dimmable |  | 2016-08-03
Ilsung Moolsan Company Ltd. | Ilsung | LED Downlight | DLED-186-40-935_TML-189RLSF-W-HC1 |  | Indoor | LED | Downlight Solid State Retrofit | 2865 | 42 | 69.3 |  | 3500K | 93 | 50000 | Continuously Dimmable |  | 2016-08-03
Ilsung Moolsan Company Ltd. | Ilsung | LED Downlight | DLED-186-40-935_TML-189RLSF-WW-HC1 |  | Indoor | LED | Downlight Solid State Retrofit | 2865 | 42 | 69.3 |  | 3500K | 93 | 50000 | Continuously Dimmable |  | 2016-08-03
Ilsung Moolsan Company Ltd. | Ilsung | LED Downlight | DLED-186-40-940_TML-189RLSF-M-HC1 |  | Indoor | LED | Downlight Solid State Retrofit | 2865 | 42 | 69.3 |  | 4000/4100K | 93 | 50000 | Continuously Dimmable |  | 2016-08-03
Ilsung Moolsan Company Ltd. | Ilsung | LED Downlight | DLED-186-40-940_TML-189RLSF-N-HC1 |  | Indoor | LED | Downlight Solid State Retrofit | 2865 | 42 | 69.3 |  | 4000/4100K | 93 | 50000 | Continuously Dimmable |  | 2016-08-03
Ilsung Moolsan Company Ltd. | Ilsung | LED Downlight | DLED-186-40-940_TML-189RLSF-W-HC1 |  | Indoor | LED | Downlight Solid State Retrofit | 2865 | 42 | 69.3 |  | 4000/4100K | 93 | 50000 | Continuously Dimmable |  | 2016-08-03
Ilsung Moolsan Company Ltd. | Ilsung | LED Downlight | DLED-186-40-940_TML-189RLSF-WW-HC1 |  | Indoor | LED | Downlight Solid State Retrofit | 2865 | 42 | 69.3 |  | 4000/4100K | 93 | 50000 | Continuously Dimmable |  | 2016-08-03
Ilsung Moolsan Company Ltd. | Ilsung | commercial LED downlight | DLED-186-44-827-EZ |  | Indoor | LED | Downlight Recessed | 3640 | 43 | 85.7 |  | 2700K | 84 | 55000 | Continuously Dimmable,Damp Location Rated,0-10V Dimming |  | 2016-08-12
Ilsung Moolsan Company Ltd. | Ilsung | commercial LED downlight | DLED-186-44-830-EZ |  | Indoor | LED | Downlight Recessed | 3640 | 43 | 85.7 |  | 3000K | 84 | 55000 | Continuously Dimmable,Damp Location Rated,0-10V Dimming |  | 2016-08-12
Ilsung Moolsan Company Ltd. | Ilsung | commercial LED downlight | DLED-186-44-835-EZ |  | Indoor | LED | Downlight Recessed | 3640 | 43 | 85.7 |  | 3500K | 84 | 55000 | Continuously Dimmable,Damp Location Rated,0-10V Dimming |  | 2016-08-12
Ilsung Moolsan Company Ltd. | Ilsung | commercial LED downlight | DLED-186-44-840-EZ |  | Indoor | LED | Downlight Recessed | 3640 | 43 | 85.7 |  | 4000/4100K | 84 | 55000 | Continuously Dimmable,Damp Location Rated,0-10V Dimming |  | 2016-08-12
Ilsung Moolsan Company Ltd. | Ilsung | commercial LED downlight | DLED-186-44-850-EZ |  | Indoor | LED | Downlight Recessed | 3640 | 43 | 85.7 |  | 5000K | 84 | 55000 | Continuously Dimmable,Damp Location Rated,0-10V Dimming |  | 2016-08-12
Ilsung Moolsan Company Ltd. | Ilsung | LED Downlight | DLED-186-50-927_TML-189RLSF-M-HC1 |  | Indoor | LED | Downlight Recessed | 3529 | 50 | 72.6 |  | 2700K | 92 | 50000 | Continuously Dimmable |  | 2016-08-03
Ilsung Moolsan Company Ltd. | Ilsung | LED Downlight | DLED-186-50-927_TML-189RLSF-N-HC1 |  | Indoor | LED | Downlight Recessed | 3529 | 50 | 72.6 |  | 2700K | 92 | 50000 | Continuously Dimmable |  | 2016-08-03
Ilsung Moolsan Company Ltd. | Ilsung | LED Downlight | DLED-186-50-927_TML-189RLSF-W-HC1 |  | Indoor | LED | Downlight Recessed | 3529 | 50 | 72.6 |  | 2700K | 92 | 50000 | Continuously Dimmable |  | 2016-08-03
Ilsung Moolsan Company Ltd. | Ilsung | LED Downlight | DLED-186-50-930_TML-189RLSF-M-HC1 |  | Indoor | LED | Downlight Recessed | 3529 | 50 | 72.6 |  | 3000K | 92 | 50000 | Continuously Dimmable |  | 2016-08-03
Ilsung Moolsan Company Ltd. | Ilsung | LED Downlight | DLED-186-50-930_TML-189RLSF-N-HC1 |  | Indoor | LED | Downlight Recessed | 3529 | 50 | 72.6 |  | 3000K | 92 | 50000 | Continuously Dimmable |  | 2016-08-03
Ilsung Moolsan Company Ltd. | Ilsung | LED Downlight | DLED-186-50-930_TML-189RLSF-W-HC1 |  | Indoor | LED | Downlight Recessed | 3529 | 50 | 72.6 |  | 3000K | 92 | 50000 | Continuously Dimmable |  | 2016-08-03
Ilsung Moolsan Company Ltd. | Ilsung | LED Downlight | DLED-186-50-935_TML-189RLSF-M-HC1 |  | Indoor | LED | Downlight Recessed | 3529 | 50 | 72.6 |  | 3500K | 92 | 50000 | Continuously Dimmable |  | 2016-08-03
Ilsung Moolsan Company Ltd. | Ilsung | LED Downlight | DLED-186-50-935_TML-189RLSF-N-HC1 |  | Indoor | LED | Downlight Recessed | 3529 | 50 | 72.6 |  | 3500K | 92 | 50000 | Continuously Dimmable |  | 2016-08-03
IMIGY LIGHTING ELECTRIC CO.,LTD. | IMIGY | LED Downlight Retrofit Kit | UD0100-A1M-SW | ,UD0100-A1M-CW,5000K; ,UD0100-A1M-NW,4000/4100K; ,UD0100-A1M-WW,3000K; ,UD0100-A1M-YW,3500K | Indoor | LED | Downlight Solid State Retrofit | 850 | 11.5 | 77.5 |  | 2700K | 82 | 30000 | Continuously Dimmable |  | 2015-11-02
IMIGY LIGHTING ELECTRIC CO.,LTD. | IMIGY | LED Downlight Retrofit Kit | UD0100-A1M-SW2 | ,UD0100-A1M-CW2,5000K; ,UD0100-A1M-NW2,4000/4100K; ,UD0100-A1M-WW2,3000K; ,UD0100-A1M-YW2,3500K | Indoor | LED | Downlight Solid State Retrofit | 700 | 9.5 | 78.7 |  | 2700K | 82 | 30000 | Continuously Dimmable |  | 2015-10-29
IMIGY LIGHTING ELECTRIC CO.,LTD. | IMIGY | LED Downlight Retrofit Kit | UD0150-A1M-SW | ,UD0150-A1M-CW,5000K; ,UD0150-A1M-NW,4000/4100K; ,UD0150-A1M-WW,3000K; ,UD0150-A1M-YW,3500K | Indoor | LED | Downlight Solid State Retrofit | 1150 | 15.5 | 76.3 |  | 2700K | 82 | 30000 | Continuously Dimmable |  | 2015-11-02
IMIGY LIGHTING ELECTRIC CO.,LTD. | IMIGY | LED Downlight Retrofit Kit | UD0150-A1M-SW2 | ,UD0150-A1M-CW2,5000K; ,UD0150-A1M-NW2,4000/4100K; ,UD0150-A1M-WW2,3000K; ,UD0150-A1M-YW2,3500K | Indoor | LED | Downlight Solid State Retrofit | 850 | 11.5 | 79.4 |  | 2700K | 83 | 30000 | Continuously Dimmable |  | 2015-11-02
Impulse Lighting | Impulse Lighting | SSL Downlight Retrofit Kits | DLR4-LED-10-2700K |  | Indoor | LED | Downlight Solid State Retrofit | 650 | 10 | 79.6 |  | 2700K | 83 | 50000 | Continuously Dimmable |  | 2016-05-10
Impulse Lighting | Impulse Lighting | SSL Downlight Retrofit Kits | DLR4-LED-10-3000K |  | Indoor | LED | Downlight Solid State Retrofit | 700 | 10 | 79.6 |  | 3000K | 83 | 50000 | Continuously Dimmable |  | 2016-05-10
Impulse Lighting | Impulse Lighting | SSL Downlight Retrofit Kits | DLR4-LED-10-4000K |  | Indoor | LED | Downlight Solid State Retrofit | 750 | 10 | 79.6 |  | 4000/4100K | 83 | 50000 | Continuously Dimmable |  | 2016-05-10
Impulse Lighting | Impulse Lighting | SSL Downlight Retrofit Kits | DLR4-LED-10-5000K |  | Indoor | LED | Downlight Solid State Retrofit | 800 | 10 | 79.6 |  | 5000K | 83 | 50000 | Continuously Dimmable |  | 2016-05-10
Impulse Lighting | Impulse Lighting | SSL Downlight Retrofit Kits | DLR6-LED-14.8-2700K |  | Indoor | LED | Downlight Solid State Retrofit | 1000 | 14.8 | 79.9 |  | 2700K | 83 | 50000 | Continuously Dimmable |  | 2016-05-10
Impulse Lighting | Impulse Lighting | SSL Downlight Retrofit Kits | DLR6-LED-14.8-3000K |  | Indoor | LED | Downlight Solid State Retrofit | 1100 | 14.8 | 79.9 |  | 3000K | 83 | 50000 | Continuously Dimmable |  | 2016-05-10
Impulse Lighting | Impulse Lighting | SSL Downlight Retrofit Kits | DLR6-LED-14.8-4000K |  | Indoor | LED | Downlight Solid State Retrofit | 1200 | 14.8 | 79.9 |  | 4000/4100K | 83 | 50000 | Continuously Dimmable |  | 2016-05-10
Impulse Lighting | Impulse Lighting | SSL Downlight Retrofit Kits | DLR6-LED-14.8-5000K |  | Indoor | LED | Downlight Solid State Retrofit | 1300 | 14.8 | 79.9 |  | 5000K | 83 | 50000 | Continuously Dimmable |  | 2016-05-10
Impulse Lighting | Impulse Lighting | SSL Downlight retrofits | DLS4-LED-10-2700K |  | Indoor | LED | Downlight Solid State Retrofit | 560 | 10 | 60.1 |  | 2700K | 94 | 50000 | Continuously Dimmable |  | 2016-05-10
Impulse Lighting | Impulse Lighting | SSL Downlight retrofits | DLS4-LED-10-3000K |  | Indoor | LED | Downlight Solid State Retrofit | 560 | 10 | 60.1 |  | 3000K | 94 | 50000 | Continuously Dimmable |  | 2016-05-10
Impulse Lighting | Impulse Lighting | SSL Downlight retrofits | DLS4-LED-10-4000K |  | Indoor | LED | Downlight Solid State Retrofit | 590 | 10 | 60.1 |  | 4000/4100K | 94 | 50000 | Continuously Dimmable |  | 2016-05-10
Impulse Lighting | Impulse Lighting | SSL Downlight retrofits | DLS4-LED-10-5000K |  | Indoor | LED | Downlight Solid State Retrofit | 630 | 10 | 60.1 |  | 5000K | 94 | 50000 | Continuously Dimmable |  | 2016-05-10
Industrial Lighting Products | ILP | SSL Downlight Retrofit Kits | DLR6-10WLED-1DIM-27 |  | Indoor | LED | Downlight Solid State Retrofit | 718 | 10 | 72.3 |  | 2700K | 92 | 50000 | Continuously Dimmable |  | 2016-07-28
Industrial Lighting Products | ILP | SSL Downlight Retrofit Kits | DLR6-10WLED-1DIM-30 |  | Indoor | LED | Downlight Solid State Retrofit | 718 | 10 | 72.3 |  | 3000K | 92 | 50000 | Continuously Dimmable |  | 2016-07-28
Industrial Lighting Products | ILP | SSL Downlight Retrofit Kits | DLR6-10WLED-1DIM-40 |  | Indoor | LED | Downlight Solid State Retrofit | 718 | 10 | 72.3 |  | 4000/4100K | 92 | 50000 | Continuously Dimmable |  | 2016-07-28
Industrial Lighting Products | ILP | SSL Downlight Retrofit Kits | DLR6-10WLED-1DIM-50 |  | Indoor | LED | Downlight Solid State Retrofit | 718 | 10 | 72.3 |  | 5000K | 92 | 50000 | Continuously Dimmable |  | 2016-07-28
Industrial Lighting Products | ILP | SSL Downlight Retrofits | DLR6-15WLED-1DIM-27 |  | Indoor | LED | Downlight Solid State Retrofit | 1179 | 15 | 79.9 |  | 2700K | 83 | 50000 | Continuously Dimmable |  | 2016-07-28
Industrial Lighting Products | ILP | SSL Downlight Retrofits | DLR6-15WLED-1DIM-30 |  | Indoor | LED | Downlight Solid State Retrofit | 1179 | 15 | 79.9 |  | 3000K | 83 | 50000 | Continuously Dimmable |  | 2016-07-28
Industrial Lighting Products | ILP | SSL Downlight Retrofits | DLR6-15WLED-1DIM-40 |  | Indoor | LED | Downlight Solid State Retrofit | 1179 | 15 | 79.9 |  | 4000/4100K | 83 | 50000 | Continuously Dimmable |  | 2016-07-28
Industrial Lighting Products | ILP | SSL Downlight Retrofits | DLR6-15WLED-1DIM-50 |  | Indoor | LED | Downlight Solid State Retrofit | 1179 | 15 | 79.9 |  | 5000K | 83 | 50000 | Continuously Dimmable |  | 2016-07-28
Intense Lighting | Intense Lighting | IHOL-6DRL130-20 | IHOL-6DRL130-20 | ,IHOL-6ARL130-20,; ,IHOL-6ARL130-30,; ,IHOL-6ARL130-40,; ,IHOL-6ARL130-50,; ,IHOL-6ARL135-20,; ,IHOL-6ARL135-30,; ,IHOL-6ARL135-40,; ,IHOL-6ARL135-50,; ,IHOL-6ARL140-20,; ,IHOL-6ARL140-30,; ,IHOL-6ARL140-40,; ,IHOL-6ARL140-50,; ,IHOL-6ASL130-20,; ,IHOL-6ASL130-30,; ,IHOL-6ASL130-40,; ,IHOL-6ASL130-50,; ,IHOL-6ASL135-20,; ,IHOL-6ASL135-30,; ,IHOL-6ASL135-40,; ,IHOL-6ASL135-50,; ,IHOL-6ASL140-20,; ,IHOL-6ASL140-30,; ,IHOL-6ASL140-40,; ,IHOL-6ASL140-50,; ,IHOL-6DRL130-30,; ,IHOL-6DRL130-40,; ,IHOL-6DRL130-50,; ,IHOL-6DRL135-20,; ,IHOL-6DRL135-30,; ,IHOL-6DRL135-40,; ,IHOL-6DRL135-50,; ,IHOL-6DRL140-20,; ,IHOL-6DRL140-30,; ,IHOL-6DRL140-40,; ,IHOL-6DRL140-50,; ,IHOL-6DRRML130-(DIM)-14,; ,IHOL-6DRRML130-(DIM)-20,; ,IHOL-6DRRML130-(DIM)-30,; ,IHOL-6DRRML130-(DIM)-40,; ,IHOL-6DRRML135-(DIM)-14,; ,IHOL-6DRRML135-(DIM)-20,; ,IHOL-6DRRML135-(DIM)-30,; ,IHOL-6DRRML135-(DIM)-40,; ,IHOL-6DRRML140-(DIM)-14,; ,IHOL-6DRRML140-(DIM)-20,; ,IHOL-6DRRML140-(DIM)-30,; ,IHOL-6DRRML140-(DIM)-40,; ,IHOL-6DSL130-20,; ,IHOL-6DSL130-30,; ,IHOL-6DSL130-40,; ,IHOL-6DSL130-50,; ,IHOL-6DSL135-20,; ,IHOL-6DSL135-30,; ,IHOL-6DSL135-40,; ,IHOL-6DSL135-50,; ,IHOL-6DSL140-20,; ,IHOL-6DSL140-30,; ,IHOL-6DSL140-40,; ,IHOL-6DSL140-50, | Indoor | LED | Downlight Recessed | 2520 | 34.4 | 73.2 |  | 3000K | 82 | 50000 | Continuously Dimmable |  | 2015-01-14
Intense Lighting | Intense Lighting | MXG2[A]L227/MXTG2-RTy30uL22712 | MXG2[A]L227/MXTG2-RTy30uL22712 | ,MXG2[A]L027/MXTG2-RTy30uL02724,; ,MXG2[A]L027/MXTG2-RTy30uL02736,; ,MXG2[A]L027/MXTG2-RTy30uL02750,; ,MXG2[A]L027/MXTG2-STy30uL02724,; ,MXG2[A]L027/MXTG2-STy30uL02736,; ,MXG2[A]L027/MXTG2-STy30uL02750,; ,MXG2[A]L030/MXTG2-RTy30uL03024,; ,MXG2[A]L030/MXTG2-RTy30uL03036,; ,MXG2[A]L030/MXTG2-STy30uL03024,; ,MXG2[A]L030/MXTG2-STy30uL03036,; ,MXG2[A]L035/MXTG2-RTy30uL03524,; ,MXG2[A]L035/MXTG2-RTy30uL03536,; ,MXG2[A]L035/MXTG2-STy30uL03524,; ,MXG2[A]L035/MXTG2-STy30uL03536,; ,MXG2[A]L040/MXTG2-RTy30uL04012,; ,MXG2[A]L040/MXTG2-RTy30uL04024,; ,MXG2[A]L040/MXTG2-RTy30uL04036,; ,MXG2[A]L040/MXTG2-STy30uL04012,; ,MXG2[A]L040/MXTG2-STy30uL04024,; ,MXG2[A]L040/MXTG2-STy30uL04036,; ,MXG2[A]L227/MXTG2-STy30uL22712,; ,MXG2[A]L230/MXTG2-RTy30uL23012,; ,MXG2[A]L230/MXTG2-RTy30uL23050,; ,MXG2[A]L230/MXTG2-STy30uL23012,; ,MXG2[A]L230/MXTG2-STy30uL23050,; ,MXG2[A]L235/MXTG2-RTy30uL23512,; ,MXG2[A]L235/MXTG2-RTy30uL23550,; ,MXG2[A]L235/MXTG2-STy30uL23512,; ,MXG2[A]L235/MXTG2-STy30uL23550,; ,MXG2[A]L240/MXTG2-RTy30uL24050,; ,MXG2[A]L240/MXTG2-STy30uL24050,; ,MXRG2[A]/MXTG2-RTy30uL22712,; ,MXRG2[A]/MXTG2-RTy30uL22724,; ,MXRG2[A]/MXTG2-RTy30uL22736,; ,MXRG2[A]/MXTG2-RTy30uL22750,; ,MXRG2[A]/MXTG2-RTy30uL23012,; ,MXRG2[A]/MXTG2-RTy30uL23024,; ,MXRG2[A]/MXTG2-RTy30uL23036,; ,MXRG2[A]/MXTG2-RTy30uL23050,; ,MXRG2[A]/MXTG2-RTy30uL23512,; ,MXRG2[A]/MXTG2-RTy30uL23524,; ,MXRG2[A]/MXTG2-RTy30uL23536,; ,MXRG2[A]/MXTG2-RTy30uL23550,; ,MXRG2[A]/MXTG2-RTy30uL25012,; ,MXRG2[A]/MXTG2-RTy30uL25024,; ,MXRG2[A]/MXTG2-RTy30uL25036,; ,MXRG2[A]/MXTG2-RTy30uL25050, | Indoor | LED | Downlight Recessed | 1170 | 20.7 | 56.4 |  | 2700K | 82 | 36000 | Continuously Dimmable,DALI Dimming,0-10V Dimming |  | 2016-06-30
Intense Lighting | Intense Lighting | IHOL-6DRL230-20 | IHOL-6DRL230-20 | ,IHOL-6ARL230-20,; ,IHOL-6ARL230-30,; ,IHOL-6ARL230-40,; ,IHOL-6ARL230-50,; ,IHOL-6ARL235-20,; ,IHOL-6ARL235-30,; ,IHOL-6ARL235-40,; ,IHOL-6ARL235-50,; ,IHOL-6ARL240-20,; ,IHOL-6ARL240-30,; ,IHOL-6ARL240-40,; ,IHOL-6ARL240-50,; ,IHOL-6ASL230-20,; ,IHOL-6ASL230-30,; ,IHOL-6ASL230-40,; ,IHOL-6ASL230-50,; ,IHOL-6ASL235-20,; ,IHOL-6ASL235-30,; ,IHOL-6ASL235-40,; ,IHOL-6ASL235-50,; ,IHOL-6ASL240-20,; ,IHOL-6ASL240-30,; ,IHOL-6ASL240-40,; ,IHOL-6ASL240-50,; ,IHOL-6DRL230-30,; ,IHOL-6DRL230-40,; ,IHOL-6DRL230-50,; ,IHOL-6DRL235-20,; ,IHOL-6DRL235-30,; ,IHOL-6DRL235-40,; ,IHOL-6DRL235-50,; ,IHOL-6DRL240-20,; ,IHOL-6DRL240-30,; ,IHOL-6DRL240-40,; ,IHOL-6DRL240-50,; ,IHOL-6DRRML230-(DIM)-14,; ,IHOL-6DRRML230-(DIM)-20,; ,IHOL-6DRRML230-(DIM)-30,; ,IHOL-6DRRML230-(DIM)-40,; ,IHOL-6DRRML235-(DIM)-14,; ,IHOL-6DRRML235-(DIM)-20,; ,IHOL-6DRRML235-(DIM)-30,; ,IHOL-6DRRML235-(DIM)-40,; ,IHOL-6DRRML240-(DIM)-14,; ,IHOL-6DRRML240-(DIM)-20,; ,IHOL-6DRRML240-(DIM)-30,; ,IHOL-6DRRML240-(DIM)-40,; ,IHOL-6DSL230-20,; ,IHOL-6DSL230-30,; ,IHOL-6DSL230-40,; ,IHOL-6DSL230-50,; ,IHOL-6DSL230-50,; ,IHOL-6DSL235-20,; ,IHOL-6DSL235-30,; ,IHOL-6DSL235-40,; ,IHOL-6DSL235-50,; ,IHOL-6DSL240-20,; ,IHOL-6DSL240-30,; ,IHOL-6DSL240-40, | Indoor | LED | Downlight Recessed | 3381 | 41.2 | 73.3 |  | 3000K | 82 | 50000 | Continuously Dimmable |  | 2015-01-14
Intense Lighting | Intense Lighting | IHOL-6DRL330-20 | IHOL-6DRL330-20 | ,IHOL-6ARL330-20,; ,IHOL-6ARL330-30,; ,IHOL-6ARL330-30,; ,IHOL-6ARL330-40,; ,IHOL-6ARL330-40,; ,IHOL-6ARL330-50,; ,IHOL-6ARL330-50,; ,IHOL-6ARL335-20,; ,IHOL-6ARL335-20,; ,IHOL-6ARL335-30,; ,IHOL-6ARL335-30,; ,IHOL-6ARL335-40,; ,IHOL-6ARL335-40,; ,IHOL-6ARL335-50,; ,IHOL-6ARL335-50,; ,IHOL-6ARL340-20,; ,IHOL-6ARL340-20,; ,IHOL-6ARL340-30,; ,IHOL-6ARL340-30,; ,IHOL-6ARL340-40,; ,IHOL-6ARL340-40,; ,IHOL-6ARL340-50,; ,IHOL-6ASL330-20,; ,IHOL-6ASL340-50,; ,IHOL-6DRL330-30,; ,IHOL-6DRL330-30,; ,IHOL-6DRL330-40,; ,IHOL-6DRL330-40,; ,IHOL-6DRL330-50,; ,IHOL-6DRL330-50,; ,IHOL-6DRL335-20,; ,IHOL-6DRL335-20,; ,IHOL-6DRL335-30,; ,IHOL-6DRL335-30,; ,IHOL-6DRL335-40,; ,IHOL-6DRL335-40,; ,IHOL-6DRL335-50,; ,IHOL-6DRL335-50,; ,IHOL-6DRL340-20,; ,IHOL-6DRL340-20,; ,IHOL-6DRL340-30,; ,IHOL-6DRL340-30,; ,IHOL-6DRL340-40,; ,IHOL-6DRL340-40,; ,IHOL-6DRL340-50,; ,IHOL-6DRRML330-(DIM)-20,; ,IHOL-6DRRML330-(DIM)-30,; ,IHOL-6DRRML330-(DIM)-40,; ,IHOL-6DRRML330-(DIM)-50,; ,IHOL-6DRRML335-(DIM)-20,; ,IHOL-6DRRML335-(DIM)-30,; ,IHOL-6DRRML335-(DIM)-40,; ,IHOL-6DRRML335-(DIM)-50,; ,IHOL-6DRRML340-(DIM)-20,; ,IHOL-6DRRML340-(DIM)-30,; ,IHOL-6DRRML340-(DIM)-40,; ,IHOL-6DRRML340-(DIM)-50,; ,IHOL-6DSL330-20,; ,IHOL-6DSL340-50, | Indoor | LED | Downlight Recessed | 6072 | 75.3 | 80.7 |  | 3000K | 82 | 50000 | Continuously Dimmable |  | 2015-01-14
Intense Lighting | Intense Lighting | IHOL-6DRL430-20 | IHOL-6DRL430-20 | ,IHOL-6ARL430-20,; ,IHOL-6ARL430-30,; ,IHOL-6ARL430-40,; ,IHOL-6ARL430-50,; ,IHOL-6ARL435-20,; ,IHOL-6ARL435-30,; ,IHOL-6ARL435-40,; ,IHOL-6ARL435-50,; ,IHOL-6ARL440-20,; ,IHOL-6ARL440-30,; ,IHOL-6ARL440-40,; ,IHOL-6ARL440-50,; ,IHOL-6ASL430-20,; ,IHOL-6ASL430-30,; ,IHOL-6ASL430-40,; ,IHOL-6ASL430-50,; ,IHOL-6ASL435-20,; ,IHOL-6ASL435-30,; ,IHOL-6ASL435-40,; ,IHOL-6ASL435-50,; ,IHOL-6ASL440-20,; ,IHOL-6ASL440-30,; ,IHOL-6ASL440-40,; ,IHOL-6ASL440-50;IHOL-6DRRML430-(DIM)-20,; ,IHOL-6DR4135-30,; ,IHOL-6DRL430-30,; ,IHOL-6DRL430-40,; ,IHOL-6DRL430-50,; ,IHOL-6DRL435-20,; ,IHOL-6DRL435-40,; ,IHOL-6DRL435-50,; ,IHOL-6DRL440-20,; ,IHOL-6DRL440-30,; ,IHOL-6DRL440-40,; ,IHOL-6DRL440-50,; ,IHOL-6DRRM(DIM)-L435-50,; ,IHOL-6DRRML430-(DIM)-30,; ,IHOL-6DRRML430-(DIM)-40,; ,IHOL-6DRRML430-(DIM)-50,; ,IHOL-6DRRML435-(DIM)-20,; ,IHOL-6DRRML435-(DIM)-30,; ,IHOL-6DRRML435-(DIM)-40,; ,IHOL-6DRRML440-(DIM)-20,; ,IHOL-6DRRML440-(DIM)-30,; ,IHOL-6DRRML440-(DIM)-40,; ,IHOL-6DRRML440-(DIM)-50,; ,IHOL-6DSL430-20,; ,IHOL-6DSL430-30,; ,IHOL-6DSL430-40,; ,IHOL-6DSL430-50,; ,IHOL-6DSL435-20,; ,IHOL-6DSL435-30,; ,IHOL-6DSL435-40,; ,IHOL-6DSL435-50,; ,IHOL-6DSL440-20,; ,IHOL-6DSL440-30,; ,IHOL-6DSL440-40,; ,IHOL-6DSL440-50, | Indoor | LED | Downlight Recessed | 5596 | 76 | 73.6 |  | 3000K | 82 | 50000 | Continuously Dimmable |  | 2015-01-14
Intense Lighting | Intense Lighting | IHOL-6DRL530-20 | IHOL-6DRL530-20 | ,IHOL-6ARL530-20,; ,IHOL-6ARL530-30,; ,IHOL-6ARL530-40,; ,IHOL-6ARL530-50,; ,IHOL-6ARL535-20,; ,IHOL-6ARL535-30,; ,IHOL-6ARL535-40,; ,IHOL-6ARL535-50,; ,IHOL-6ARL540-20,; ,IHOL-6ARL540-30,; ,IHOL-6ARL540-40,; ,IHOL-6ARL540-50,; ,IHOL-6ASL530-20,; ,IHOL-6ASL530-30,; ,IHOL-6ASL530-40,; ,IHOL-6ASL530-50,; ,IHOL-6ASL535-20,; ,IHOL-6ASL535-30,; ,IHOL-6ASL535-40,; ,IHOL-6ASL535-50,; ,IHOL-6ASL540-20,; ,IHOL-6ASL540-30,; ,IHOL-6ASL540-40,; ,IHOL-6ASL540-50,; ,IHOL-6DRL530-30,; ,IHOL-6DRL530-40,; ,IHOL-6DRL530-50,; ,IHOL-6DRL535-20,; ,IHOL-6DRL535-30,; ,IHOL-6DRL535-40,; ,IHOL-6DRL535-50,; ,IHOL-6DRL540-20,; ,IHOL-6DRL540-30,; ,IHOL-6DRL540-40,; ,IHOL-6DRL540-50,; ,IHOL-6DRRML530-(DIM)-20,; ,IHOL-6DRRML530-(DIM)-30,; ,IHOL-6DRRML530-(DIM)-40,; ,IHOL-6DRRML530-(DIM)-50,; ,IHOL-6DRRML535-(DIM)-20,; ,IHOL-6DRRML535-(DIM)-30,; ,IHOL-6DRRML535-(DIM)-40,; ,IHOL-6DRRML535-(DIM)-50,; ,IHOL-6DRRML540-(DIM)-20,; ,IHOL-6DRRML540-(DIM)-30,; ,IHOL-6DRRML540-(DIM)-40,; ,IHOL-6DRRML540-(DIM)-50,; ,IHOL-6DSL530-20,; ,IHOL-6DSL530-30,; ,IHOL-6DSL530-40,; ,IHOL-6DSL530-50,; ,IHOL-6DSL535-20,; ,IHOL-6DSL535-30,; ,IHOL-6DSL535-40,; ,IHOL-6DSL535-50,; ,IHOL-6DSL540-20,; ,IHOL-6DSL540-30,; ,IHOL-6DSL540-40,; ,IHOL-6DSL540-50, | Indoor | LED | Downlight Recessed | 6119 | 100.8 | 60.7 |  | 3000K | 82 | 50000 | Continuously Dimmable |  | 2015-01-14
Intense Lighting | Intense Lighting | IHOL-8DRL130-20 | IHOL-8DRL130-20 | ,IHOL-8ARL130-20,; ,IHOL-8ARL130-30,; ,IHOL-8ARL130-40,; ,IHOL-8ARL130-50,; ,IHOL-8ARL135-20,; ,IHOL-8ARL135-30,; ,IHOL-8ARL135-40,; ,IHOL-8ARL135-50,; ,IHOL-8ARL140-20,; ,IHOL-8ARL140-30,; ,IHOL-8ARL140-40,; ,IHOL-8ARL140-50,; ,IHOL-8ASL130-20,; ,IHOL-8ASL130-30,; ,IHOL-8ASL130-40,; ,IHOL-8ASL130-50,; ,IHOL-8ASL135-20,; ,IHOL-8ASL135-30,; ,IHOL-8ASL135-40,; ,IHOL-8ASL135-50,; ,IHOL-8ASL140-20,; ,IHOL-8ASL140-30,; ,IHOL-8ASL140-40,; ,IHOL-8ASL140-50,; ,IHOL-8DRL130-30,; ,IHOL-8DRL130-40,; ,IHOL-8DRL130-50,; ,IHOL-8DRL135-20,; ,IHOL-8DRL135-30,; ,IHOL-8DRL135-40,; ,IHOL-8DRL135-50,; ,IHOL-8DRL140-20,; ,IHOL-8DRL140-30,; ,IHOL-8DRL140-40,; ,IHOL-8DRL140-50,; ,IHOL-8DRRML130-(DIM)-14,; ,IHOL-8DRRML130-(DIM)-20,; ,IHOL-8DRRML130-(DIM)-30,; ,IHOL-8DRRML130-(DIM)-40,; ,IHOL-8DRRML135-(DIM)-14,; ,IHOL-8DRRML135-(DIM)-20,; ,IHOL-8DRRML135-(DIM)-30,; ,IHOL-8DRRML135-(DIM)-40,; ,IHOL-8DRRML140-(DIM)-14,; ,IHOL-8DRRML140-(DIM)-20,; ,IHOL-8DRRML140-(DIM)-30,; ,IHOL-8DRRML140-(DIM)-40,; ,IHOL-8DSL130-20,; ,IHOL-8DSL130-30,; ,IHOL-8DSL130-40,; ,IHOL-8DSL130-50,; ,IHOL-8DSL135-20,; ,IHOL-8DSL135-30,; ,IHOL-8DSL135-40,; ,IHOL-8DSL135-50,; ,IHOL-8DSL140-20,; ,IHOL-8DSL140-30,; ,IHOL-8DSL140-40,; ,IHOL-8DSL140-50, | Indoor | LED | Downlight Recessed | 2832 | 34.7 | 81.7 |  | 3000K | 82 | 50000 | Continuously Dimmable |  | 2015-01-14
Intense Lighting | Intense Lighting | IHOL-8DRL230-20 | IHOL-8DRL230-20 | ,IHOL-8ARL230-20,; ,IHOL-8ARL230-30,; ,IHOL-8ARL230-40,; ,IHOL-8ARL230-50,; ,IHOL-8ARL235-20,; ,IHOL-8ARL235-30,; ,IHOL-8ARL235-40,; ,IHOL-8ARL235-50,; ,IHOL-8ARL240-20,; ,IHOL-8ARL240-30,; ,IHOL-8ARL240-40,; ,IHOL-8ARL240-50,; ,IHOL-8ASL230-20,; ,IHOL-8ASL230-30,; ,IHOL-8ASL230-40,; ,IHOL-8ASL230-50,; ,IHOL-8ASL235-20,; ,IHOL-8ASL235-30,; ,IHOL-8ASL235-40,; ,IHOL-8ASL235-50,; ,IHOL-8ASL240-20,; ,IHOL-8ASL240-30,; ,IHOL-8ASL240-40,; ,IHOL-8ASL240-50,; ,IHOL-8DRL230-30,; ,IHOL-8DRL230-40,; ,IHOL-8DRL230-50,; ,IHOL-8DRL235-20,; ,IHOL-8DRL235-30,; ,IHOL-8DRL235-40,; ,IHOL-8DRL235-50,; ,IHOL-8DRL240-20,; ,IHOL-8DRL240-30,; ,IHOL-8DRL240-40,; ,IHOL-8DRL240-50,; ,IHOL-8DRRML230-(DIM)-14,; ,IHOL-8DRRML230-(DIM)-20,; ,IHOL-8DRRML230-(DIM)-30,; ,IHOL-8DRRML230-(DIM)-40,; ,IHOL-8DRRML235-(DIM)-14,; ,IHOL-8DRRML235-(DIM)-20,; ,IHOL-8DRRML235-(DIM)-30,; ,IHOL-8DRRML235-(DIM)-40,; ,IHOL-8DRRML240-(DIM)-14,; ,IHOL-8DRRML240-(DIM)-20,; ,IHOL-8DRRML240-(DIM)-30,; ,IHOL-8DRRML240-(DIM)-40,; ,IHOL-8DSL230-20,; ,IHOL-8DSL230-30,; ,IHOL-8DSL230-40,; ,IHOL-8DSL230-50,; ,IHOL-8DSL230-50,; ,IHOL-8DSL235-20,; ,IHOL-8DSL235-30,; ,IHOL-8DSL235-40,; ,IHOL-8DSL235-50,; ,IHOL-8DSL240-20,; ,IHOL-8DSL240-30,; ,IHOL-8DSL240-40, | Indoor | LED | Downlight Recessed | 3248 | 4.7 | 71 |  | 3000K | 82 | 50000 | Continuously Dimmable |  | 2015-01-14
Intense Lighting | Intense Lighting | IHOL-8DRL330-20 | IHOL-8DRL330-20 | ,IHOL-8ARL330-20,; ,IHOL-8ARL330-30,; ,IHOL-8ARL330-40,; ,IHOL-8ARL330-50,; ,IHOL-8ARL335-20,; ,IHOL-8ARL335-30,; ,IHOL-8ARL335-40,; ,IHOL-8ARL335-50,; ,IHOL-8ARL340-20,; ,IHOL-8ARL340-30,; ,IHOL-8ARL340-40,; ,IHOL-8ARL340-50,; ,IHOL-8ASL330-20,; ,IHOL-8ASL330-30,; ,IHOL-8ASL330-40,; ,IHOL-8ASL330-50,; ,IHOL-8ASL335-20,; ,IHOL-8ASL335-30,; ,IHOL-8ASL335-40,; ,IHOL-8ASL335-50,; ,IHOL-8ASL340-20,; ,IHOL-8ASL340-30,; ,IHOL-8ASL340-40,; ,IHOL-8ASL340-50,; ,IHOL-8DRL330-30,; ,IHOL-8DRL330-40,; ,IHOL-8DRL330-50,; ,IHOL-8DRL335-20,; ,IHOL-8DRL335-30,; ,IHOL-8DRL335-40,; ,IHOL-8DRL335-50,; ,IHOL-8DRL340-20,; ,IHOL-8DRL340-30,; ,IHOL-8DRL340-40,; ,IHOL-8DRL340-50,; ,IHOL-8DRRML330-(DIM)-20,; ,IHOL-8DRRML330-(DIM)-30,; ,IHOL-8DRRML330-(DIM)-40,; ,IHOL-8DRRML330-(DIM)-50,; ,IHOL-8DRRML335-(DIM)-20,; ,IHOL-8DRRML335-(DIM)-30,; ,IHOL-8DRRML335-(DIM)-40,; ,IHOL-8DRRML335-(DIM)-50,; ,IHOL-8DRRML340-(DIM)-20,; ,IHOL-8DRRML340-(DIM)-30,; ,IHOL-8DRRML340-(DIM)-40,; ,IHOL-8DRRML340-(DIM)-50,; ,IHOL-8DSL330-20,; ,IHOL-8DSL330-30,; ,IHOL-8DSL330-40,; ,IHOL-8DSL330-50,; ,IHOL-8DSL335-20,; ,IHOL-8DSL335-30,; ,IHOL-8DSL335-40,; ,IHOL-8DSL335-50,; ,IHOL-8DSL340-20,; ,IHOL-8DSL340-30,; ,IHOL-8DSL340-40,; ,IHOL-8DSL340-50, | Indoor | LED | Downlight Recessed | 6784 | 88.2 | 76.9 |  | 3000K | 82 | 50000 | Continuously Dimmable |  | 2015-01-14
Intense Lighting | Intense Lighting | IHOL-8DRL430-20 | IHOL-8DRL430-20 | ,IHOL-8ARL430-20,; ,IHOL-8ARL430-30,; ,IHOL-8ARL430-40,; ,IHOL-8ARL430-50,; ,IHOL-8ARL435-20,; ,IHOL-8ARL435-30,; ,IHOL-8ARL435-40,; ,IHOL-8ARL435-50,; ,IHOL-8ARL440-20,; ,IHOL-8ARL440-30,; ,IHOL-8ARL440-40,; ,IHOL-8ARL440-50,; ,IHOL-8ASL430-20,; ,IHOL-8ASL430-30,; ,IHOL-8ASL430-40,; ,IHOL-8ASL430-50,; ,IHOL-8ASL435-20,; ,IHOL-8ASL435-30,; ,IHOL-8ASL435-40,; ,IHOL-8ASL435-50,; ,IHOL-8ASL440-20,; ,IHOL-8ASL440-30,; ,IHOL-8ASL440-40,; ,IHOL-8ASL440-50,; ,IHOL-8DRL430-30,; ,IHOL-8DRL430-40,; ,IHOL-8DRL430-50,; ,IHOL-8DRL435-20,; ,IHOL-8DRL435-30,; ,IHOL-8DRL435-40,; ,IHOL-8DRL435-50,; ,IHOL-8DRL440-20,; ,IHOL-8DRL440-30,; ,IHOL-8DRL440-40,; ,IHOL-8DRL440-50,; ,IHOL-8DRRM(DIM)-L435-50,; ,IHOL-8DRRML430-(DIM)-20,; ,IHOL-8DRRML430-(DIM)-30,; ,IHOL-8DRRML430-(DIM)-40,; ,IHOL-8DRRML430-(DIM)-50,; ,IHOL-8DRRML435-(DIM)-20,; ,IHOL-8DRRML435-(DIM)-30,; ,IHOL-8DRRML435-(DIM)-40,; ,IHOL-8DRRML440-(DIM)-20,; ,IHOL-8DRRML440-(DIM)-30,; ,IHOL-8DRRML440-(DIM)-40,; ,IHOL-8DRRML440-(DIM)-50,; ,IHOL-8DSL430-20,; ,IHOL-8DSL430-30,; ,IHOL-8DSL430-40,; ,IHOL-8DSL430-50,; ,IHOL-8DSL435-20,; ,IHOL-8DSL435-30,; ,IHOL-8DSL435-40,; ,IHOL-8DSL435-50,; ,IHOL-8DSL440-20,; ,IHOL-8DSL440-30,; ,IHOL-8DSL440-40,; ,IHOL-8DSL440-50, | Indoor | LED | Downlight Recessed | 5806 | 76.4 | 76 |  | 3000K | 82 | 50000 | Continuously Dimmable |  | 2015-01-14
Intense Lighting | Intense Lighting | IHOL-8DRL530-20 | IHOL-8DRL530-20 | ,IHOL-8ARL530-20,; ,IHOL-8ARL530-30,; ,IHOL-8ARL530-40,; ,IHOL-8ARL530-50,; ,IHOL-8ARL535-20,; ,IHOL-8ARL535-30,; ,IHOL-8ARL535-40,; ,IHOL-8ARL535-50,; ,IHOL-8ARL540-20,; ,IHOL-8ARL540-30,; ,IHOL-8ARL540-40,; ,IHOL-8ARL540-50,; ,IHOL-8ASL530-20,; ,IHOL-8ASL530-30,; ,IHOL-8ASL530-40,; ,IHOL-8ASL530-50,; ,IHOL-8ASL535-20,; ,IHOL-8ASL535-30,; ,IHOL-8ASL535-40,; ,IHOL-8ASL535-50,; ,IHOL-8ASL540-20,; ,IHOL-8ASL540-30,; ,IHOL-8ASL540-40,; ,IHOL-8ASL540-50,; ,IHOL-8DRL530-30,; ,IHOL-8DRL530-40,; ,IHOL-8DRL530-50,; ,IHOL-8DRL535-20,; ,IHOL-8DRL535-30,; ,IHOL-8DRL535-40,; ,IHOL-8DRL535-50,; ,IHOL-8DRL540-20,; ,IHOL-8DRL540-30,; ,IHOL-8DRL540-40,; ,IHOL-8DRL540-50,; ,IHOL-8DRRML530-(DIM)-20,; ,IHOL-8DRRML530-(DIM)-30,; ,IHOL-8DRRML530-(DIM)-40,; ,IHOL-8DRRML530-(DIM)-50,; ,IHOL-8DRRML535-(DIM)-20,; ,IHOL-8DRRML535-(DIM)-30,; ,IHOL-8DRRML535-(DIM)-40,; ,IHOL-8DRRML535-(DIM)-50,; ,IHOL-8DRRML540-(DIM)-20,; ,IHOL-8DRRML540-(DIM)-30,; ,IHOL-8DRRML540-(DIM)-40,; ,IHOL-8DRRML540-(DIM)-50,; ,IHOL-8DSL530-20,; ,IHOL-8DSL530-30,; ,IHOL-8DSL530-40,; ,IHOL-8DSL530-50,; ,IHOL-8DSL535-20,; ,IHOL-8DSL535-30,; ,IHOL-8DSL535-40,; ,IHOL-8DSL535-50,; ,IHOL-8DSL540-20,; ,IHOL-8DSL540-30,; ,IHOL-8DSL540-40,; ,IHOL-8DSL540-50, | Indoor | LED | Downlight Recessed | 6973 | 92.3 | 75.3 |  | 3000K | 82 | 50000 | Continuously Dimmable |  | 2015-01-14
Intense Lighting | Intense Lighting | MXG2[A]L027/MXTG2-RTy30uL02712 | MXG2[A]L027/MXTG2-RTy30uL02712 | ,MXG2[A]L027/MXTG2-RTy30uL02724,; ,MXG2[A]L027/MXTG2-RTy30uL02736,; ,MXG2[A]L027/MXTG2-RTy30uL02750,; ,MXG2[A]L027/MXTG2-STy30uL02712,; ,MXG2[A]L027/MXTG2-STy30uL02724,; ,MXG2[A]L027/MXTG2-STy30uL02736,; ,MXG2[A]L027/MXTG2-STy30uL02750,; ,MXG2[A]L030/MXTG2-RTy30uL03012,; ,MXG2[A]L030/MXTG2-RTy30uL03024,; ,MXG2[A]L030/MXTG2-RTy30uL03036,; ,MXG2[A]L030/MXTG2-RTy30uL03050,; ,MXG2[A]L030/MXTG2-STy30uL03012,; ,MXG2[A]L030/MXTG2-STy30uL03024,; ,MXG2[A]L030/MXTG2-STy30uL03036,; ,MXG2[A]L030/MXTG2-STy30uL03050,; ,MXG2[A]L035/MXTG2-RTy30uL03512,; ,MXG2[A]L035/MXTG2-RTy30uL03524,; ,MXG2[A]L035/MXTG2-RTy30uL03536,; ,MXG2[A]L035/MXTG2-RTy30uL03550,; ,MXG2[A]L035/MXTG2-STy30uL03512,; ,MXG2[A]L035/MXTG2-STy30uL03524,; ,MXG2[A]L035/MXTG2-STy30uL03536,; ,MXG2[A]L035/MXTG2-STy30uL03550,; ,MXG2[A]L040/MXTG2-RTy30uL04012,; ,MXG2[A]L040/MXTG2-RTy30uL04024,; ,MXG2[A]L040/MXTG2-RTy30uL04036,; ,MXG2[A]L040/MXTG2-RTy30uL04050,; ,MXG2[A]L040/MXTG2-STy30uL04012,; ,MXG2[A]L040/MXTG2-STy30uL04024,; ,MXG2[A]L040/MXTG2-STy30uL04036,; ,MXG2[A]L040/MXTG2-STy30uL04050,; ,MXRG2[A]/MXTG2-RTy30uL02712,; ,MXRG2[A]/MXTG2-RTy30uL02724,; ,MXRG2[A]/MXTG2-RTy30uL02736,; ,MXRG2[A]/MXTG2-RTy30uL02750,; ,MXRG2[A]/MXTG2-RTy30uL03012,; ,MXRG2[A]/MXTG2-RTy30uL03024,; ,MXRG2[A]/MXTG2-RTy30uL03036,; ,MXRG2[A]/MXTG2-RTy30uL03050,; ,MXRG2[A]/MXTG2-RTy30uL03512,; ,MXRG2[A]/MXTG2-RTy30uL03524,; ,MXRG2[A]/MXTG2-RTy30uL03536,; ,MXRG2[A]/MXTG2-RTy30uL03550,; ,MXRG2[A]/MXTG2-RTy30uL05012,; ,MXRG2[A]/MXTG2-RTy30uL05024,; ,MXRG2[A]/MXTG2-RTy30uL05036,; ,MXRG2[A]/MXTG2-RTy30uL05050, | Indoor | LED | Downlight Recessed | 611 | 9.9 | 61.7 |  | 2700K | 82 | 36000 | Continuously Dimmable,DALI Dimming,0-10V Dimming |  | 2016-06-30
Intense Lighting | Intense Lighting | MXG2[A]L127/MXTG2-RTy30uL12712 | MXG2[A]L127/MXTG2-RTy30uL12712 | ,MXG2[A]L127/MXTG2-RTy30uL12724,; ,MXG2[A]L127/MXTG2-RTy30uL12736,; ,MXG2[A]L127/MXTG2-RTy30uL12750,; ,MXG2[A]L127/MXTG2-STy30uL12712,; ,MXG2[A]L127/MXTG2-STy30uL12724,; ,MXG2[A]L127/MXTG2-STy30uL12736,; ,MXG2[A]L127/MXTG2-STy30uL12750,; ,MXG2[A]L130/MXTG2-RTy30uL13012,; ,MXG2[A]L130/MXTG2-RTy30uL13024,; ,MXG2[A]L130/MXTG2-RTy30uL13036,; ,MXG2[A]L130/MXTG2-RTy30uL13050,; ,MXG2[A]L130/MXTG2-STy30uL13012,; ,MXG2[A]L130/MXTG2-STy30uL13024,; ,MXG2[A]L130/MXTG2-STy30uL13036,; ,MXG2[A]L130/MXTG2-STy30uL13050,; ,MXG2[A]L135/MXTG2-RTy30uL13512,; ,MXG2[A]L135/MXTG2-RTy30uL13524,; ,MXG2[A]L135/MXTG2-RTy30uL13536,; ,MXG2[A]L135/MXTG2-RTy30uL13550,; ,MXG2[A]L135/MXTG2-STy30uL13512,; ,MXG2[A]L135/MXTG2-STy30uL13524,; ,MXG2[A]L135/MXTG2-STy30uL13536,; ,MXG2[A]L135/MXTG2-STy30uL13550,; ,MXG2[A]L140/MXTG2-RTy30uL14012,; ,MXG2[A]L140/MXTG2-RTy30uL14024,; ,MXG2[A]L140/MXTG2-RTy30uL14036,; ,MXG2[A]L140/MXTG2-RTy30uL14050,; ,MXG2[A]L140/MXTG2-STy30uL14012,; ,MXG2[A]L140/MXTG2-STy30uL14024,; ,MXG2[A]L140/MXTG2-STy30uL14036,; ,MXG2[A]L140/MXTG2-STy30uL14050,; ,MXRG2[A]/MXTG2-RTy30uL12712,; ,MXRG2[A]/MXTG2-RTy30uL12724,; ,MXRG2[A]/MXTG2-RTy30uL12736,; ,MXRG2[A]/MXTG2-RTy30uL12750,; ,MXRG2[A]/MXTG2-RTy30uL13012,; ,MXRG2[A]/MXTG2-RTy30uL13024,; ,MXRG2[A]/MXTG2-RTy30uL13036,; ,MXRG2[A]/MXTG2-RTy30uL13050,; ,MXRG2[A]/MXTG2-RTy30uL13512,; ,MXRG2[A]/MXTG2-RTy30uL13524,; ,MXRG2[A]/MXTG2-RTy30uL13536,; ,MXRG2[A]/MXTG2-RTy30uL13550,; ,MXRG2[A]/MXTG2-RTy30uL15012,; ,MXRG2[A]/MXTG2-RTy30uL15024,; ,MXRG2[A]/MXTG2-RTy30uL15036,; ,MXRG2[A]/MXTG2-RTy30uL15050, | Indoor | LED | Downlight Recessed | 850 | 14.8 | 57.4 |  | 2700K | 82 | 36000 | Continuously Dimmable,DALI Dimming,0-10V Dimming |  | 2016-06-30
International Development Corp. | Honeywell | FP0901-XXYY | FP0901-XXYY |  | Indoor | LED | Downlight Solid State Retrofit | 700 | 9.5 | 77.2 |  | 2700K | 82 | 50000 | Continuously Dimmable |  | 2015-12-30
International Development Corp. | Honeywell | FP0911-XXYY | FP0911-XXYY |  | Indoor | LED | Downlight Solid State Retrofit | 700 | 9.5 | 76.1 |  | 2700K | 82 | 50000 | Continuously Dimmable |  | 2015-12-30
International Development Corp. | Honeywell | FP0971-XXYY | FP0971-XXYY |  | Indoor | LED | Downlight Solid State Retrofit | 800 | 11.5 | 73.1 |  | 2700K | 82 | 50000 | Continuously Dimmable |  | 2015-12-30
JDI Sales USA Inc dba Triangle Bulbs | Triangle Bulbs | SSL Downlight Retrofit Kits | T80201 | SSL Downlight Retrofit Kits,T80203,; SSL Downlight Retrofit Kits,T80204,; SSL Downlight Retrofit Kits,T80205, | Indoor | LED | Downlight Solid State Retrofit | 650 | 10 | 79.6 |  | 2700K,4000/4100K,3000K,5000K | 82 | 50000 | Continuously Dimmable |  | 2016-07-05
JDI Sales USA Inc dba Triangle Bulbs | Triangle Bulbs | SSL Downlight Retrofit Kits | T80211 | SSL Downlight Retrofit Kits,T80213,; SSL Downlight Retrofit Kits,T80214,; SSL Downlight Retrofit Kits,T80215, | Indoor | LED | Downlight Solid State Retrofit | 1000 | 14.8 | 79.9 |  | 2700K,4000/4100K,3000K,5000K | 82 | 50000 | Continuously Dimmable |  | 2016-07-05
Jenco Canada LED | Jenco | Downlight Recessed | JC-LED-S12W6-3K**-IC | ,,(** denote different color finish and may be WH for White, BN for Brushed Nickel, BL for Black, ORB for Coffee) | Indoor | LED | Downlight Recessed | 700 | 12 | 79.7 |  | 3000K | 82 | 50000 | Continuously Dimmable |  | 2016-09-07
Jenco Canada LED | Jenco | Downlight Recessed | JC-LED-S12W6-4K**-IC | ,,(** denote different color finish and may be WH for White, BN for Brushed Nickel, BL for Black, ORB for Coffee) | Indoor | LED | Downlight Recessed | 700 | 12 | 79.7 |  | 4000/4100K | 82 | 50000 | Continuously Dimmable |  | 2016-09-07
Jenco Canada LED | Jenco | Downlight Recessed | JC-LED-S12W6-5K**-IC | ,,(** denote different color finish and may be WH for White, BN for Brushed Nickel, BL for Black, ORB for Coffee) | Indoor | LED | Downlight Recessed | 700 | 12 | 79.7 |  | 5000K | 82 | 50000 | Continuously Dimmable |  | 2016-09-07
Jenco Canada LED | Jenco | Downlight Recessed | JC-LED-S9-3K**-IC | ,,(** denote different color finish and may be WH for White, BN for Brushed Nickel, BL for Black, ORB for Coffee) | Indoor | LED | Downlight Recessed | 550 | 9 | 77.6 |  | 3000K | 81 | 50000 | Continuously Dimmable |  | 2016-09-07
Jenco Canada LED | Jenco | Downlight Recessed | JC-LED-S9-3K**-IC-S | ,,(** denote different color finish and may be WH for white, BN for Brushed Nickel, BL for Black, ORB for Coffee) | Indoor | LED | Downlight Recessed | 550 | 9 | 75.8 |  | 3000K | 82 | 50000 | Continuously Dimmable |  | 2016-09-07
Jenco Canada LED | Jenco | Downlight Recessed | JC-LED-S9-4K**-IC | ,,(** denote different color finish and may be WH for White, BN for Brushed Nickel, BL for Black, ORB for Coffee) | Indoor | LED | Downlight Recessed | 550 | 9 | 77.6 |  | 4000/4100K | 81 | 50000 | Continuously Dimmable |  | 2016-09-07
Jenco Canada LED | Jenco | Downlight Recessed | JC-LED-S9-4K**-IC-S | ,,(** denote different color finish and may be WH for white, BN for Brushed Nickel, BL for Black, ORB for Coffee) | Indoor | LED | Downlight Recessed | 550 | 9 | 75.8 |  | 4000/4100K | 82 | 50000 | Continuously Dimmable |  | 2016-09-07
Jenco Canada LED | Jenco | Downlight Recessed | JC-LED-S9-5K**-IC | ,,(** denote different color finish and may be WH for White, BN for Brushed Nickel, BL for Black, ORB for Coffee) | Indoor | LED | Downlight Recessed | 550 | 9 | 77.6 |  | 5000K | 81 | 50000 | Continuously Dimmable |  | 2016-09-07
Jenco Canada LED | Jenco | Downlight Recessed | JC-LED-S9-5K**-IC-S | ,,(** denote different color finish and may be WH for white, BN for Brushed Nickel, BL for Black, ORB for Coffee) | Indoor | LED | Downlight Recessed | 550 | 9 | 75.8 |  | 5000K | 82 | 50000 | Continuously Dimmable |  | 2016-09-07
Jiawei Technology (USA), Ltd | Duracell | LED Downlight Retrofit | D-11DL6-827-90-D |  | Indoor/Outdoor | LED | Downlight Solid State Retrofit | 700 | 10 | 86.4 |  | 2700K | 83 | 50000 | Continuously Dimmable,Wet Location Rated |  | 2016-09-19
Jiawei Technology (USA), Ltd | Duracell | LED Downlight Retrofit | D-12DLI4-830-WFL-D |  | Indoor | LED | Downlight Solid State Retrofit | 720 | 12 | 69.4 |  | 3000K | 83 | 50000 | Continuously Dimmable,Damp Location Rated |  | 2016-08-23
Jiawei Technology (USA), Ltd | Duracell | LED Downlight Retrofit | D-13DLI6-830-WFL-D |  | Indoor | LED | Downlight Solid State Retrofit | 780 | 13 | 71.5 |  | 3000K | 83 | 50000 | Continuously Dimmable,Damp Location Rated |  | 2016-08-23
Jiawei Technology (USA), Ltd | Duracell | LED Downlight Retrofit | D-13DSL-830-WFL-D |  | Indoor | LED | Downlight Solid State Retrofit | 900 | 13 | 84.7 |  | 3000K | 82 | 50000 | Continuously Dimmable,Damp Location Rated |  | 2016-08-23
Jiawei Technology (USA), Ltd | Maximus | LED Downlight Retrofit | 12DLI4-830-WFL-D |  | Indoor | LED | Downlight Solid State Retrofit | 720 | 12 | 69.4 |  | 3000K | 83 | 50000 | Continuously Dimmable,Damp Location Rated |  | 2016-08-23
Jiawei Technology (USA), Ltd | Maximus | LED Downlight Retrofit | 13DLI6-830-WFL-D |  | Indoor | LED | Downlight Solid State Retrofit | 780 | 13 | 71.5 |  | 3000K | 83 | 50000 | Continuously Dimmable,Damp Location Rated |  | 2016-08-23
Jiawei Technology (USA), Ltd | Maximus | LED Downlight | 9DLK3-830-WFL-D |  | Indoor | LED | Downlight Recessed | 550 | 9 | 66.5 |  | 3000K | 84 | 50000 | Continuously Dimmable,Damp Location Rated |  | 2016-08-24
Jiawei Technology (USA), Ltd | Maximus | DLS03-06J30D1E-WH-F1 | DLS03-06J30D1E-WH-F1 |  | Indoor/Outdoor | LED | Downlight Solid State Retrofit | 700 | 11.5 | 71.2 |  | 3000K | 93 | 50000 | Continuously Dimmable |  | 2016-05-24
Jiawei Technology (USA), Ltd | Maximus | DLS15-04G27D1E-WH-F2 | DLS15-04G27D1E-WH-F2 |  | Indoor/Outdoor | LED | Downlight Solid State Retrofit | 600 | 10 | 63.9 |  | 2700K | 91 | 35000 | Continuously Dimmable |  | 2016-05-24
Jiawei Technology (USA), Ltd | Maximus | LED Retrofit | DLS15-06F27D1E-WH-F2 |  | Indoor/Outdoor | LED | Downlight Solid State Retrofit | 850 | 13 | 66.5 |  | 2700K | 91 | 50000 | Continuously Dimmable,Wet Location Rated |  | 2016-06-27
Jiawei Technology (USA), Ltd | Maximus | DLS15-06G27D1E-WH-F2 | DLS15-06G27D1E-WH-F2 |  | Indoor/Outdoor | LED | Downlight Solid State Retrofit | 650 | 10.8 | 70.7 |  | 2700K | 91 | 35000 | Continuously Dimmable |  | 2016-05-24
Jiawei Technology (USA), Ltd | Maximus | LED Downlight Retrofit | DLS22-06B30D1E-WH-1 |  | Indoor/Outdoor | LED | Downlight Solid State Retrofit | 650 | 10 | 85.9 |  | 3000K | 83 | 35000 | Continuously Dimmable,Wet Location Rated |  | 2016-09-20
Jiawei Technology (USA), Ltd | Maximus | High Ceiling Recessed Retrofit Downlight | DLS24-06C27D1E-WH-F1 |  | Indoor/Outdoor | LED | Downlight Solid State Retrofit | 1200 | 20 | 60.3 |  | 2700K | 91 | 50000 | Continuously Dimmable |  | 2015-10-14
Jiawei Technology (USA), Ltd | Maximus | DLS36-06C27D1E-WH-F1 | DLS36-06C27D1E-WH-F1 |  | Indoor/Outdoor | LED | Downlight Solid State Retrofit | 650 | 10.8 | 66.4 |  | 2700K | 93 | 35000 | Continuously Dimmable |  | 2016-05-24
Jiawei Technology (USA), Ltd | Maximus | M-10DL6-927-90-D | M-10DL6-927-90-D |  | Indoor/Outdoor | LED | Downlight Solid State Retrofit | 650 | 10.8 | 70.7 |  | 2700K | 91 | 35000 | Continuously Dimmable |  | 2016-05-24
Jiawei Technology (USA), Ltd | Maximus | LED Downlight Retrofit | M-11DL6-827-90-D |  | Indoor/Outdoor | LED | Downlight Solid State Retrofit | 700 | 10 | 86.4 |  | 2700K | 83 | 50000 | Continuously Dimmable,Wet Location Rated |  | 2016-09-19
Jiawei Technology (USA), Ltd | Maximus | M-12DL4-927-90-D | M-12DL4-927-90-D |  | Indoor/Outdoor | LED | Downlight Solid State Retrofit | 600 | 10 | 63.9 |  | 2700K | 91 | 35000 | Continuously Dimmable |  | 2016-05-24
Jiawei Technology (USA), Ltd | Maximus | LED Downlight Retrofit | M-13DSL-830-WFL-D |  | Indoor | LED | Downlight Solid State Retrofit | 900 | 13 | 84.7 |  | 3000K | 82 | 50000 | Continuously Dimmable,Damp Location Rated |  | 2016-08-23
Jiawei Technology (USA), Ltd | Maximus | LED Ceiling Light | M-13DSL-840-WFL-D |  | Indoor | LED | Downlight Solid State Retrofit | 900 | 13 | 94.3 |  | 4000/4100K | 83 | 50000 | Continuously Dimmable |  | 2015-11-18
Jiaxing Ledux Lighting Co., LTD | Greenlux | SSL Downlight Retrofits | DL4009DIM098027K |  | Indoor | LED | Downlight Solid State Retrofit | 700 | 9 | 87.3 |  | 2700K | 81 | 36000 | Continuously Dimmable,Connected |  | 2015-10-15
Jiaxing Ledux Lighting Co., LTD | Greenlux | SSL Downlight Retrofits | DL4009DIM098030K |  | Indoor | LED | Downlight Solid State Retrofit | 700 | 9 | 87.3 |  | 3000K | 81 | 36000 | Continuously Dimmable,Connected |  | 2015-10-15
Jiaxing Ledux Lighting Co., LTD | Greenlux | SSL Downlight Retrofits | DL4009DIM098040K |  | Indoor | LED | Downlight Solid State Retrofit | 700 | 9 | 87.3 |  | 4000/4100K | 81 | 36000 | Continuously Dimmable,Connected |  | 2015-10-15
Jiaxing Ledux Lighting Co., LTD | Greenlux | SSL Downlight Retrofits | DL4009DIM098050K |  | Indoor | LED | Downlight Solid State Retrofit | 700 | 9 | 87.3 |  | 5000K | 81 | 36000 | Continuously Dimmable,Connected |  | 2015-10-15
Jiaxing Ledux Lighting Co., LTD | Greenlux | SSL Downlight Retrofits | DL4009DIM099027K |  | Indoor | LED | Downlight Solid State Retrofit | 700 | 9.1 | 79.8 |  | 2700K | 90 | 36000 | Continuously Dimmable |  | 2015-10-22
Jiaxing Ledux Lighting Co., LTD | Greenlux | SSL Downlight Retrofits | DL4009DIM099030K |  | Indoor | LED | Downlight Solid State Retrofit | 700 | 9.1 | 79.8 |  | 3000K | 90 | 36000 | Continuously Dimmable |  | 2015-10-22
Jiaxing Ledux Lighting Co., LTD | Greenlux | SSL Downlight Retrofits | DL4009DIM099040K |  | Indoor | LED | Downlight Solid State Retrofit | 700 | 9.1 | 79.8 |  | 4000/4100K | 90 | 36000 | Continuously Dimmable |  | 2015-10-22
Jiaxing Ledux Lighting Co., LTD | Greenlux | SSL Downlight Retrofits | DL4009DIM099050K |  | Indoor | LED | Downlight Solid State Retrofit | 700 | 9.1 | 79.8 |  | 5000K | 90 | 36000 | Continuously Dimmable |  | 2015-10-22
Jiaxing Ledux Lighting Co., LTD | Greenlux | SSL Downlight Retrofits | DL4009HV098027K |  | Indoor | LED | Downlight Solid State Retrofit | 700 | 9 | 87.3 |  | 2700K | 81 | 36000 | Non-Dimmable,Connected |  | 2015-10-15
Jiaxing Ledux Lighting Co., LTD | Greenlux | SSL Downlight Retrofits | DL4012DIM128030K |  | Indoor | LED | Downlight Solid State Retrofit | 1000 | 12 | 85.5 |  | 3000K | 81 | 36000 | Continuously Dimmable,Connected |  | 2015-10-15
Jiaxing Ledux Lighting Co., LTD | Greenlux | SSL Downlight Retrofits | DL4012DIM129027K |  | Indoor | LED | Downlight Solid State Retrofit | 840 | 12 | 69.9 |  | 2700K | 92 | 36000 | Continuously Dimmable,Connected |  | 2015-10-15
Jiaxing Ledux Lighting Co., LTD | Greenlux | SSL Downlight Retrofits | DL4012DIM129030K |  | Indoor | LED | Downlight Solid State Retrofit | 840 | 12 | 69.9 |  | 3000K | 92 | 36000 | Continuously Dimmable,Connected |  | 2015-10-15
Jiaxing Ledux Lighting Co., LTD | Greenlux | SSL Downlight Retrofits | DL5612DIM128027K |  | Indoor | LED | Downlight Solid State Retrofit | 1000 | 12 | 93.5 |  | 2700K | 81 | 36000 | Continuously Dimmable,Connected |  | 2015-10-15
Jiaxing Ledux Lighting Co., LTD | Greenlux | SSL Downlight Retrofits | DL5612DIM128030K |  | Indoor | LED | Downlight Solid State Retrofit | 1000 | 12 | 93.5 |  | 3000K | 81 | 36000 | Continuously Dimmable,Connected |  | 2015-10-15
Jiaxing Ledux Lighting Co., LTD | Greenlux | SSL Downlight Retrofits | DL5612DIM128040K |  | Indoor | LED | Downlight Solid State Retrofit | 1000 | 12 | 93.5 |  | 4000/4100K | 81 | 36000 | Continuously Dimmable,Connected |  | 2015-10-15
Jiaxing Ledux Lighting Co., LTD | Greenlux | SSL Downlight Retrofits | DL5612DIM128050K |  | Indoor | LED | Downlight Solid State Retrofit | 1000 | 12 | 93.5 |  | 5000K | 81 | 36000 | Continuously Dimmable,Connected |  | 2015-10-15
Jiaxing Ledux Lighting Co., LTD | Greenlux | SSL Downlight Retrofits | DL5612DIM129027K |  | Indoor | LED | Downlight Solid State Retrofit | 940 | 12.1 | 78.7 |  | 2700K | 90 | 36000 | Continuously Dimmable |  | 2015-10-22
Jiaxing Ledux Lighting Co., LTD | Greenlux | SSL Downlight Retrofits | DL5612DIM129030K |  | Indoor | LED | Downlight Solid State Retrofit | 940 | 12.1 | 78.7 |  | 3000K | 90 | 36000 | Continuously Dimmable |  | 2015-10-22
Jiaxing Ledux Lighting Co., LTD | Greenlux | SSL Downlight Retrofits | DL5612DIM129040K |  | Indoor | LED | Downlight Solid State Retrofit | 940 | 12.1 | 78.7 |  | 4000/4100K | 90 | 36000 | Continuously Dimmable |  | 2015-10-22
Jiaxing Ledux Lighting Co., LTD | Greenlux | SSL Downlight Retrofits | DL5612DIM129050K |  | Indoor | LED | Downlight Solid State Retrofit | 940 | 12.1 | 78.7 |  | 5000K | 90 | 36000 | Continuously Dimmable |  | 2015-10-22
Jiaxing Ledux Lighting Co., LTD | Greenlux | SSL Downlight Retrofits | DL5615DIM169027K |  | Indoor | LED | Downlight Solid State Retrofit | 1050 | 15 | 74.9 |  | 2700K | 92 | 36000 | Continuously Dimmable,Connected |  | 2015-10-15
Jiaxing Ledux Lighting Co., LTD | Greenlux | SSL Downlight Retrofits | DL5615DIM169030K |  | Indoor | LED | Downlight Solid State Retrofit | 1050 | 15 | 74.9 |  | 3000K | 92 | 36000 | Continuously Dimmable,Connected |  | 2015-10-15
Jiaxing Ledux Lighting Co., LTD | Greenlux | SSL Downlight Retrofits | DL5615DIM169040K |  | Indoor | LED | Downlight Solid State Retrofit | 1050 | 15 | 74.9 |  | 4000/4100K | 92 | 36000 | Continuously Dimmable,Connected |  | 2015-10-15
Jiaxing Ledux Lighting Co., LTD | Greenlux | SSL Downlight Retrofits | DL5615DIM169050K |  | Indoor | LED | Downlight Solid State Retrofit | 1050 | 15 | 74.9 |  | 5000K | 92 | 36000 | Continuously Dimmable,Connected |  | 2015-10-15
Jubilee International Inc. | Jubilee LED | Downlight | CAN-409W-50K-D-JLL |  | Indoor | LED | Downlight Solid State Retrofit | 650 | 9.5 | 80.3 |  | 5000K | 94 | 35000 | Continuously Dimmable |  | 2016-06-17
Jubilee International Inc. | Jubilee LED | Downlight | CAN-56-14W-30K-D-JLL |  | Indoor | LED | Downlight Solid State Retrofit | 950 | 14 | 82.9 |  | 3000K | 92 | 25000 | Continuously Dimmable |  | 2016-04-17
Jubilee International Inc. | Jubilee LED | Downlight | CAN-56-14W-50K-D-JLL |  | Indoor | LED | Downlight Solid State Retrofit | 950 | 14 | 83.1 |  | 5000K | 94 | 25000 | Continuously Dimmable |  | 2016-04-17
JUNO LIGHTING, LLC | Juno | JCLR6w-20-9xxKy-zz | JCLR6w-20-9xxKy-zz | ,JCLR6w-24-8xxKy-zz,; ,JCLR8w-20-9xxKy-zz,; ,JCLR8w-24-8xxKy-zz, | Indoor | LED | Downlight Solid State Retrofit | 1719 | 27.5 | 62.6 |  | 2700K | 81 | 72000 | Continuously Dimmable | â€˜wâ€™ suffix S, L refer to the available reflector size: Small, Large respectively. â€˜xxâ€™ suffix 27, 30, 35, 40 refer to the products CCT: 2700K, 3000K, 3500K, and 4000K respectively. â€˜yâ€™ suffix 1, 3, U refer to the products input voltage: 1 = 120V only, 3 = 347V only, U = 120/277Vâ€˜zzâ€™ suffix HZ, WH refer to the available finish: Haze, White respectively. | 2016-09-21
JUNO LIGHTING, LLC | Juno | SP31770-27K-9-WWH | SP31770-27K-9-WWH | ,6RLC-827-9-WWH,; ,6RLC-830-9-WWH,; ,6RLC-835-9-WWH,; ,SP31770-35K-9-WWH,; ,SP31770-3K-9-WWH, | Indoor | LED | Downlight Solid State Retrofit | 965 | 12.7 | 76 |  | 2700K | 83 | 31000 | Continuously Dimmable |  | 2014-11-03
JUNO LIGHTING, LLC | Juno | T258L-xxK-zz | T258L-xxK-zz | ,HTEK258LxxKHCzz,; ,HTEK258LxxKzz,; ,SP258MLLxxKHCSTN,; ,SP258MLLxxKSTN,; ,T258L-xxK-HC-zz,; ,TEK258LxxKHCzz,; ,TEK258LxxKzz, | Indoor | LED | Downlight Surface Mount | 2578 | 30.8 | 83.7 |  | 2700K | 82 | 42000 | Continuously Dimmable | xx' denotes CCT where 27 = 2700K, 3 = 3000K, 35 = 3500K, 4 = 4000K. 'zz' denotes finish where BL = Black, SL = Silver, WH = White. T258L uses the Trac-Master adaptor, TEK258L and HTEK258L uses the HD Commercial Trac adaptor at 120V and 277V respectively. 'HC' denotes High CRI of 90. STN suffix refer to the available finish: STN=Satin Nickel. SP models utilize Monoline trac adaptor. | 2014-10-10
JUNO LIGHTING, LLC | Juno | TC1420LED4-xxK-Uz | TC1420LED4-xxK-Uz | ,TC1422LED4-xxK-Uz, | Indoor | LED | Downlight Recessed | 1096 | 19.7 | 55.5 |  | 2700K | 92 | 42000 | Continuously Dimmable |  | 2013-10-01
JUNO LIGHTING, LLC | Juno | TC2020LED4-xxK-Uz | TC2020LED4-xxK-Uz | ,TC2022LED4-xxK-Uz, | Indoor | LED | Downlight Recessed | 1655 | 26.1 | 63.3 |  | 2700K | 92 | 50000 | Continuously Dimmable | xx' suffix 27, 3, 35, and 41 refer to the products CCT: 2700K, 3000K, 3500K, 4000K respectively.â€˜Uâ€™ refers to the Driver option with universal input 120/277Vâ€˜zâ€™ suffix refers to Chicago Plenum UL Listing. If equipped, z = CP | 2015-10-30
JUNO LIGHTING, LLC | Juno | TC920LEDG4-27K-U | TC920LEDG4-27K-U | ,TC920LEDG4-27K-UCP,; ,TC920LEDG4-35K-U,; ,TC920LEDG4-35K-UCP,; ,TC920LEDG4-3K-U,; ,TC920LEDG4-3K-UCP,; ,TC920LEDG4-41K-U,; ,TC920LEDG4-41K-UCP,; ,TC922LEDG4-27K-U,; ,TC922LEDG4-27K-UCP,; ,TC922LEDG4-35K-U,; ,TC922LEDG4-35K-UCP,; ,TC922LEDG4-3K-U,; ,TC922LEDG4-3K-UCP,; ,TC922LEDG4-41K-U,; ,TC922LEDG4-41K-UCP, | Indoor | LED | Downlight Recessed | 948 | 16.8 | 56.3 |  | 2700K | 92 | 42000 | Continuously Dimmable | y' suffix refers to the available driver. U = Driver option with universal input.â€˜zâ€™ suffix refers to Chicago Plenum UL Listing. If equipped,z=CP. | 2012-09-26
JUNO LIGHTING, LLC | Juno Lighting | LED Downlight | 4RLS-927-6-WH | LED Downlight,4RLS-930-6-WH, | Indoor | LED | Downlight Solid State Retrofit | 650 | 10.2 | 73.7 |  | 2700K,3000K | 92 | 40000 | Continuously Dimmable |  | 2015-11-20
JUNO LIGHTING, LLC | Juno Lighting | LED Downlight | 6RLS-927-6-WH | LED Downlight,6RLS-930-6-WH, | Indoor | LED | Downlight Solid State Retrofit | 650 | 10.4 | 76.6 |  | 2700K,3000K | 92 | 40000 | Continuously Dimmable |  | 2015-11-20
JUNO LIGHTING, LLC | Juno Lighting | LED Downlight | 6RLS-927-9-WH | LED Downlight,6RLS-930-9-WH, | Indoor | LED | Downlight Solid State Retrofit | 950 | 15.4 | 70.7 |  | 2700K,3000K | 92 | 40000 | Continuously Dimmable |  | 2015-11-20
JUNO LIGHTING, LLC | Aculux | IC207Lv-8x-y-z | IC207Lv-8x-y-z | ,IC207LSQ2A-8xx-y-z,; ,IC207LSQ2A-8xx-y-z-CP,; ,IC207LSQ3A-8xx-y-z,; ,IC207LSQ3A-8xx-y-z-CP,; ,IC207LSQv-8xx-y-z,; ,IC210Lv-8xx-y-z IC210LSQv-8xx-y-z,; ,TC207Lvw-8xx-y-z,; ,TC210LSQ2A-8xx-y-z,; ,TC210LSQ3A-8xx-y-z,; ,TC210LSQvw-8xx-y-z,; ,TC210LSQvw-8xx-y-z,; ,TC210Lvw-8xx-y-z, | Indoor | LED | Downlight Recessed | 1000 | 15.2 | 66 |  | 2700K | 81 | 28000 | Continuously Dimmable,Connected | IC=Insulation Contact, TC=Non-IC. â€˜v' suffix refers to the products housing: A=Adjustable, D=(fixed) Downlight. â€˜wâ€™ Optional suffix R refer to remodel construction. CCT is 3000K, minimum CRI of 90. 'y' suffix refers to the products diffusion: S=Spot, N=Narrow Flood, F=Flood, W=Wide flood. â€˜zâ€™ suffix 1, U refer to the driver: 1=Driver Option with 120V input only, U=Driver option with universal input 120/277V. | 2014-09-12
JUNO LIGHTING, LLC | Aculux | IC408L-xxx-y-z-CP | IC408L-xxx-y-z-CP | ,IC408LP-xxx-y-z-CP,; ,IC408LPSQ-xxx-y-zCP,; ,IC408LR-xxx-y-z,; ,IC408LSQ-xxx-y-zCP, | Indoor | LED | Downlight Recessed | 677 | 9.2 | 73.4 |  | 2700K | 82 | 38500 | Continuously Dimmable | 'xxx' suffix 827, 830, 835, 840, and 930 refer to the products CRI+CCT: 80/90CRI + 2700K, 3000K, 3500K, and 4000K. ie. 835 = 80 CRI and 3500K CCT'y' suffix S, N, F, W refer to the products diffusion: S=Spot, N=Narrow Flood, F=Flood, W=Wide flood.'zâ€™ suffix 1, U, M, A, EZ1, EZB, EZ1-NPS80EZ, EZB-NPS80EZ refer to the available driver: 1=Driver Option with 120V input only, U=Driver option with universal input 120/277V, M=Driver option with DMX dimming, A=Driver option with DALI dimming, EZ1=EldoLED EcoDrive, EZB=EldoLED SoloDrive, and NPS80EZ=nLight dimming module.â€˜CPâ€™ Optional for Chicago Plenum | 2015-10-28
JUNO LIGHTING, LLC | Aculux | IC412L-xxx-y-z-CP | IC412L-xxx-y-z-CP | ,IC412LP-xxx-y-z-CP,; ,IC412LPSQ-xxx-y-zCP,; ,IC412LR-xxx-y-z,; ,IC412LSQ-xxx-y-zCP,; ,TC412LR-xxx-y-z, | Indoor | LED | Downlight Recessed | 1028 | 14 | 73.3 |  | 2700K | 81 | 38500 | Continuously Dimmable | 'xxx' suffix 827, 830, 835, 840, and 930 refer to the products CRI+CCT: 80/90CRI + 2700K, 3000K, 3500K, and 4000K. ie. 835 = 80 CRI and 3500K CCT'y' suffix S, N, F, W refer to the products diffusion: S=Spot, N=Narrow Flood, F=Flood, W=Wide flood.'zâ€™ suffix 1, U, M, A, EZ1, EZB, EZ1-NPS80EZ, EZB-NPS80EZ refer to the available driver: 1=Driver Option with 120V input only, U=Driver option with universal input 120/277V, M=Driver option with DMX dimming, A=Driver option with DALI dimming, EZ1=EldoLED EcoDrive, EZB=EldoLED SoloDrive, and NPS80EZ=nLight dimming module.â€˜CPâ€™ Optional for Chicago Plenum | 2015-10-28
JUNO LIGHTING, LLC | Aculux | IC415L-xxx-y-z-CP | IC415L-xxx-y-z-CP | ,IC415LP-xxx-y-z-CP,; ,IC415LPSQ-xxx-y-zCP,; ,IC415LR-xxx-y-z,; ,IC415LSQ-xxx-y-zCP, | Indoor | LED | Downlight Recessed | 1142 | 19 | 60.2 |  | 2700K | 81 | 38500 | Continuously Dimmable | 'xxx' suffix 827, 830, 835, 840, and 930 refer to the products CRI+CCT: 80/90CRI + 2700K, 3000K, 3500K, and 4000K. ie. 835 = 80 CRI and 3500K CCT'y' suffix S, N, F, W refer to the products diffusion: S=Spot, N=Narrow Flood, F=Flood, W=Wide flood.'zâ€™ suffix 1, U, M, A, EZ1, EZB, EZ1-NPS80EZ, EZB-NPS80EZ refer to the available driver: 1=Driver Option with 120V input only, U=Driver option with universal input 120/277V, M=Driver option with DMX dimming, A=Driver option with DALI dimming, EZ1=EldoLED EcoDrive, EZB=EldoLED SoloDrive, and NPS80EZ=nLight dimming module.â€˜CPâ€™ Optional for Chicago Plenum | 2015-10-28
JUNO LIGHTING, LLC | Aculux | IC420L-xxx-y-z-CP | IC420L-xxx-y-z-CP | ,IC420LR-xxx-y-z,; ,IC420LSQ-xxx-y-zCP,; ,TC420L-xxx-y-z-CP,; ,TC420LP-xxx-y-z-CP,; ,TC420LPSQ-xxx-y-zCP,; ,TC420LSQ-xxx-y-zCP, | Indoor | LED | Downlight Recessed | 1526 | 25.5 | 59.9 |  | 2700K | 80 | 38500 | Continuously Dimmable | 'xxx' suffix 827, 830, 835, 840, and 930 refer to the products CRI+CCT: 80/90CRI + 2700K, 3000K, 3500K, and 4000K. ie. 835 = 80 CRI and 3500K CCT'y' suffix S, N, F, W refer to the products diffusion: S=Spot, N=Narrow Flood, F=Flood, W=Wide flood.'zâ€™ suffix 1, U, M, A, EZ1, EZB, EZ1-NPS80EZ, EZB-NPS80EZ refer to the available driver: 1=Driver Option with 120V input only, U=Driver option with universal input 120/277V, M=Driver option with DMX dimming, A=Driver option with DALI dimming, EZ1=EldoLED EcoDrive, EZB=EldoLED SoloDrive, and NPS80EZ=nLight dimming module.â€˜CPâ€™ Optional for Chicago Plenum | 2016-05-16
JUNO LIGHTING, LLC | Aculux | IC512L-xxx-y-z-CP | IC512L-xxx-y-z-CP | ,IC512LSQ-xxx-y-z-CP, | Indoor | LED | Downlight Recessed | 864 | 9.2 | 94.1 |  | 2700K | 92 | 56000 | Continuously Dimmable | xxx' suffix 827, 830, 835, 840, 927, and 930 refer to the products CRI+CCT: 80/90CRI + 2700K, 3000K, 3500K, and 4000K. ie. 835 = 80 CRI and 3500K CCT'y' suffix S, N, F, W refer to the products diffusion: S=Spot, N=Narrow Flood, F=Flood, W=Wide flood.â€˜zâ€™ suffix 1, U, M, A, EZ1, EZB refer to the available driver: 1=Driver Option with 120V input only, U=Driver option with universal input 120/277V, M=Driver option with DMX dimming, A=Driver option with DALI dimming, EZ1=EldoLED Ecodrive, and EZB=EldoLED Solodrive.â€˜-CPâ€™ Optional for Chicago Plenum | 2016-08-17
JUNO LIGHTING, LLC | Aculux | IC517L-xxx-y-z-CP | IC517L-xxx-y-z-CP | ,IC517LSQ-xxx-y-z-CP, | Indoor | LED | Downlight Recessed | 1210 | 13.5 | 89.6 |  | 2700K | 92 | 56000 | Continuously Dimmable | xxx' suffix 827, 830, 835, 840, 927, and 930 refer to the products CRI+CCT: 80/90CRI + 2700K, 3000K, 3500K, and 4000K. ie. 835 = 80 CRI and 3500K CCT'y' suffix S, N, F, W refer to the products diffusion: S=Spot, N=Narrow Flood, F=Flood, W=Wide flood.â€˜zâ€™ suffix 1, U, M, A, EZ1, EZB refer to the available driver: 1=Driver Option with 120V input only, U=Driver option with universal input 120/277V, M=Driver option with DMX dimming, A=Driver option with DALI dimming, EZ1=EldoLED Ecodrive, and EZB=EldoLED Solodrive.â€˜-CPâ€™ Optional for Chicago Plenum | 2016-08-17
JUNO LIGHTING, LLC | Aculux | IC522L-xxx-y-z-CP | IC522L-xxx-y-z-CP | ,IC522LSQ-xxx-y-z-CP, | Indoor | LED | Downlight Recessed | 1645 | 20 | 82.3 |  | 2700K | 92 | 56000 | Continuously Dimmable | xxx' suffix 827, 830, 835, 840, 927, and 930 refer to the products CRI+CCT: 80/90CRI + 2700K, 3000K, 3500K, and 4000K. ie. 835 = 80 CRI and 3500K CCT'y' suffix S, N, F, W refer to the products diffusion: S=Spot, N=Narrow Flood, F=Flood, W=Wide flood.â€˜zâ€™ suffix 1, U, M, A, EZ1, EZB refer to the available driver: 1=Driver Option with 120V input only, U=Driver option with universal input 120/277V, M=Driver option with DMX dimming, A=Driver option with DALI dimming, EZ1=EldoLED Ecodrive, and EZB=EldoLED Solodrive.â€˜-CPâ€™ Optional for Chicago Plenum | 2016-08-16
JUNO LIGHTING, LLC | Aculux | IC527L-xxx-y-z-CP | IC527L-xxx-y-z-CP | ,IC527LSQ-xxx-y-z-CP, | Indoor | LED | Downlight Recessed | 1984 | 26.5 | 75 |  | 2700K | 92 | 56000 | Continuously Dimmable | xxx' suffix 827, 830, 835, 840, 927, and 930 refer to the products CRI+CCT: 80/90CRI + 2700K, 3000K, 3500K, and 4000K. ie. 835 = 80 CRI and 3500K CCT'y' suffix S, N, F, W refer to the products diffusion: S=Spot, N=Narrow Flood, F=Flood, W=Wide flood.â€˜zâ€™ suffix 1, U, M, A, EZ1, EZB refer to the available driver: 1=Driver Option with 120V input only, U=Driver option with universal input 120/277V, M=Driver option with DMX dimming, A=Driver option with DALI dimming, EZ1=EldoLED Ecodrive, and EZB=EldoLED Solodrive.â€˜-CPâ€™ Optional for Chicago Plenum | 2016-08-17
JUNO LIGHTING, LLC | Aculux | TC532L-xxx-y-z-CP | TC532L-xxx-y-z-CP | ,TC532LSQ-xxx-y-z-CP, | Indoor | LED | Downlight Recessed | 1898 | 34.2 | 55.6 |  | 2700K | 92 | 56000 | Continuously Dimmable | xxx' suffix 827, 830, 835, 840, 927, and 930 refer to the products CRI+CCT: 80/90CRI + 2700K, 3000K, 3500K, and 4000K. ie. 835 = 80 CRI and 3500K CCT'y' suffix S, N, F, W refer to the products diffusion: S=Spot, N=Narrow Flood, F=Flood, W=Wide flood.â€˜zâ€™ suffix 1, U, M, A, EZ1, EZB refer to the available driver: 1=Driver Option with 120V input only, U=Driver option with universal input 120/277V, M=Driver option with DMX dimming, A=Driver option with DALI dimming, EZ1=EldoLED Ecodrive, and EZB=EldoLED Solodrive.â€˜-CPâ€™ Optional for Chicago Plenum | 2016-08-17
JUNO LIGHTING, LLC | Indy | L4-08xxU-G3-zz | L4-08xxU-G3-zz | ,L6-08xxU-G3-zz,; ,L8-08xxU-G3-zz,; ,LC4B-08xxU-G3-zz,; ,LC4C-08xxU-G3-zz,; ,LC4P-08xxU-G3-zz,; ,LC4S-08xxU-G3-zz,; ,LC6B-08xxU-G3-zz,; ,LC6C-08xxU-G3-zz,; ,LC6P-08xxU-G3-zz,; ,LC6S-08xxU-G3-zz,; ,LC8B-08xxU-G3-zz,; ,LC8C-08xxU-G3-zz,; ,LC8P-08xxU-G3-zz,; ,LC8S-08xxU-G3-zz,; ,LRM4-08xxU-G3-zz,; ,LRM6-08xxU-G3-zz,; ,LRM8-08xxU-G3-zz,; ,LRT6-08xxU-G3-zz,; ,LRT8-08xxU-G3-zz, | Indoor | LED | Downlight Recessed | 439 | 7.5 | 58.6 |  | 2700K | 93 | 33000 | Continuously Dimmable | â€˜zzâ€™ refers to finish: BL=Black, BZ=Bronze, SL=Silver, WH=White. | 2016-08-24
JUNO LIGHTING, LLC | Indy | L4-13xxU-G3-zz | L4-13xxU-G3-zz | ,L4-15xxU-G3-zz,; ,L6-13xxU-G3-zz,; ,L6-15xxU-G3-zz,; ,L8-13xxU-G3-zz,; ,L8-15xxU-G3-zz,; ,LC4B-13xxU-G3-zz,; ,LC4B-15xxU-G3-zz,; ,LC4C-13xxU-G3-zz,; ,LC4C-15xxU-G3-zz,; ,LC4P-13xxU-G3-zz,; ,LC4P-15xxU-G3-zz,; ,LC4S-13xxU-G3-zz,; ,LC4S-15xxU-G3-zz,; ,LC6B-13xxU-G3-zz,; ,LC6B-15xxU-G3-zz,; ,LC6C-13xxU-G3-zz,; ,LC6C-15xxU-G3-zz,; ,LC6P-13xxU-G3-zz,; ,LC6P-15xxU-G3-zz,; ,LC6S-13xxU-G3-zz,; ,LC6S-15xxU-G3-zz,; ,LC8B-13xxU-G3-zz,; ,LC8B-15xxU-G3-zz,; ,LC8C-13xxU-G3-zz,; ,LC8C-15xxU-G3-zz,; ,LC8P-13xxU-G3-zz,; ,LC8P-15xxU-G3-zz,; ,LC8S-13xxU-G3-zz,; ,LC8S-15xxU-G3-zz,; ,LRM4-13xxU-G3-zz,; ,LRM4-15xxU-G3-zz,; ,LRM6-13xxU-G3-zz,; ,LRM6-15xxU-G3-zz,; ,LRM8-13xxU-G3-zz,; ,LRM8-15xxU-G3-zz,; ,LRT6-13xxU-G3-zz,; ,LRT6-15xxU-G3-zz,; ,LRT8-13xxU-G3-zz,; ,LRT8-15xxU-G3-zz, | Indoor | LED | Downlight Recessed | 803 | 12.4 | 64.4 |  | 2700K | 93 | 33000 | Continuously Dimmable | â€˜zzâ€™ refers to finish: BL=Black, BZ=Bronze, SL=Silver, WH=White. | 2016-08-24
JUNO LIGHTING, LLC | Indy | L4-17xxU-G3-zz | L4-17xxU-G3-zz | ,L6-17xxU-G3-zz,; ,L8-17xxU-G3-zz,; ,LC4B-17xxU-G3-zz,; ,LC4C-17xxU-G3-zz,; ,LC4P-17xxU-G3-zz,; ,LC4S-17xxU-G3-zz,; ,LC6B-17xxU-G3-zz,; ,LC6C-17xxU-G3-zz,; ,LC6P-17xxU-G3-zz,; ,LC6S-17xxU-G3-zz,; ,LC8B-17xxU-G3-zz,; ,LC8C-17xxU-G3-zz,; ,LC8P-17xxU-G3-zz,; ,LC8S-17xxU-G3-zz,; ,LRM4-17xxU-G3-zz,; ,LRM6-17xxU-G3-zz,; ,LRM8-17xxU-G3-zz,; ,LRT6-17xxU-G3-zz,; ,LRT8-17xxU-G3-zz, | Indoor | LED | Downlight Recessed | 1156 | 15.9 | 72.7 |  | 2700K | 93 | 33000 | Continuously Dimmable | â€˜zzâ€™ refers to finish: BL=Black, BZ=Bronze, SL=Silver, WH=White. | 2016-08-24
JUNO LIGHTING, LLC | Indy | L4-23xxU-G3-zz | L4-23xxU-G3-zz | ,L6-23xxU-G3-zz,; ,L8-23xxU-G3-zz,; ,LC4B-23xxU-G3-zz,; ,LC4C-23xxU-G3-zz,; ,LC4P-23xxU-G3-zz,; ,LC4S-23xxU-G3-zz,; ,LC6B-23xxU-G3-zz,; ,LC6C-23xxU-G3-zz,; ,LC6P-23xxU-G3-zz,; ,LC6S-23xxU-G3-zz,; ,LC8B-23xxU-G3-zz,; ,LC8C-23xxU-G3-zz,; ,LC8P-23xxU-G3-zz,; ,LC8S-23xxU-G3-zz,; ,LRM4-23xxU-G3-zz,; ,LRM6-23xxU-G3-zz,; ,LRM8-23xxU-G3-zz,; ,LRT6-23xxU-G3-zz,; ,LRT8-23xxU-G3-zz, | Indoor | LED | Downlight Recessed | 1729 | 22 | 78.6 |  | 2700K | 93 | 33000 | Continuously Dimmable | â€˜zzâ€™ refers to finish: BL=Black, BZ=Bronze, SL=Silver, WH=White. | 2016-08-24
JUNO LIGHTING, LLC | Indy | L4-28xxU-G3-zz | L4-28xxU-G3-zz | ,L6-28xxU-G3-zz,; ,L8-28xxU-G3-zz,; ,LC4B-28xxU-G3-zz,; ,LC4C-28xxU-G3-zz,; ,LC4P-28xxU-G3-zz,; ,LC4S-28xxU-G3-zz,; ,LC6B-28xxU-G3-zz,; ,LC6C-28xxU-G3-zz,; ,LC6P-28xxU-G3-zz,; ,LC6S-28xxU-G3-zz,; ,LC8B-28xxU-G3-zz,; ,LC8C-28xxU-G3-zz,; ,LC8P-28xxU-G3-zz,; ,LC8S-28xxU-G3-zz,; ,LRM4-28xxU-G3-zz,; ,LRM6-28xxU-G3-zz,; ,LRM8-28xxU-G3-zz,; ,LRT6-28xxU-G3-zz,; ,LRT8-28xxU-G3-zz, | Indoor | LED | Downlight Recessed | 2103 | 28 | 75.1 |  | 2700K | 93 | 33000 | Continuously Dimmable | â€˜zzâ€™ refers to finish: BL=Black, BZ=Bronze, SL=Silver, WH=White. | 2016-08-24
JUNO LIGHTING, LLC | Indy | L4-33xxU-G3-zz | L4-33xxU-G3-zz | ,L6-33xxU-G3-zz,; ,L8-33xxU-G3-zz,; ,LC4B-33xxU-G3-zz,; ,LC4C-33xxU-G3-zz,; ,LC4P-33xxU-G3-zz,; ,LC4S-33xxU-G3-zz,; ,LC6B-33xxU-G3-zz,; ,LC6C-33xxU-G3-zz,; ,LC6P-33xxU-G3-zz,; ,LC6S-33xxU-G3-zz,; ,LC8B-33xxU-G3-zz,; ,LC8C-33xxU-G3-zz,; ,LC8P-33xxU-G3-zz,; ,LC8S-33xxU-G3-zz,; ,LRM4-33xxU-G3-zz,; ,LRM6-33xxU-G3-zz,; ,LRM8-33xxU-G3-zz,; ,LRT6-33xxU-G3-zz,; ,LRT8-33xxU-G3-zz, | Indoor | LED | Downlight Recessed | 2416 | 32.6 | 74.1 |  | 2700K | 93 | 33000 | Continuously Dimmable | â€˜zzâ€™ refers to finish: BL=Black, BZ=Bronze, SL=Silver, WH=White. | 2016-08-24
JUNO LIGHTING, LLC | Indy | L4-40xxU-G3-zz | L4-40xxU-G3-zz | ,L6-40xxU-G3-zz,; ,L8-40xxU-G3-zz,; ,LC4B-40xxU-G3-zz,; ,LC4C-40xxU-G3-zz,; ,LC4P-40xxU-G3-zz,; ,LC4S-40xxU-G3-zz,; ,LC6B-40xxU-G3-zz,; ,LC6C-40xxU-G3-zz,; ,LC6P-40xxU-G3-zz,; ,LC6S-40xxU-G3-zz,; ,LC8B-40xxU-G3-zz,; ,LC8C-40xxU-G3-zz,; ,LC8P-40xxU-G3-zz,; ,LC8S-40xxU-G3-zz,; ,LRM4-40xxU-G3-zz,; ,LRM6-40xxU-G3-zz,; ,LRM8-40xxU-G3-zz,; ,LRT6-40xxU-G3-zz,; ,LRT8-40xxU-G3-zz, | Indoor | LED | Downlight Recessed | 2956 | 42.6 | 69.4 |  | 2700K | 93 | 33000 | Continuously Dimmable | â€˜zzâ€™ refers to finish: BL=Black, BZ=Bronze, SL=Silver, WH=White. | 2016-08-24
JUNO LIGHTING, LLC | Indy | L6-45xxU-G3-zz | L6-45xxU-G3-zz | ,L6-50xxU-G3-zz,; ,L8-45xxU-G3-zz,; ,L8-50xxU-G3-zz,; ,LC6B-45xxU-G3-zz,; ,LC6B-50xxU-G3-zz,; ,LC6C-45xxU-G3-zz,; ,LC6C-50xxU-G3-zz,; ,LC6P-45xxU-G3-zz,; ,LC6P-50xxU-G3-zz,; ,LC6S-45xxU-G3-zz,; ,LC6S-50xxU-G3-zz,; ,LC8B-45xxU-G3-zz,; ,LC8B-50xxU-G3-zz,; ,LC8C-45xxU-G3-zz,; ,LC8C-50xxU-G3-zz,; ,LC8P-45xxU-G3-zz,; ,LC8P-50xxU-G3-zz,; ,LC8S-45xxU-G3-zz,; ,LC8S-50xxU-G3-zz,; ,LRM6-45xxU-G3-zz,; ,LRM6-50xxU-G3-zz,; ,LRM8-45xxU-G3-zz,; ,LRM8-50xxU-G3-zz,; ,LRT6-45xxU-G3-zz,; ,LRT6-50xxU-G3-zz,; ,LRT8-45xxU-G3-zz,; ,LRT8-50xxU-G3-zz, | Indoor | LED | Downlight Recessed | 3028 | 43 | 70.4 |  | 2700K | 93 | 33000 | Continuously Dimmable | â€˜zzâ€™ refers to finish: BL=Black, BZ=Bronze, SL=Silver, WH=White. | 2016-08-24
JUNO LIGHTING, LLC | Indy | L6-55xxU-G3-zz | L6-55xxU-G3-zz | ,L6-60xxU-G3-zz,; ,L8-55xxU-G3-zz,; ,L8-60xxU-G3-zz,; ,LC6B-55xxU-G3-zz,; ,LC6B-60xxU-G3-zz,; ,LC6C-55xxU-G3-zz,; ,LC6C-60xxU-G3-zz,; ,LC6P-55xxU-G3-zz,; ,LC6P-60xxU-G3-zz,; ,LC6S-55xxU-G3-zz,; ,LC6S-60xxU-G3-zz,; ,LC8B-55xxU-G3-zz,; ,LC8B-60xxU-G3-zz,; ,LC8C-55xxU-G3-zz,; ,LC8C-60xxU-G3-zz,; ,LC8P-55xxU-G3-zz,; ,LC8P-60xxU-G3-zz,; ,LC8S-55xxU-G3-zz,; ,LC8S-60xxU-G3-zz,; ,LRM6-55xxU-G3-zz,; ,LRM6-60xxU-G3-zz,; ,LRM8-55xxU-G3-zz,; ,LRM8-60xxU-G3-zz,; ,LRT6-55xxU-G3-zz,; ,LRT6-60xxU-G3-zz,; ,LRT8-55xxU-G3-zz,; ,LRT8-60xxU-G3-zz, | Indoor | LED | Downlight Recessed | 3374 | 49.6 | 67.2 |  | 2700K | 93 | 33000 | Continuously Dimmable | â€˜zzâ€™ refers to finish: BL=Black, BZ=Bronze, SL=Silver, WH=White. | 2016-08-24
JUNO LIGHTING, LLC | Indy | L6-65xxU-G3-zz | L6-65xxU-G3-zz | ,L6-70xxU-G3-zz,; ,L8-65xxU-G3-zz,; ,L8-70xxU-G3-zz,; ,LC6B-65xxU-G3-zz,; ,LC6B-70xxU-G3-zz,; ,LC6C-65xxU-G3-zz,; ,LC6C-70xxU-G3-zz,; ,LC6P-65xxU-G3-zz,; ,LC6P-70xxU-G3-zz,; ,LC6S-65xxU-G3-zz,; ,LC6S-70xxU-G3-zz,; ,LC8B-65xxU-G3-zz,; ,LC8B-70xxU-G3-zz,; ,LC8C-65xxU-G3-zz,; ,LC8C-70xxU-G3-zz,; ,LC8P-65xxU-G3-zz,; ,LC8P-70xxU-G3-zz,; ,LC8S-65xxU-G3-zz,; ,LC8S-70xxU-G3-zz,; ,LRM6-65xxU-G3-zz,; ,LRM6-70xxU-G3-zz,; ,LRM8-65xxU-G3-zz,; ,LRM8-70xxU-G3-zz,; ,LRT6-65xxU-G3-zz,; ,LRT6-70xxU-G3-zz,; ,LRT8-65xxU-G3-zz,; ,LRT8-70xxU-G3-zz, | Indoor | LED | Downlight Recessed | 3782 | 56.7 | 66.7 |  | 2700K | 93 | 33000 | Continuously Dimmable | â€˜zzâ€™ refers to finish: BL=Black, BZ=Bronze, SL=Silver, WH=White. | 2016-08-24
JUNO LIGHTING, LLC | Indy | L6-75xxU-G3-zz | L6-75xxU-G3-zz | ,L8-75xxU-G3-zz,; ,LC6B-75xxU-G3-zz,; ,LC6C-75xxU-G3-zz,; ,LC6P-75xxU-G3-zz,; ,LC6S-75xxU-G3-zz,; ,LC8B-75xxU-G3-zz,; ,LC8C-75xxU-G3-zz,; ,LC8P-75xxU-G3-zz,; ,LC8S-75xxU-G3-zz,; ,LRM6-75xxU-G3-zz,; ,LRM8-75xxU-G3-zz,; ,LRT6-75xxU-G3-zz,; ,LRT8-75xxU-G3-zz, | Indoor | LED | Downlight Recessed | 4804 | 69 | 69.6 |  | 2700K | 93 | 33000 | Continuously Dimmable | â€˜zzâ€™ refers to finish: BL=Black, BZ=Bronze, SL=Silver, WH=White. | 2016-08-26
JUNO LIGHTING, LLC | Indy | L6-80xxU-G3-zz | L6-80xxU-G3-zz | ,L8-80xxU-G3-zz,; ,LC6B-80xxU-G3-zz,; ,LC6C-80xxU-G3-zz,; ,LC6P-80xxU-G3-zz,; ,LC6S-80xxU-G3-zz,; ,LC8B-80xxU-G3-zz,; ,LC8C-80xxU-G3-zz,; ,LC8P-80xxU-G3-zz,; ,LC8S-80xxU-G3-zz,; ,LRM6-80xxU-G3-zz,; ,LRM8-80xxU-G3-zz,; ,LRT6-80xxU-G3-zz,; ,LRT8-80xxU-G3-zz, | Indoor | LED | Downlight Recessed | 5008 | 72.9 | 68.7 |  | 2700K | 93 | 33000 | Continuously Dimmable | â€˜zzâ€™ refers to finish: BL=Black, BZ=Bronze, SL=Silver, WH=White. | 2016-08-26
JUNO LIGHTING, LLC | Indy | L6-85xxU-G3-zz | L6-85xxU-G3-zz | ,L8-85xxU-G3-zz,; ,LC6B-85xxU-G3-zz,; ,LC6C-85xxU-G3-zz,; ,LC6P-85xxU-G3-zz,; ,LC6S-85xxU-G3-zz,; ,LC8B-85xxU-G3-zz,; ,LC8C-85xxU-G3-zz,; ,LC8P-85xxU-G3-zz,; ,LC8S-85xxU-G3-zz,; ,LRM6-85xxU-G3-zz,; ,LRM8-85xxU-G3-zz,; ,LRT6-85xxU-G3-zz,; ,LRT8-85xxU-G3-zz, | Indoor | LED | Downlight Recessed | 5348 | 79.2 | 67.5 |  | 2700K | 93 | 33000 | Continuously Dimmable | â€˜zzâ€™ refers to finish: BL=Black, BZ=Bronze, SL=Silver, WH=White. | 2016-08-26
JUNO LIGHTING, LLC | Indy | L6-90xxU-G3-zz | L6-90xxU-G3-zz | ,L8-90xxU-G3-zz,; ,LC6B-90xxU-G3-zz,; ,LC6C-90xxU-G3-zz,; ,LC6P-90xxU-G3-zz,; ,LC6S-90xxU-G3-zz,; ,LC8B-90xxU-G3-zz,; ,LC8C-90xxU-G3-zz,; ,LC8P-90xxU-G3-zz,; ,LC8S-90xxU-G3-zz,; ,LRM6-90xxU-G3-zz,; ,LRM8-90xxU-G3-zz,; ,LRT6-90xxU-G3-zz,; ,LRT8-90xxU-G3-zz, | Indoor | LED | Downlight Recessed | 5716 | 87.7 | 65.2 |  | 2700K | 93 | 33000 | Continuously Dimmable | â€˜zzâ€™ refers to finish: BL=Black, BZ=Bronze, SL=Silver, WH=White. | 2016-08-26
JUNO LIGHTING, LLC | Indy | SD4-11xxU | SD4-11xxU | ,SC6z-11xxU,; ,SD6-11xxU,; ,SD8-11xxU,; ,SDSQ6-11xxU, | Indoor/Outdoor | LED | Downlight Recessed | 758 | 13.9 | 54.5 |  | 3000K | 80 | 50000 | Damp Location Rated,Continuously Dimmable |  | 2016-08-24
JUNO LIGHTING, LLC | Indy | SD4-15xxU | SD4-15xxU | ,SC6z-15xxU,; ,SD6-15xxU,; ,SD8-15xxU,; ,SDSQ6-15xxU, | Indoor/Outdoor | LED | Downlight Recessed | 1282 | 19.8 | 64.7 |  | 3000K | 80 | 50000 | Damp Location Rated,Continuously Dimmable |  | 2016-08-24
JUNO LIGHTING, LLC | Indy | SD4-20xxU | SD4-20xxU | ,SC6z-20xxU,; ,SD6-20xxU,; ,SD8-20xxU,; ,SDSQ6-20xxU, | Indoor/Outdoor | LED | Downlight Recessed | 1661 | 28.5 | 58.3 |  | 3000K | 80 | 50000 | Damp Location Rated,Continuously Dimmable |  | 2016-08-24
JUNO LIGHTING, LLC | Indy | SD4-30xxU | SD4-30xxU | ,SC6z-30xxU,; ,SD6-30xxU,; ,SD8-30xxU,; ,SDSQ6-30xxU, | Indoor/Outdoor | LED | Downlight Recessed | 2518 | 39.4 | 63.9 |  | 3000K | 80 | 50000 | Damp Location Rated,Continuously Dimmable |  | 2016-08-24
JUNO LIGHTING, LLC | Juno | 2LEDT G2 ww 80CRIttK yy zzz + 2LEDDRIVER G2 06LM 120 | 2LEDT G2 ww 80CRIttK yy zzz + 2LEDDRIVER G2 06LM 120 | ,2LEDT G2 ww 80CRIttK yy zzz + 2LEDDRIVER G2 06LM MVOLT,; ,2LEDT G2 ww 80CRIttK yy zzz + 2LEDDRIVER G2 10LM 120,; ,2LEDT G2 ww 80CRIttK yy zzz + 2LEDDRIVER G2 10LM MVOLT,; ,2LEDT G2 ww 90CRIttK yy zzz + 2LEDDRIVER G2 06LM 120,; ,2LEDT G2 ww 90CRIttK yy zzz + 2LEDDRIVER G2 06LM MVOLT,; ,2LEDT G2 ww 90CRIttK yy zzz + 2LEDDRIVER G2 10LM 120,; ,2LEDT G2 ww 90CRIttK yy zzz + 2LEDDRIVER G2 10LM MVOLT, | Indoor/Outdoor | LED | Downlight Recessed | 428 | 7.3 | 58.4 |  | 2700K | 81 | 56000 | Continuously Dimmable,Connected |  | 2016-07-14
JUNO LIGHTING, LLC | Juno | 4RLA-9xx-6-y-zz | 4RLA-9xx-6-y-zz | ,5RLA-9xx-6-y-zz,; ,6RLA-9xx-6-y-zz, | Indoor | LED | Downlight Solid State Retrofit | 651 | 10.6 | 61.6 |  | 2700K | 90 | 33000 | Continuously Dimmable |  | 2016-01-29
JUNO LIGHTING, LLC | Juno | 4RLDG2-9xx-6-WWH | 4RLDG2-9xx-6-WWH | ,5RLDG2-9xx-6-WWH,; ,6RLDG2-9xx-6-WWH, | Indoor | LED | Downlight Solid State Retrofit | 654 | 9.8 | 66.6 |  | 2700K | 91 | 33000 | Continuously Dimmable | â€œxxâ€ suffix refer to the available Color Temperature: 27=2700K, 30=3000K, 35=3500K | 2016-03-24
JUNO LIGHTING, LLC | Juno | 4RLDG2-9xx-9-WWH | 4RLDG2-9xx-9-WWH | ,5RLDG2-9xx-9-WWH,; ,6RLDG2-9xx-9-WWH, | Indoor | LED | Downlight Solid State Retrofit | 909 | 13.6 | 66.6 |  | 2700K | 91 | 33000 | Continuously Dimmable | â€œxxâ€ suffix refer to the available Color Temperature: 27=2700K, 30=3000K, 35=3500K | 2016-03-24
JUNO LIGHTING, LLC | Juno | IC104AL-xxK-y-z | IC104AL-xxK-y-z | ,TC104RAL-xxK-y-z, | Indoor | LED | Downlight Recessed | 837 | 14.7 | 57.1 |  | 2700K | 91 | 56000 | Continuously Dimmable | 'xx' suffix 27, 30, 35, 41 refer to the products CCT: 2700K, 3000K, 3500K, and 4000K.'y' suffix S, N, F, W refer to the products diffusion: S=Spot, N=Narrow Flood, F=Flood.â€˜zâ€™ suffix 1, U refer to the available driver: 1=Driver Option with 120V input only, U=Driver option with universal input 120/277VQualified with the following trims: 47LB-xx, 47LC-xx, 47LW-xx, 47LWHZ-xx, 47LPT-xx, 47LHZ-xx, 42LB-xx, 42LC-xx, 42LW-xx, 42LWHZ-xx, 42LPT-xx, 42LHZ-xx, 42LSQ-zzz-WH, 47LSQ-zzz-WH, 46Lxx-yy, 48Lxx-yyWhere â€˜xxâ€™ suffix WH, SC, ABZ refer to finish: WH=White, SC=Satin Chrome, ABZ=Antique Bronze. 42LSQ-zzz-WH and 47LSQ-zzz-WH only qualifed as HZ, W, WHZ with 3K and 4K only. | 2015-10-30
JUNO LIGHTING, LLC | Juno | IC1ALEDG4-6-1 + 440LEDG4-xxK-6-yy | IC1ALEDG4-6-1 + 440LEDG4-xxK-6-yy | ,IC1ALEDG4-6-U + 440LEDG4-xxK-6-yy,; ,IC1RALEDG4-6-1 + 440LEDG4-xxK-6-yy,; ,IC1RALEDG4-6-U + 440LEDG4-xxK-6-yy, | Indoor | LED | Downlight Recessed | 625 | 11.2 | 55.9 |  | 2700K | 90 | 46200 | Continuously Dimmable |  | 2014-01-20
JUNO LIGHTING, LLC | Juno | IC1LEDG4-xxK-1 | IC1LEDG4-xxK-1 | ,IC1LEDG4-xxK-U,; ,IC1RLEDG4-xxK-1,; ,IC1RLEDG4-xxK-U, | Indoor | LED | Downlight Recessed | 533 | 8.7 | 61.6 |  | 2700K | 91 | 72000 | Continuously Dimmable | xx' suffix 27, 3, 35, and 41 refer to the products CCT: 2700K, 3000K, 3500K, and 4000K respectively. | 2014-02-26
JUNO LIGHTING, LLC | Juno | IC1LWDG4N-3K-1 | IC1LWDG4N-3K-1 | ,IC1RLWDG4N-3K-1,; ,IC20LWDG4N-3K-1,; ,IC20RLWDG4N-3K-1,; ,IC22LWDG4N-3K-1,; ,IC22RLWDG4N-3K-1, | Indoor | LED | Downlight Recessed | 559 | 10.1 | 55.5 |  | 3000K | 94 | 36000 | Continuously Dimmable,Connected |  | 2012-10-04
JUNO LIGHTING, LLC | Juno | IC20LEDG4-xxK-y | IC20LEDG4-xxK-y | ,IC20RLEDG4-xxK-y,; ,IC22LEDG4-xxK-y,; ,IC22RLEDG4-xxK-y, | Indoor | LED | Downlight Recessed | 572 | 9.1 | 63 |  | 2700K | 92 | 72000 | Continuously Dimmable | xx' suffix 27, 3, 35, and 41 refer to the products CCT: 2700K, 3000K, 3500K, and 4000K respectively.'y' suffix U, 1 refer to the available driver:U=Driver option with universal input 120/277V, 1=Driver Option with 120V input only. | 2016-05-20
JUNO LIGHTING, LLC | Juno | IC4AL-xxK-y-z | IC4AL-xxK-y-z | ,IC4RAL-xxK-y-z, | Indoor | LED | Downlight Recessed | 677 | 10 | 67.5 |  | 2700K | 92 | 56000 | Continuously Dimmable | 'xx' suffix 27, 30, 35, 41 refer to the products CCT: 2700K, 3000K, 3500K, and 4000K.'y' suffix S, N, F, W refer to the products diffusion: S=Spot, N=Narrow Flood, F=Flood.â€˜zâ€™ suffix 1, U refer to the available driver: 1=Driver Option with 120V input only, U=Driver option with universal input 120/277VQualified with the following trims: 47LB-xx, 47LC-xx, 47LW-xx, 47LWHZ-xx, 47LPT-xx, 47LHZ-xx, 42LB-xx, 42LC-xx, 42LW-xx, 42LWHZ-xx, 42LPT-xx, 42LHZ-xx, 42LSQ-zzz-WH, 47LSQ-zzz-WH, 46Lxx-yy, 48Lxx-yyWhere â€˜xxâ€™ suffix WH, SC, ABZ refer to finish: WH=White, SC=Satin Chrome, ABZ=Antique Bronze. 42LSQ-zzz-WH and 47LSQ-zzz-WH only qualifed as HZ, W, WHZ with 3K and 4K only. | 2015-10-30
JUNO LIGHTING, LLC | Juno | IC91LEDG4-xxK-1 | IC91LEDG4-xxK-1 | ,IC91LEDG4-xxK-U,; ,IC91RLEDG4-xxK-1,; ,IC91RLEDG4-xxK-U, | Indoor | LED | Downlight Recessed | 734 | 12.2 | 59.9 |  | 2700K | 92 | 72000 | Continuously Dimmable | xx' suffix 27, 3, 35, and 41 refer to the products CCT: 2700K, 3000K, 3500K, and 4000K respectively.Suffix U, 1 refer to the available driver:1=Driver Option with 120V input only, U=Driver option with universal input 120/277V. | 2016-06-01
JUNO LIGHTING, LLC | Juno | IC91LWDG4-3K-1 | IC91LWDG4-3K-1 | ,IC91RLWDG4-3K-1, | Indoor | LED | Downlight Recessed | 825 | 15 | 55 |  | 3000K | 93 | 28700 | Continuously Dimmable |  | 2016-07-20
JUNO LIGHTING, LLC | Juno | IC920LEDG4-xxK-1 | IC920LEDG4-xxK-1 | ,IC920LEDG4-xxK-U,; ,IC920RLEDG4-xxK-1,; ,IC920RLEDG4-xxK-U,; ,IC922LEDG4-xxK-1,; ,IC922LEDG4-xxK-U,; ,IC922RLEDG4-xxK-1,; ,IC922RLEDG4-xxK-U, | Indoor | LED | Downlight Recessed | 787 | 12 | 65.6 |  | 2700K | 93 | 72000 | Continuously Dimmable | xx' suffix 27, 3, 35, and 41 refer to the products CCT: 2700K, 3000K, 3500K, and 4000K respectively. Suffix 1 and U refers to the available drivers: 1=Driver option with input 120Vac only U=Driver option with universal input 120/277V | 2016-04-20
JUNO LIGHTING, LLC | Juno | IC920LWDG4-3K-1 | IC920LWDG4-3K-1 | ,IC920RLWDG4-3K-1,; ,IC922LWDG4-3K-1,; ,IC922RLWDG4-3K-1,; ,IC926LWD9G4-3K-1,; ,IC928LWD9G4-3K-1, | Indoor | LED | Downlight Recessed | 977 | 17.4 | 56.1 |  | 3000K | 94 | 28700 | Continuously Dimmable |  | 2016-05-31
JUNO LIGHTING, LLC | Juno | IC926LED14G4-xxK-y | IC926LED14G4-xxK-y | ,IC1420LEDG4-xxK-y,; ,IC1422LEDG4-xxK-y,; ,IC928LED14G4-xxK-y, | Indoor | LED | Downlight Recessed | 1095 | 19.8 | 55.3 |  | 2700K | 93 | 42000 | Continuously Dimmable |  | 2014-10-30
JUNO LIGHTING, LLC | Juno | IC926LED9G4-27K-U | IC926LED9G4-27K-U | ,IC926LED9G4-27K-1,; ,IC926LED9G4-35K-1,; ,IC926LED9G4-35K-U,; ,IC926LED9G4-3K-1,; ,IC926LED9G4-3K-U,; ,IC926LED9G4-41K-1,; ,IC926LED9G4-41K-U,; ,IC928LED9G4-27K-1,; ,IC928LED9G4-27K-U,; ,IC928LED9G4-35K-1,; ,IC928LED9G4-35K-U,; ,IC928LED9G4-3K-1,; ,IC928LED9G4-3K-U,; ,IC928LED9G4-41K-1,; ,IC928LED9G4-41K-U, | Indoor | LED | Downlight Recessed | 861 | 15.8 | 54.4 |  | 2700K | 92 | 36000 | Continuously Dimmable |  | 2012-09-26
JUNO LIGHTING, LLC | Juno | J6RLEG4-27K-6-WH | J6RLEG4-27K-6-WH | ,J6RLEG4-35K-6-WH,; ,J6RLEG4-3K-6-WH,; ,J6RLEG4-41K-6-WH, | Indoor | LED | Downlight Solid State Retrofit | 982 | 10.4 | 65.4 |  | 2700K | 92 | 36000 | Continuously Dimmable |  | 2012-03-09
JUNO LIGHTING, LLC | Juno | J6RLG4-27K-6-WWH | J6RLG4-27K-6-WWH | ,J6RLG4-27K-6-CLW,; ,J6RLG4-27K-6-HZW,; ,J6RLG4-27K-6-WHW,; ,J6RLG4-27K-6-WZW,; ,J6RLG4-35K-6-CLW,; ,J6RLG4-35K-6-HZW,; ,J6RLG4-35K-6-WHW,; ,J6RLG4-35K-6-WWH,; ,J6RLG4-35K-6-WZW,; ,J6RLG4-3K-6-CLW,; ,J6RLG4-3K-6-HZW,; ,J6RLG4-3K-6-WHW,; ,J6RLG4-3K-6-WWH,; ,J6RLG4-3K-6-WZW, | Indoor | LED | Downlight Solid State Retrofit | 724 | 11.3 | 64 |  | 2700K | 94 | 42000 | Continuously Dimmable |  | 2012-03-09
JUNO LIGHTING, LLC | Juno | J6RLG4-27K-9-WWH | J6RLG4-27K-9-WWH | ,J6RLEG4-27K-9-WH,; ,J6RLEG4-35K-9-WH,; ,J6RLEG4-3K-9-WH,; ,J6RLG4-27K-9-CLW,; ,J6RLG4-27K-9-HZW,; ,J6RLG4-27K-9-WHW,; ,J6RLG4-27K-9-WZW,; ,J6RLG4-35K-9-CLW,; ,J6RLG4-35K-9-HZW,; ,J6RLG4-35K-9-WHW,; ,J6RLG4-35K-9-WWH,; ,J6RLG4-35K-9-WZW,; ,J6RLG4-3K-9-CLW,; ,J6RLG4-3K-9-HZW,; ,J6RLG4-3K-9-WHW,; ,J6RLG4-3K-9-WWH,; ,J6RLG4-3K-9-WZW, | Indoor | LED | Downlight Solid State Retrofit | 1000 | 15 | 66.6 |  | 2700K | 92 | 42000 | Continuously Dimmable |  | 2012-09-26
JUNO LIGHTING, LLC | Juno | J6RLWDG4N-3K-6-zz | J6RLWDG4N-3K-6-zz | ,J6RLEWDG4N-3K-6-WH, | Indoor | LED | Downlight Solid State Retrofit | 657 | 9.9 | 65 |  | 3000K | 93 | 36000 | Continuously Dimmable | 'zz' suffix CLW, HZW, WHW, WWH, and WZW refer to the products trim insert. | 2013-01-07
JUNO LIGHTING, LLC | Juno | JCLR6w-15-9xxKy-zz | JCLR6w-15-9xxKy-zz | ,JCLR6w-18-8xxKy-zz,; ,JCLR8w-15-9xxKy-zz,; ,JCLR8w-18-8xxKy-zz, | Indoor | LED | Downlight Solid State Retrofit | 1383 | 20.3 | 68.3 |  | 2700K | 81 | 72000 | Continuously Dimmable | â€˜wâ€™ suffix S, L refer to the available reflector size: Small, Large respectively. â€˜xxâ€™ suffix 27, 30, 35, 40 refer to the products CCT: 2700K, 3000K, 3500K, and 4000K respectively. â€˜yâ€™ suffix 1, 3, U refer to the products input voltage: 1 = 120V only, 3 = 347V only, U = 120/277Vâ€˜zzâ€™ suffix HZ, WH refer to the available finish: Haze, White respectively. | 2016-09-21
Kobi Electric | KOBI ELECTRIC | LED Downlights Retrofit Kits | CDL6-20-**-MV | ,,(Where â€œ**â€ denotes color temperature, such as â€œ30â€=3000K, â€œ35â€=3500K, â€œ40â€=4000K, â€œ50â€=5000K) | Indoor | LED | Downlight Solid State Retrofit | 1500 | 20 | 78.2 |  | 3000K | 92 | 50000 | Continuously Dimmable | (Where â€œ**â€ denotes color temperature, such as â€œ30â€=3000K, â€œ35â€=3500K, â€œ40â€=4000K, â€œ50â€=5000K) | 2016-09-07
Kobi Electric | KOBI ELECTRIC | LED Downlights Retrofit Kits | CDL6-20-**-MV | ,,(Where â€œ**â€ denotes color temperature, such as â€œ30â€=3000K, â€œ35â€=3500K, â€œ40â€=4000K, â€œ50â€=5000K) | Indoor | LED | Downlight Solid State Retrofit | 1500 | 20 | 78.2 |  | 3500K | 92 | 50000 | Continuously Dimmable | (Where â€œ**â€ denotes color temperature, such as â€œ30â€=3000K, â€œ35â€=3500K, â€œ40â€=4000K, â€œ50â€=5000K) | 2016-09-07
Kobi Electric | KOBI ELECTRIC | LED Downlights Retrofit Kits | CDL6-20-**-MV | ,,(Where â€œ**â€ denotes color temperature, such as â€œ30â€=3000K, â€œ35â€=3500K, â€œ40â€=4000K, â€œ50â€=5000K) | Indoor | LED | Downlight Solid State Retrofit | 1500 | 20 | 78.2 |  | 4000/4100K | 95 | 50000 | Continuously Dimmable | (Where â€œ**â€ denotes color temperature, such as â€œ30â€=3000K, â€œ35â€=3500K, â€œ40â€=4000K, â€œ50â€=5000K) | 2016-09-07
Kobi Electric | KOBI ELECTRIC | LED Downlights Retrofit Kits | CDL6-20-**-MV | ,,(Where â€œ**â€ denotes color temperature, such as â€œ30â€=3000K, â€œ35â€=3500K, â€œ40â€=4000K, â€œ50â€=5000K) | Indoor | LED | Downlight Solid State Retrofit | 1500 | 20 | 78.2 |  | 5000K | 95 | 50000 | Continuously Dimmable | (Where â€œ**â€ denotes color temperature, such as â€œ30â€=3000K, â€œ35â€=3500K, â€œ40â€=4000K, â€œ50â€=5000K) | 2016-09-07
Kobi Electric | KOBI ELECTRIC | LED Downlights Retrofit Kits | CDL8-40-**-MV | ,,(Where â€œ**â€ denotes color temperature, such as â€œ30â€=3000K, â€œ35â€=3500K, â€œ40â€=4000K, â€œ50â€=5000K) | Indoor | LED | Downlight Solid State Retrofit | 3000 | 40 | 77.6 |  | 4000/4100K | 95 | 50000 | Continuously Dimmable | (Where â€œ**â€ denotes color temperature, such as â€œ30â€=3000K, â€œ35â€=3500K, â€œ40â€=4000K, â€œ50â€=5000K) | 2016-09-07
Kobi Electric | KOBI ELECTRIC | LED Downlights Retrofit Kits | CDL8-40-**-MV | ,,(Where â€œ**â€ denotes color temperature, such as â€œ30â€=3000K, â€œ35â€=3500K, â€œ40â€=4000K, â€œ50â€=5000K) | Indoor | LED | Downlight Solid State Retrofit | 3000 | 40 | 77.6 |  | 5000K | 96 | 50000 | Continuously Dimmable | (Where â€œ**â€ denotes color temperature, such as â€œ30â€=3000K, â€œ35â€=3500K, â€œ40â€=4000K, â€œ50â€=5000K) | 2016-09-07
Kobi Electric | KOBI ELECTRIC | LED Downlights Retrofit Kits | CDL8-40-**-MV | ,,(Where â€œ**â€ denotes color temperature, such as â€œ30â€=3000K, â€œ35â€=3500K, â€œ40â€=4000K, â€œ50â€=5000K) | Indoor | LED | Downlight Solid State Retrofit | 3000 | 40 | 77.6 |  | 3000K | 92 | 50000 | Continuously Dimmable | (Where â€œ**â€ denotes color temperature, such as â€œ30â€=3000K, â€œ35â€=3500K, â€œ40â€=4000K, â€œ50â€=5000K) | 2016-09-07
Kobi Electric | KOBI ELECTRIC | LED Downlights Retrofit Kits | CDL8-40-**-MV | ,,(Where â€œ**â€ denotes color temperature, such as â€œ30â€=3000K, â€œ35â€=3500K, â€œ40â€=4000K, â€œ50â€=5000K) | Indoor | LED | Downlight Solid State Retrofit | 3000 | 40 | 77.6 |  | 3500K | 92 | 50000 | Continuously Dimmable | (Where â€œ**â€ denotes color temperature, such as â€œ30â€=3000K, â€œ35â€=3500K, â€œ40â€=4000K, â€œ50â€=5000K) | 2016-09-07
Kobi Electric | KOBI ELECTRIC | LED Downlights Retrofit Kits | DL4-8-30 |  | Indoor | LED | Downlight Solid State Retrofit | 550 | 8 | 72.6 |  | 3000K | 92 | 50000 | Continuously Dimmable |  | 2016-09-19
Kobi Electric | KOBI ELECTRIC | LED Downlights Retrofit Kits | DL4-8-35 |  | Indoor | LED | Downlight Solid State Retrofit | 550 | 8 | 72.6 |  | 3500K | 92 | 50000 | Continuously Dimmable |  | 2016-09-19
Kobi Electric | KOBI ELECTRIC | LED Downlights Retrofit Kits | DL4-8-40 |  | Indoor | LED | Downlight Solid State Retrofit | 550 | 8 | 72.6 |  | 4000/4100K | 92 | 50000 | Continuously Dimmable |  | 2016-09-19
Kobi Electric | KOBI ELECTRIC | LED Downlights Retrofit Kits | DL4-8-50 |  | Indoor | LED | Downlight Solid State Retrofit | 550 | 8 | 72.6 |  | 5000K | 92 | 50000 | Continuously Dimmable |  | 2016-09-19
Kobi Electric | KOBI ELECTRIC | LED Downlight Retrofit Kits | DL56-10-30 |  | Indoor | LED | Downlight Solid State Retrofit | 750 | 10 | 76.5 |  | 3000K | 91 | 50000 | Continuously Dimmable |  | 2016-09-19
Kobi Electric | KOBI ELECTRIC | LED Downlight Retrofit Kits | DL56-10-35 |  | Indoor | LED | Downlight Solid State Retrofit | 750 | 10 | 76.5 |  | 3500K | 91 | 50000 | Continuously Dimmable |  | 2016-09-19
Kobi Electric | KOBI ELECTRIC | LED Downlight Retrofit Kits | DL56-10-40 |  | Indoor | LED | Downlight Solid State Retrofit | 750 | 10 | 76.5 |  | 4000/4100K | 91 | 50000 | Continuously Dimmable |  | 2016-09-19
Kobi Electric | KOBI ELECTRIC | LED Downlight Retrofit Kits | DL56-10-50 |  | Indoor | LED | Downlight Solid State Retrofit | 750 | 10 | 76.5 |  | 5000K | 91 | 50000 | Continuously Dimmable |  | 2016-09-19
Kobi Electric | KOBI ELECTRIC | LED Downlight Retrofit Kits | DL56-20-30 |  | Indoor | LED | Downlight Solid State Retrofit | 1500 | 20 | 79.7 |  | 3000K | 92 | 50000 | Continuously Dimmable |  | 2016-09-19
Kobi Electric | KOBI ELECTRIC | LED Downlight Retrofit Kits | DL56-20-35 |  | Indoor | LED | Downlight Solid State Retrofit | 1500 | 20 | 79.7 |  | 3500K | 92 | 50000 | Continuously Dimmable |  | 2016-09-19
Kobi Electric | KOBI ELECTRIC | LED Downlight Retrofit Kits | DL56-20-40 |  | Indoor | LED | Downlight Solid State Retrofit | 1500 | 20 | 79.7 |  | 4000/4100K | 92 | 50000 | Continuously Dimmable |  | 2016-09-19
Kobi Electric | KOBI ELECTRIC | LED Downlight Retrofit Kits | DL56-20-50 |  | Indoor | LED | Downlight Solid State Retrofit | 1500 | 20 | 79.7 |  | 5000K | 92 | 50000 | Continuously Dimmable |  | 2016-09-19
Kobi Electric | KOBI ELECTRIC | LED Downlight | NDL4-15-40-WFL-CWH-MV |  | Indoor/Outdoor | LED | Downlight Recessed | 1119 | 17 | 67.2 |  | 4000/4100K | 85 | 35000 | Continuously Dimmable |  | 2016-09-08
Kobi Electric | KOBI ELECTRIC | LED Downlight | NDL4-15-50-WFL-CWH-MV |  | Indoor/Outdoor | LED | Downlight Recessed | 1119 | 17 | 67.2 |  | 5000K | 85 | 35000 | Continuously Dimmable |  | 2016-09-08
Kobi Electric | KOBI ELECTRIC | LED Downlight | NDL6-28-40-WFL-CWH-MV |  | Indoor/Outdoor | LED | Downlight Recessed | 2206 | 32 | 71 |  | 4000/4100K | 83 | 50000 | Continuously Dimmable |  | 2016-09-08
Kobi Electric | KOBI ELECTRIC | LED Downlight | NDL6-28-50-WFL-CWH-MV |  | Indoor/Outdoor | LED | Downlight Recessed | 2206 | 32 | 71 |  | 5000K | 83 | 50000 | Continuously Dimmable |  | 2016-09-08
Kobi Electric | KOBI ELECTRIC | LED Downlight | NDL6-40-40-WFL-CWH-MV |  | Indoor/Outdoor | LED | Downlight Recessed | 2982 | 42 | 72.6 |  | 4000/4100K | 83 | 50000 | Continuously Dimmable |  | 2016-09-08
Kobi Electric | KOBI ELECTRIC | LED Downlight | NDL6-40-50-WFL-CWH-MV |  | Indoor/Outdoor | LED | Downlight Recessed | 2982 | 42 | 72.6 |  | 5000K | 83 | 50000 | Continuously Dimmable |  | 2016-09-08
Kobi Electric | KOBI ELECTRIC | LED Downlight | NDL8-40-40-WFL-CWH-MV |  | Indoor/Outdoor | LED | Downlight Recessed | 3093 | 43 | 73.5 |  | 4000/4100K | 84 | 50000 | Continuously Dimmable |  | 2016-09-08
Kobi Electric | KOBI ELECTRIC | LED Downlight | NDL8-40-50-WFL-CWH-MV |  | Indoor/Outdoor | LED | Downlight Recessed | 3093 | 43 | 73.5 |  | 5000K | 84 | 50000 | Continuously Dimmable |  | 2016-09-08
Kobi Electric | KOBI ELECTRIC | LED Downlight | NDL8-52-40-WFL-CWH-MV |  | Indoor/Outdoor | LED | Downlight Recessed | 3625 | 55 | 66.4 |  | 4000/4100K | 84 | 50000 | Continuously Dimmable |  | 2016-09-08
Kobi Electric | KOBI ELECTRIC | LED Downlight | NDL8-52-50-WFL-CWH-MV |  | Indoor/Outdoor | LED | Downlight Recessed | 3625 | 55 | 66.4 |  | 5000K | 84 | 50000 | Continuously Dimmable |  | 2016-09-08
Krut Systems LLC | Krutled | KL09DL3K4I | KL09DL3K4I |  | Indoor/Outdoor | LED | Downlight Solid State Retrofit | 715 | 9 | 80.5 |  | 3000K | 83 | 35000 | Continuously Dimmable |  | 2016-08-23
Krut Systems LLC | Krutled | KL09DL3K54I | KL09DL3K54I |  | Indoor/Outdoor | LED | Downlight Solid State Retrofit | 750 | 9 | 84 |  | 3500K | 81 | 35000 | Continuously Dimmable |  | 2016-08-23
Krut Systems LLC | Krutled | KL09DL4K4I | KL09DL4K4I |  | Indoor/Outdoor | LED | Downlight Solid State Retrofit | 780 | 9 | 87.9 |  | 4000/4100K | 82 | 35000 | Continuously Dimmable |  | 2016-08-23
Krut Systems LLC | Krutled | KL09DL5K4I | KL09DL5K4I |  | Indoor/Outdoor | LED | Downlight Solid State Retrofit | 830 | 9 | 93.6 |  | 5000K | 81 | 35000 | Continuously Dimmable |  | 2016-08-23
Krut Systems LLC | Krutled | KL13DL3K56I | KL13DL3K56I |  | Indoor/Outdoor | LED | Downlight Solid State Retrofit | 1000 | 13 | 80.5 |  | 3500K | 83 | 35000 | Continuously Dimmable |  | 2016-08-23
Krut Systems LLC | Krutled | KL13DL3K6I | KL13DL3K6I |  | Indoor/Outdoor | LED | Downlight Solid State Retrofit | 960 | 13 | 72.9 |  | 3000K | 84 | 35000 | Continuously Dimmable |  | 2016-08-23
Krut Systems LLC | Krutled | KL13DL4K6I | KL13DL4K6I |  | Indoor/Outdoor | LED | Downlight Solid State Retrofit | 1100 | 13 | 87.2 |  | 4000/4100K | 84 | 35000 | Continuously Dimmable |  | 2016-08-23
Krut Systems LLC | Krutled | KL13DL5K6I | KL13DL5K6I |  | Indoor/Outdoor | LED | Downlight Solid State Retrofit | 1140 | 13 | 91.6 |  | 5000K | 83 | 35000 | Continuously Dimmable |  | 2016-08-23
Kurt Versen Inc. | Kurt Versen | F1332-13-40-27-D-SS-R2* | F1332-13-40-27-D-SS-R2* | ,F1332-134027DLESS-ESTAR*,; ,F1332-134027DSS-ESTAR*,; ,F1332-21-40-27-D-WT-SS-R2*,; ,F1332-21-40-27-ELDO-WT-SS-R2*,; ,F1332-214027DALI-ECO360B-SSWT-ESTAR*,; ,F1332-214027DSSWT-ESTAR*,; ,F1334-13-40-27-D-WT-SS-R2*,; ,F1334-13-40-27-DE-WT-SS-R2*,; ,F1334-134027DESSWT-ESTAR*,; ,F1334-134027DSSWT-ESTAR*,; ,F1334-21-40-27-D-CCT-SS-R2*,; ,F1334-21-40-27-D-WT-SS-R2*,; ,F1334-214027DLESS-ESTAR*,; ,F1334-214027DSSWT-ESTAR*,; ,F1334-21407DSS-ESTAR*,; ,F1355-21-40-27-D-WT-SS-R2*,; ,F1355-21-40-27-DE-WT-SS-R2*,; ,F1355-21-40-27-ELDO-WT-SS-R2*,; ,F1355-214027DALIECOSSWT-ESTAR*,; ,F1355-214027DESSWT-ESTAR*,; ,F1355-214027DSSWT-ESTAR*,; ,F1355-28-40-27-D-WT-SS-R2*,; ,F1355-284027DSSWT-ESTAR*,; ,F2333-21-40-27-ELDO-SOFR-WT-SS-R2*,; ,F2333-214027-DALIECOSSWTSOFR-ESTAR*,; ,F2337-13-40-27-D-SOFR-WT-SS-R2*,; ,F2337-13-40-27-ELDO-SOFR-WT-SS-R2*,; ,F2337-134027DALIECOSSWTSOFR-ESTAR*,; ,F2337-134027DSSWTSOFR-ESTAR*,; ,F2337-20-40-27-ELDO-PAI-R2*,; ,F2337-204027DALIECOSSWT-PAI-ESTAR*,; ,WF1332-10-40-27-D-SOFR-R2*,; ,WF1332-104027DSOFR-ESTAR*, | Indoor | LED | Downlight Recessed | 1779 | 30.3 | 58.7 |  | 3000K | 80 | 55000 | Continuously Dimmable | aa=Module: 11, 15, 21,28 (1100, 1500, 2100, 2800 source lumen output) bb= CCT: 30, 35, 40 (3000K, 3500K, 4000K) cc= Voltage: 12, 27 (120V, 277V) dd= Dimming: D(Osram 10%), D1(Lutron 1% 3 wire), DE(Lutron 1% EcoSystem), DM1 (Osram to 1%), DM01(Eldo to 0.1%), DMX (Eldo to 0.1%), DALI yy=Allowable reflector finish: Blank (Specular), SS (SoftSheen) - Clear only zz=Allowable reflector finish: SS (SoftSheen Clear), SC (Softglow Clear) | 2016-08-11
Kurt Versen Inc. | Kurt Versen | F1336-aabbccdd-yy | F1336-aabbccdd-yy | ,F1332-aabbccdd-yy,; ,F1334-aabbccdd-yy,; ,J1342-aabbccdd-zz,; ,J1344-aabbccdd-zz,; ,J1346-aabbccdd-zz, | Indoor | LED | Downlight Recessed | 1937 | 33.9 | 57.1 |  | 3000K | 83 | 55000 | Continuously Dimmable | aa=Module: 11, 15, 21,28 (1100, 1500, 2100, 2800 source lumen output) bb= CCT: 30, 35, 40 (3000K, 3500K, 4000K) cc= Voltage: 12, 27 (120V, 277V) dd= Dimming: D(Osram 10%), D1(Lutron 1% 3 wire), DE(Lutron 1% EcoSystem), DM1 (Osram to 1%), DM01(Eldo to 0.1%), DMX (Eldo to 0.1%), DALI yy=Allowable reflector finish: Blank (Specular), SS (SoftSheen) - Clear only zz=Allowable reflector finish: SS (SoftSheen Clear), SC (Softglow Clear) | 2016-06-23
LED One Distribution, Inc | LEDone | SSL Recessed Downlights | LOD-DL8RF-D30W-27K | SSL Recessed Downlights,LOD-DL8RF-D30W-30K,; SSL Recessed Downlights,LOD-DL8RF-D30W-40K,; SSL Recessed Downlights,LOD-DL8RF-D30W-50K, | Indoor | LED | Downlight Recessed | 2350 | 30 | 82.8 |  | 2700K,4000/4100K,3000K,5000K | 83 | 54000 | Continuously Dimmable | Where "XXXX" refers to CCT and could be 2700,3000,3500,4000, and 5000 which refers to 2700K, 3000K, 3500K, 4000K, 5000K | 2016-07-25
LED One Distribution, Inc | LED ONE | LOD-DL4E-10WD27K-E26 | LOD-DL4E-10WD27K-E26 |  | Indoor | LED | Downlight Solid State Retrofit | 650 | 10 | 71.5 |  | 2700K | 92 | 50000 | Continuously Dimmable,Damp Location Rated |  | 2016-08-24
LED One Distribution, Inc | LED ONE | LOD-DL4E-10WD27K-GU24 | LOD-DL4E-10WD27K-GU24 |  | Indoor | LED | Downlight Solid State Retrofit | 650 | 10 | 71.5 |  | 2700K | 92 | 50000 | Continuously Dimmable,Damp Location Rated |  | 2016-08-24
LED One Distribution, Inc | LED ONE | LOD-DL4E-10WD40K-E26 | LOD-DL4E-10WD40K-E26 |  | Indoor | LED | Downlight Solid State Retrofit | 650 | 10 | 73.7 |  | 4000/4100K | 94 | 50000 | Continuously Dimmable,Damp Location Rated |  | 2016-08-24
LED One Distribution, Inc | LED ONE | LOD-DL4E-10WD40K-GU24 | LOD-DL4E-10WD40K-GU24 |  | Indoor | LED | Downlight Solid State Retrofit | 650 | 10 | 73.7 |  | 4000/4100K | 94 | 50000 | Continuously Dimmable,Damp Location Rated |  | 2016-08-24
LED One Distribution, Inc | LED ONE | LOD-DL4E-10WD50K-E26 | LOD-DL4E-10WD50K-E26 |  | Indoor | LED | Downlight Solid State Retrofit | 650 | 10 | 68.5 |  | 5000K | 98 | 50000 | Continuously Dimmable,Damp Location Rated |  | 2016-08-24
LED One Distribution, Inc | LED ONE | LOD-DL4E-10WD50K-GU24 | LOD-DL4E-10WD50K-GU24 |  | Indoor | LED | Downlight Solid State Retrofit | 650 | 10 | 68.5 |  | 5000K | 98 | 50000 | Continuously Dimmable,Damp Location Rated |  | 2016-08-24
LED One Distribution, Inc | LED ONE | LED DownLight | LOD-DL4GB-AD10W-27K |  | Indoor/Outdoor | LED | Downlight Solid State Retrofit | 700 | 10 | 69.8 |  | 2700K | 91 | 35000 | Continuously Dimmable |  | 2016-08-16
LED One Distribution, Inc | LED ONE | LED DownLight | LOD-DL4GB-AD10W-30K |  | Indoor/Outdoor | LED | Downlight Solid State Retrofit | 700 | 10 | 72 |  | 3000K | 92 | 35000 | Continuously Dimmable |  | 2016-08-16
LED One Distribution, Inc | LED ONE | LED DownLight | LOD-DL4GB-AD10W-40K |  | Indoor/Outdoor | LED | Downlight Solid State Retrofit | 700 | 10 | 73.2 |  | 4000/4100K | 91 | 35000 | Continuously Dimmable |  | 2016-08-16
LED One Distribution, Inc | LED ONE | LED DownLight | LOD-DL4GB-AD10W-50K |  | Indoor/Outdoor | LED | Downlight Solid State Retrofit | 700 | 10 | 74.6 |  | 5000K | 92 | 35000 | Continuously Dimmable |  | 2016-08-16
LED One Distribution, Inc | LED ONE | LED Downlight Retrofits | LOD-DL4RE-AD9W-XXK | ,,The first "XX" denotes CCT, example 27=2700, 30=3000, 35=3500, 40=4000, 50=5000. The last "K" represents Kelvin | Indoor | LED | Downlight Solid State Retrofit | 652 | 9 | 74.4 |  | 2700K | 91 | 50000 | Continuously Dimmable |  | 2015-12-28
LED One Distribution, Inc | LED ONE | LED Downlight Retrofits | LOD-DL4RE-AD9W-XXK | ,,The first "XX" denotes CCT, example 27=2700, 30=3000, 35=3500, 40=4000, 50=5000. The last "K" represents Kelvin | Indoor | LED | Downlight Solid State Retrofit | 673 | 9 | 76.5 |  | 3000K | 93 | 50000 | Continuously Dimmable |  | 2015-12-28
LED One Distribution, Inc | LED ONE | LED Downlight Retrofits | LOD-DL4RE-AD9W-XXK | ,,The first "XX" denotes CCT, example 27=2700, 30=3000, 35=3500, 40=4000, 50=5000. The last "K" represents Kelvin | Indoor | LED | Downlight Solid State Retrofit | 681 | 9 | 76.9 |  | 3500K | 83 | 50000 | Continuously Dimmable |  | 2015-12-28
LED One Distribution, Inc | LED ONE | LED Downlight Retrofits | LOD-DL4RE-AD9W-XXK | ,,The first "XX" denotes CCT, example 27=2700, 30=3000, 35=3500, 40=4000, 50=5000. The last "K" represents Kelvin | Indoor | LED | Downlight Solid State Retrofit | 691 | 9 | 77.8 |  | 4000/4100K | 83 | 50000 | Continuously Dimmable |  | 2015-12-28
LED One Distribution, Inc | LED ONE | LED Downlight Retrofits | LOD-DL4RE-AD9W-XXK | ,,The first "XX" denotes CCT, example 27=2700, 30=3000, 35=3500, 40=4000, 50=5000. The last "K" represents Kelvin | Indoor | LED | Downlight Solid State Retrofit | 712 | 9 | 79.9 |  | 5000K | 85 | 50000 | Continuously Dimmable |  | 2015-12-28
LED One Distribution, Inc | LED ONE | LED Downlight Retrofits | LOD-DL4SM-AD10W-XXK | ,,The first "XX" denotes CCT, 27 identifies 2700, 30 identifies 3000, 35 identifies 3500, 40 identifies 4000, 50 identifies 50000. The last "K" represents Kelvin | Indoor | LED | Downlight Recessed | 796 | 10 | 83.3 |  | 2700K | 83 | 50000 | Continuously Dimmable |  | 2015-12-31
LED One Distribution, Inc | LED ONE | LED Downlight Retrofits | LOD-DL4SM-AD10W-XXK | ,,The first "XX" denotes CCT, 27 identifies 2700, 30 identifies 3000, 35 identifies 3500, 40 identifies 4000, 50 identifies 50000. The last "K" represents Kelvin | Indoor | LED | Downlight Recessed | 840 | 10 | 86.5 |  | 3000K | 84 | 50000 | Continuously Dimmable |  | 2015-12-31
LED One Distribution, Inc | LED ONE | LED Downlight Retrofits | LOD-DL4SM-AD10W-XXK | ,,The first "XX" denotes CCT, 27 identifies 2700, 30 identifies 3000, 35 identifies 3500, 40 identifies 4000, 50 identifies 50000. The last "K" represents Kelvin | Indoor | LED | Downlight Recessed | 860 | 10 | 88 |  | 3500K | 85 | 50000 | Continuously Dimmable |  | 2015-12-31
LED One Distribution, Inc | LED ONE | LED Downlight Retrofits | LOD-DL4SM-AD10W-XXK | ,,The first "XX" denotes CCT, 27 identifies 2700, 30 identifies 3000, 35 identifies 3500, 40 identifies 4000, 50 identifies 50000. The last "K" represents Kelvin | Indoor | LED | Downlight Recessed | 870 | 10 | 90.7 |  | 4000/4100K | 84 | 50000 | Continuously Dimmable |  | 2015-12-31
LED One Distribution, Inc | LED ONE | LED Downlight Retrofits | LOD-DL4SM-AD10W-XXK | ,,The first "XX" denotes CCT, 27 identifies 2700, 30 identifies 3000, 35 identifies 3500, 40 identifies 4000, 50 identifies 50000. The last "K" represents Kelvin | Indoor | LED | Downlight Recessed | 899 | 10 | 91.9 |  | 5000K | 85 | 50000 | Continuously Dimmable |  | 2015-12-31
LED One Distribution, Inc | LED ONE | LOD-DL56E-12WD27K-E26 | LOD-DL56E-12WD27K-E26 |  | Indoor | LED | Downlight Solid State Retrofit | 800 | 12 | 67.1 |  | 2700K | 91 | 50000 | Continuously Dimmable,Damp Location Rated |  | 2016-08-24
LED One Distribution, Inc | LED ONE | LOD-DL56E-12WD27K-GU24 | LOD-DL56E-12WD27K-GU24 |  | Indoor | LED | Downlight Solid State Retrofit | 800 | 12 | 67.1 |  | 2700K | 91 | 50000 | Continuously Dimmable,Damp Location Rated |  | 2016-08-24
LED One Distribution, Inc | LED ONE | LOD-DL56E-12WD40K-E26 | LOD-DL56E-12WD40K-E26 |  | Indoor | LED | Downlight Solid State Retrofit | 800 | 12 | 73.8 |  | 4000/4100K | 93 | 50000 | Continuously Dimmable,Damp Location Rated |  | 2016-08-24
LED One Distribution, Inc | LED ONE | LOD-DL56E-12WD40K-GU24 | LOD-DL56E-12WD40K-GU24 |  | Indoor | LED | Downlight Solid State Retrofit | 800 | 12 | 73.8 |  | 4000/4100K | 93 | 50000 | Continuously Dimmable,Damp Location Rated |  | 2016-08-24
LED One Distribution, Inc | LED ONE | LOD-DL56E-12WD50K-E26 | LOD-DL56E-12WD50K-E26 |  | Indoor | LED | Downlight Solid State Retrofit | 800 | 12 | 70 |  | 5000K | 97 | 50000 | Continuously Dimmable,Damp Location Rated |  | 2016-08-24
LED One Distribution, Inc | LED ONE | LOD-DL56E-12WD50K-GU24 | LOD-DL56E-12WD50K-GU24 |  | Indoor | LED | Downlight Solid State Retrofit | 800 | 12 | 70 |  | 5000K | 97 | 50000 | Continuously Dimmable,Damp Location Rated |  | 2016-08-24
LED One Distribution, Inc | LED ONE | LED Downlight Retrofits | LOD-DL56RC-AD10W-XXK | ,,(XX denotes CCT where 27 identifies 2700, 30 identifies 3000, 35 identifies 3500, 40 identifies 4000, and 50 identifies 5000. The K represents Kelvin.) | Indoor | LED | Downlight Solid State Retrofit | 870 | 10 | 88.6 |  | 2700K | 81 | 35000 | Continuously Dimmable |  | 2016-07-14
LED One Distribution, Inc | LED ONE | LED Downlight Retrofits | LOD-DL56RC-AD10W-XXK | ,,(XX denotes CCT where 27 identifies 2700, 30 identifies 3000, 35 identifies 3500, 40 identifies 4000, and 50 identifies 5000. The K represents Kelvin.) | Indoor | LED | Downlight Solid State Retrofit | 840 | 10 | 88.2 |  | 3000K | 81 | 35000 | Continuously Dimmable |  | 2016-07-14
LED One Distribution, Inc | LED ONE | LED Downlight Retrofits | LOD-DL56RC-AD10W-XXK | ,,(XX denotes CCT where 27 identifies 2700, 30 identifies 3000, 35 identifies 3500, 40 identifies 4000, and 50 identifies 5000. The K represents Kelvin.) | Indoor | LED | Downlight Solid State Retrofit | 870 | 10 | 88.7 |  | 3500K | 82 | 35000 | Continuously Dimmable |  | 2016-07-14
LED One Distribution, Inc | LED ONE | LED Downlight Retrofits | LOD-DL56RC-AD10W-XXK | ,,(XX denotes CCT where 27 identifies 2700, 30 identifies 3000, 35 identifies 3500, 40 identifies 4000, and 50 identifies 5000. The K represents Kelvin.) | Indoor | LED | Downlight Solid State Retrofit | 870 | 10 | 89.6 |  | 4000/4100K | 83 | 35000 | Continuously Dimmable |  | 2016-07-14
LED One Distribution, Inc | LED ONE | LED Downlight Retrofits | LOD-DL56RC-AD10W-XXK | ,,(XX denotes CCT where 27 identifies 2700, 30 identifies 3000, 35 identifies 3500, 40 identifies 4000, and 50 identifies 5000. The K represents Kelvin.) | Indoor | LED | Downlight Solid State Retrofit | 890 | 10 | 90.2 |  | 5000K | 84 | 35000 | Continuously Dimmable |  | 2016-07-14
LED One Distribution, Inc | LED ONE | LED DownLight | LOD-DL56RO-AD10W-27K |  | Indoor/Outdoor | LED | Downlight Solid State Retrofit | 912 | 10 | 92.3 |  | 2700K | 81 | 35000 | Continuously Dimmable |  | 2016-08-16
LED One Distribution, Inc | LED ONE | LED DownLight | LOD-DL56RO-AD10W-30K |  | Indoor/Outdoor | LED | Downlight Solid State Retrofit | 899 | 10 | 89.9 |  | 3000K | 81 | 35000 | Continuously Dimmable |  | 2016-08-16
LED One Distribution, Inc | LED ONE | LED DownLight | LOD-DL56RO-AD10W-40K |  | Indoor/Outdoor | LED | Downlight Solid State Retrofit | 937 | 10 | 95.1 |  | 4000/4100K | 83 | 35000 | Continuously Dimmable |  | 2016-08-16
LED One Distribution, Inc | LED ONE | LED DownLight | LOD-DL56RO-AD10W-50K |  | Indoor/Outdoor | LED | Downlight Solid State Retrofit | 941 | 10 | 95.6 |  | 5000K | 84 | 35000 | Continuously Dimmable |  | 2016-08-16
LED One Distribution, Inc | LED ONE | LED Recessed Downlight | LOD-DL6GB-AD10WXXK | ,,"XX" denotes CCT where 27 identifies 2700, 30 identifies 3000, 35 identifies 3500, 40 identifies 4000, and 50 identifies 5000. | Indoor/Outdoor | LED | Downlight Solid State Retrofit | 912 | 10 | 92.1 |  | 2700K | 81 | 40000 | Continuously Dimmable |  | 2016-07-13
LED One Distribution, Inc | LED ONE | LED Recessed Downlight | LOD-DL6GB-AD10WXXK | ,,"XX" denotes CCT where 27 identifies 2700, 30 identifies 3000, 35 identifies 3500, 40 identifies 4000, and 50 identifies 5000. | Indoor/Outdoor | LED | Downlight Solid State Retrofit | 899 | 10 | 89.9 |  | 3000K | 81 | 40000 | Continuously Dimmable |  | 2016-07-13
LED One Distribution, Inc | LED ONE | LED Recessed Downlight | LOD-DL6GB-AD10WXXK | ,,"XX" denotes CCT where 27 identifies 2700, 30 identifies 3000, 35 identifies 3500, 40 identifies 4000, and 50 identifies 5000. | Indoor/Outdoor | LED | Downlight Solid State Retrofit | 908 | 10 | 93.8 |  | 3500K | 82 | 40000 | Continuously Dimmable |  | 2016-07-13
LED One Distribution, Inc | LED ONE | LED Recessed Downlight | LOD-DL6GB-AD10WXXK | ,,"XX" denotes CCT where 27 identifies 2700, 30 identifies 3000, 35 identifies 3500, 40 identifies 4000, and 50 identifies 5000. | Indoor/Outdoor | LED | Downlight Solid State Retrofit | 937 | 10 | 95 |  | 4000/4100K | 83 | 40000 | Continuously Dimmable |  | 2016-07-13
LED One Distribution, Inc | LED ONE | LED Recessed Downlight | LOD-DL6GB-AD10WXXK | ,,"XX" denotes CCT where 27 identifies 2700, 30 identifies 3000, 35 identifies 3500, 40 identifies 4000, and 50 identifies 5000. | Indoor/Outdoor | LED | Downlight Solid State Retrofit | 942 | 10 | 95.6 |  | 5000K | 84 | 40000 | Continuously Dimmable |  | 2016-07-13
LED2 Lighting Group, Inc. | LED2 Lighting | SSL Downlight Retrofit | LED2-C10-D40W-XXE | ,,"XX" represents CCT where 30=3000K, 35=3500K, 40=4000K, and 50=5000K. | Indoor/Outdoor | LED | Downlight Solid State Retrofit | 2802 | 40 | 70.6 |  | 3000K | 83 | 35000 | Continuously Dimmable,Connected |  | 2016-08-03
LED2 Lighting Group, Inc. | LED2 Lighting | SSL Downlight Retrofit | LED2-C10-D40W-XXE | ,,"XX" represents CCT where 30=3000K, 35=3500K, 40=4000K, and 50=5000K. | Indoor/Outdoor | LED | Downlight Solid State Retrofit | 2802 | 40 | 70.6 |  | 3500K | 83 | 35000 | Continuously Dimmable,Connected |  | 2016-08-03
LED2 Lighting Group, Inc. | LED2 Lighting | SSL Downlight Retrofit | LED2-C10-D40W-XXE | ,,"XX" represents CCT where 30=3000K, 35=3500K, 40=4000K, and 50=5000K. | Indoor/Outdoor | LED | Downlight Solid State Retrofit | 2802 | 40 | 70.6 |  | 4000/4100K | 83 | 35000 | Continuously Dimmable,Connected |  | 2016-08-03
LED2 Lighting Group, Inc. | LED2 Lighting | SSL Downlight Retrofit | LED2-C10-D40W-XXE | ,,"XX" represents CCT where 30=3000K, 35=3500K, 40=4000K, and 50=5000K. | Indoor/Outdoor | LED | Downlight Solid State Retrofit | 2802 | 40 | 70.6 |  | 5000K | 83 | 35000 | Continuously Dimmable,Connected |  | 2016-08-03
LED2 Lighting Group, Inc. | LED2 Lighting | SSL Downlight Retrofit | LED2-C10D54W-XXE | ,,"XX" represents CCT where 30=3000K, 35=3500K, 40=4000K, and 50=5000K. | Indoor/Outdoor | LED | Downlight Solid State Retrofit | 4627 | 54 | 87.7 |  | 3000K,3500K | 82 | 50000 | Continuously Dimmable |  | 2016-07-28
LED2 Lighting Group, Inc. | LED2 Lighting | SSL Downlight Retrofit | LED2-C10D54W-XXE | ,,"XX" represents CCT where 30=3000K, 35=3500K, 40=4000K, and 50=5000K. | Indoor/Outdoor | LED | Downlight Solid State Retrofit | 4884 | 54 | 91.6 |  | 4000/4100K | 82 | 50000 | Continuously Dimmable |  | 2016-07-28
LED2 Lighting Group, Inc. | LED2 Lighting | SSL Downlight Retrofit | LED2-C10D54W-XXE | ,,"XX" represents CCT where 30=3000K, 35=3500K, 40=4000K, and 50=5000K. | Indoor/Outdoor | LED | Downlight Solid State Retrofit | 5064 | 54 | 94.2 |  | 5000K | 83 | 50000 | Continuously Dimmable |  | 2016-07-28
LED2 Lighting Group, Inc. | LED2 Lighting | SSL Downlight | LED2-C6D18W-XXC | ,,"XX" represents CCT where 30=3000K, 35=3500K, 40=4000K, and 50=5000K. | Indoor/Outdoor | LED | Downlight Solid State Retrofit | 1440 | 18 | 82.1 |  | 3000K | 81 | 35000 | Continuously Dimmable |  | 2016-07-28
LED2 Lighting Group, Inc. | LED2 Lighting | SSL Downlight | LED2-C6D18W-XXC | ,,"XX" represents CCT where 30=3000K, 35=3500K, 40=4000K, and 50=5000K. | Indoor/Outdoor | LED | Downlight Solid State Retrofit | 1440 | 18 | 82.1 |  | 3500K | 81 | 35000 | Continuously Dimmable |  | 2016-07-28
LED2 Lighting Group, Inc. | LED2 Lighting | SSL Downlight | LED2-C6D18W-XXC | ,,"XX" represents CCT where 30=3000K, 35=3500K, 40=4000K, and 50=5000K. | Indoor/Outdoor | LED | Downlight Solid State Retrofit | 1440 | 18 | 83.8 |  | 4000/4100K | 83 | 35000 | Continuously Dimmable |  | 2016-07-28
LED2 Lighting Group, Inc. | LED2 Lighting | SSL Downlight | LED2-C6D18W-XXC | ,,"XX" represents CCT where 30=3000K, 35=3500K, 40=4000K, and 50=5000K. | Indoor/Outdoor | LED | Downlight Solid State Retrofit | 1440 | 18 | 83.8 |  | 5000K | 83 | 35000 | Continuously Dimmable |  | 2016-07-28
LED2 Lighting Group, Inc. | LED2 Lighting | SSL Downlight | LED2-C6D27W-XXC | ,,"XX" represents CCT where 30=3000K, 35=3500K, 40=4000K, and 50=5000K. | Indoor/Outdoor | LED | Downlight Solid State Retrofit | 2224 | 28.1 | 80.8 |  | 3000K | 80 | 35000 | Continuously Dimmable,Connected |  | 2016-08-05
LED2 Lighting Group, Inc. | LED2 Lighting | SSL Downlight | LED2-C6D27W-XXC | ,,"XX" represents CCT where 30=3000K, 35=3500K, 40=4000K, and 50=5000K. | Indoor/Outdoor | LED | Downlight Solid State Retrofit | 2224 | 28.1 | 80.8 |  | 3500K | 80 | 35000 | Continuously Dimmable,Connected |  | 2016-08-05
LED2 Lighting Group, Inc. | LED2 Lighting | SSL Downlight | LED2-C6D27W-XXC | ,,"XX" represents CCT where 30=3000K, 35=3500K, 40=4000K, and 50=5000K. | Indoor/Outdoor | LED | Downlight Solid State Retrofit | 2339 | 28.1 | 83.3 |  | 4000/4100K | 81 | 35000 | Continuously Dimmable,Connected |  | 2016-08-05
LED2 Lighting Group, Inc. | LED2 Lighting | SSL Downlight | LED2-C6D27W-XXC | ,,"XX" represents CCT where 30=3000K, 35=3500K, 40=4000K, and 50=5000K. | Indoor/Outdoor | LED | Downlight Solid State Retrofit | 2412 | 28.1 | 87.4 |  | 5000K | 82 | 35000 | Continuously Dimmable,Connected |  | 2016-08-05
LED2 Lighting Group, Inc. | LED2 Lighting | SSL Downlight Retrofit | LED2-C8D18W-XXC | ,,"XX" represents CCT where 30=3000K, 35=3500K, 40=4000K, and 50=5000K. | Indoor/Outdoor | LED | Downlight Solid State Retrofit | 1435 | 18.3 | 80 |  | 3000K | 82 | 35000 | Continuously Dimmable,Connected |  | 2016-08-05
LED2 Lighting Group, Inc. | LED2 Lighting | SSL Downlight Retrofit | LED2-C8D18W-XXC | ,,"XX" represents CCT where 30=3000K, 35=3500K, 40=4000K, and 50=5000K. | Indoor/Outdoor | LED | Downlight Solid State Retrofit | 1435 | 18.3 | 80 |  | 3500K | 82 | 35000 | Continuously Dimmable,Connected |  | 2016-08-05
LED2 Lighting Group, Inc. | LED2 Lighting | SSL Downlight Retrofit | LED2-C8D18W-XXC | ,,"XX" represents CCT where 30=3000K, 35=3500K, 40=4000K, and 50=5000K. | Indoor/Outdoor | LED | Downlight Solid State Retrofit | 1457 | 18.3 | 81.7 |  | 4000/4100K | 82 | 35000 | Continuously Dimmable,Connected |  | 2016-08-05
LED2 Lighting Group, Inc. | LED2 Lighting | SSL Downlight Retrofit | LED2-C8D18W-XXC | ,,"XX" represents CCT where 30=3000K, 35=3500K, 40=4000K, and 50=5000K. | Indoor/Outdoor | LED | Downlight Solid State Retrofit | 1531 | 18.3 | 83.8 |  | 5000K | 82 | 35000 | Continuously Dimmable,Connected |  | 2016-08-05
LED2 Lighting Group, Inc. | LED2 Lighting | SSL Downlight Retrofit | LED2-C8D27W-XXC | ,,"XX" represents CCT where 30=3000K, 35=3500K, 40=4000K, and 50=5000K. | Indoor/Outdoor | LED | Downlight Solid State Retrofit | 2070 | 28.2 | 74.2 |  | 3000K | 81 | 35000 | Continuously Dimmable |  | 2016-08-05
LED2 Lighting Group, Inc. | LED2 Lighting | SSL Downlight Retrofit | LED2-C8D27W-XXC | ,,"XX" represents CCT where 30=3000K, 35=3500K, 40=4000K, and 50=5000K. | Indoor/Outdoor | LED | Downlight Solid State Retrofit | 2070 | 28.2 | 74.2 |  | 3500K | 81 | 35000 | Continuously Dimmable |  | 2016-08-05
LED2 Lighting Group, Inc. | LED2 Lighting | SSL Downlight Retrofit | LED2-C8D27W-XXC | ,,"XX" represents CCT where 30=3000K, 35=3500K, 40=4000K, and 50=5000K. | Indoor/Outdoor | LED | Downlight Solid State Retrofit | 2070 | 28.2 | 75.7 |  | 4000/4100K | 81 | 35000 | Continuously Dimmable |  | 2016-08-05
LED2 Lighting Group, Inc. | LED2 Lighting | SSL Downlight Retrofit | LED2-C8D27W-XXC | ,,"XX" represents CCT where 30=3000K, 35=3500K, 40=4000K, and 50=5000K. | Indoor/Outdoor | LED | Downlight Solid State Retrofit | 2070 | 28.2 | 75.7 |  | 5000K | 81 | 35000 | Continuously Dimmable |  | 2016-08-05
LED2 Lighting Group, Inc. | LED2 Lighting | SSL Downlight Retrofit | LED2-C8D40W-XXC | ,,"XX" represents CCT where 30=3000K, 35=3500K, 40=4000K, and 50=5000K. | Indoor/Outdoor | LED | Downlight Solid State Retrofit | 3025 | 40 | 78.1 |  | 3000K | 83 | 35000 | Continuously Dimmable |  | 2016-07-28
LED2 Lighting Group, Inc. | LED2 Lighting | SSL Downlight Retrofit | LED2-C8D40W-XXC | ,,"XX" represents CCT where 30=3000K, 35=3500K, 40=4000K, and 50=5000K. | Indoor/Outdoor | LED | Downlight Solid State Retrofit | 3145 | 40 | 79.2 |  | 3500K | 83 | 35000 | Continuously Dimmable |  | 2016-07-28
LED2 Lighting Group, Inc. | LED2 Lighting | SSL Downlight Retrofit | LED2-C8D40W-XXC | ,,"XX" represents CCT where 30=3000K, 35=3500K, 40=4000K, and 50=5000K. | Indoor/Outdoor | LED | Downlight Solid State Retrofit | 3164 | 40 | 80.8 |  | 4000/4100K | 83 | 35000 | Continuously Dimmable |  | 2016-07-28
LED2 Lighting Group, Inc. | LED2 Lighting | SSL Downlight Retrofit | LED2-C8D40W-XXC | ,,"XX" represents CCT where 30=3000K, 35=3500K, 40=4000K, and 50=5000K. | Indoor/Outdoor | LED | Downlight Solid State Retrofit | 3216 | 40 | 81.7 |  | 5000K | 83 | 35000 | Continuously Dimmable |  | 2016-07-28
LED2 Lighting Group, Inc. | LED2 Lighting | SSL Downlight Retrofit | LED2-C8D54W-XXE | ,,"XX" represents CCT where 30=3000K, 35=3500K, 40=4000K, and 50=5000K. | Indoor/Outdoor | LED | Downlight Solid State Retrofit | 4481 | 56 | 85 |  | 3000K,3500K | 82 | 50000 | Continuously Dimmable |  | 2016-07-28
LED2 Lighting Group, Inc. | LED2 Lighting | SSL Downlight Retrofit | LED2-C8D54W-XXE | ,,"XX" represents CCT where 30=3000K, 35=3500K, 40=4000K, and 50=5000K. | Indoor/Outdoor | LED | Downlight Solid State Retrofit | 4706 | 56 | 88.5 |  | 4000/4100K | 82 | 50000 | Continuously Dimmable |  | 2016-07-28
LED2 Lighting Group, Inc. | LED2 Lighting | SSL Downlight Retrofit | LED2-C8D54W-XXE | ,,"XX" represents CCT where 30=3000K, 35=3500K, 40=4000K, and 50=5000K. | Indoor/Outdoor | LED | Downlight Solid State Retrofit | 4953 | 56 | 91.9 |  | 5000K | 83 | 50000 | Continuously Dimmable |  | 2016-07-28
LEDSION LIGHTING TECHNOLOGY CO.,LTD | LEDSION | LED Downlight | LS4CO10W-27H |  | Indoor | LED | Downlight Solid State Retrofit | 700 | 10 | 68.8 |  | 2700K | 91 | 35000 | Continuously Dimmable |  | 2016-03-09
LEDSION LIGHTING TECHNOLOGY CO.,LTD | LEDSION | LED Downlight | LS4CO10W-30H | LED Downlight,LS4CO10W-35H, | Indoor | LED | Downlight Solid State Retrofit | 700 | 10 | 72 |  | 3000K,3500K | 92 | 35000 | Continuously Dimmable |  | 2016-03-09
LEDSION LIGHTING TECHNOLOGY CO.,LTD | LEDSION | LED Downlight | LS4CO10W-40H |  | Indoor | LED | Downlight Solid State Retrofit | 700 | 10 | 73.2 |  | 4000/4100K | 91 | 35000 | Continuously Dimmable |  | 2016-03-09
LEDSION LIGHTING TECHNOLOGY CO.,LTD | LEDSION | LED Downlight | LS4CO10W-50H |  | Indoor | LED | Downlight Solid State Retrofit | 700 | 10 | 74.6 |  | 5000K | 92 | 35000 | Continuously Dimmable |  | 2016-03-09
LEDSION LIGHTING TECHNOLOGY CO.,LTD | LEDSION | LED Downlight | LS6C18W-30E |  | Indoor | LED | Downlight Solid State Retrofit | 1440 | 18 | 82.1 |  | 3000K | 81 | 35000 | Continuously Dimmable |  | 2016-03-09
LEDSION LIGHTING TECHNOLOGY CO.,LTD | LEDSION | LED Downlight | LS6C18W-35E |  | Indoor | LED | Downlight Solid State Retrofit | 1440 | 18 | 82.1 |  | 3500K | 81 | 35000 | Continuously Dimmable |  | 2016-03-09
LEDSION LIGHTING TECHNOLOGY CO.,LTD | LEDSION | LED Downlight | LS6C18W-40E |  | Indoor | LED | Downlight Solid State Retrofit | 1440 | 18 | 83.8 |  | 4000/4100K | 82 | 35000 | Continuously Dimmable |  | 2016-03-09
LEDSION LIGHTING TECHNOLOGY CO.,LTD | LEDSION | LED Downlight | LS6C18W-50E |  | Indoor | LED | Downlight Solid State Retrofit | 1440 | 18 | 83.8 |  | 5000K | 82 | 35000 | Continuously Dimmable |  | 2016-03-09
LEDSION LIGHTING TECHNOLOGY CO.,LTD | LEDSION | LED Downlight | LS8C27W-30E |  | Indoor | LED | Downlight Solid State Retrofit | 2070 | 28.2 | 74.2 |  | 3000K | 80 | 35000 | Continuously Dimmable |  | 2016-03-09
LEDSION LIGHTING TECHNOLOGY CO.,LTD | LEDSION | LED Downlight | LS8C27W-35E |  | Indoor | LED | Downlight Solid State Retrofit | 2070 | 28.2 | 74.2 |  | 3500K | 80 | 35000 | Continuously Dimmable |  | 2016-03-09
LEDSION LIGHTING TECHNOLOGY CO.,LTD | LEDSION | LED Downlight | LS8C27W-40E |  | Indoor | LED | Downlight Solid State Retrofit | 2070 | 28.2 | 75.7 |  | 4000/4100K | 81 | 35000 | Continuously Dimmable |  | 2016-03-09
LEDSION LIGHTING TECHNOLOGY CO.,LTD | LEDSION | LED Downlight | LS8C27W-50E |  | Indoor | LED | Downlight Solid State Retrofit | 2070 | 28.2 | 75.7 |  | 5000K | 81 | 35000 | Continuously Dimmable |  | 2016-03-09
LEDUX LEDS LLC | LUZTRA | SSL Downlight Retrofits | L-DL40-12W-DIM-1280-27K |  | Indoor | LED | Downlight Solid State Retrofit | 1000 | 12 | 85.5 |  | 2700K | 81 | 36000 | Continuously Dimmable,Connected |  | 2015-12-14
LEDUX LEDS LLC | LUZTRA | SSL Downlight Retrofits | L-DL40-12W-DIM-1280-30K |  | Indoor | LED | Downlight Solid State Retrofit | 1000 | 12 | 85.5 |  | 3000K | 81 | 36000 | Continuously Dimmable,Connected |  | 2015-12-14
LEDUX LEDS LLC | LUZTRA | SSL Downlight Retrofits | L-DL40-12W-DIM-1280-40K |  | Indoor | LED | Downlight Solid State Retrofit | 1000 | 12 | 85.5 |  | 4000/4100K | 81 | 36000 | Continuously Dimmable,Connected |  | 2015-12-14
LEDUX LEDS LLC | LUZTRA | SSL Downlight Retrofits | L-DL40-12W-DIM-1280-50K |  | Indoor | LED | Downlight Solid State Retrofit | 1000 | 12 | 85.5 |  | 5000K | 81 | 36000 | Continuously Dimmable,Connected |  | 2015-12-14
LEDUX LEDS LLC | LUZTRA | SSL Downlight Retrofits | L-DL56-15W-DIM-1680-27K |  | Indoor | LED | Downlight Solid State Retrofit | 1200 | 15 | 90.9 |  | 2700K | 81 | 36000 | Continuously Dimmable,Connected |  | 2015-12-14
LEDUX LEDS LLC | LUZTRA | SSL Downlight Retrofits | L-DL56-15W-DIM-1680-30K |  | Indoor | LED | Downlight Solid State Retrofit | 1200 | 15 | 90.9 |  | 3000K | 81 | 36000 | Continuously Dimmable,Connected |  | 2015-12-14
LEDUX LEDS LLC | LUZTRA | SSL Downlight Retrofits | L-DL56-15W-DIM-1680-40K |  | Indoor | LED | Downlight Solid State Retrofit | 1200 | 15 | 90.9 |  | 4000/4100K | 81 | 36000 | Continuously Dimmable,Connected |  | 2015-12-14
LEDUX LEDS LLC | LUZTRA | SSL Downlight Retrofits | L-DL56-15W-DIM-1680-50K |  | Indoor | LED | Downlight Solid State Retrofit | 1200 | 15 | 90.9 |  | 5000K | 81 | 36000 | Continuously Dimmable,Connected |  | 2015-12-14
LEDVANCE, formerly OSRAM SYLVANIA | Sylvania | LED/RT8/5000/840 | 79742 |  | Indoor/Outdoor | LED | Downlight Solid State Retrofit | 5000 | 54 | 108.6 |  | 4000/4100K | 83 | 54000 | Continuously Dimmable,Damp Location Rated,Outdoor Rated,Wet Location Rated |  | 2016-09-27
LEDVANCE, formerly OSRAM SYLVANIA | Sylvania | LED/RT5/6/1200/927 | 79750 |  | Indoor/Outdoor | LED | Downlight Solid State Retrofit | 1200 | 16 | 81.8 |  | 2700K | 91 | 54000 | Continuously Dimmable,Damp Location Rated,Outdoor Rated,Wet Location Rated |  | 2016-09-26
LEDVANCE, formerly OSRAM SYLVANIA | Sylvania | LED/RT5/6/1200/930 | 79751 |  | Indoor/Outdoor | LED | Downlight Solid State Retrofit | 1200 | 16 | 85.5 |  | 3000K | 93 | 54000 | Continuously Dimmable,Damp Location Rated,Outdoor Rated,Wet Location Rated |  | 2016-09-26
LEDVANCE, formerly OSRAM SYLVANIA | Sylvania | LED/RT5/6/1200/930/RP | 79752 |  | Indoor/Outdoor | LED | Downlight Solid State Retrofit | 1200 | 16 | 85.5 |  | 3000K | 93 | 54000 | Continuously Dimmable,Damp Location Rated,Outdoor Rated,Wet Location Rated |  | 2016-09-26
LEDVANCE, formerly OSRAM SYLVANIA | Sylvania | LED/RT5/6/1200/940 | 79753 |  | Indoor/Outdoor | LED | Downlight Solid State Retrofit | 1200 | 16 | 87.6 |  | 4000/4100K | 94 | 54000 | Continuously Dimmable,Damp Location Rated,Outdoor Rated,Wet Location Rated |  | 2016-09-26
LEDVANCE, formerly OSRAM SYLVANIA | Sylvania | LED/RT5/6/HO/700/827 | LED/RT5/6/HO/700/827 | ,LED/RT5/6/HO/700/827,2700K; ,LED/RT5/6/HO/700/830,3000K; ,LED/RT5/6/HO/700/835,3500K; ,LED/RT5/6/HO/700/840,4000K | Indoor/Outdoor | LED | Downlight Recessed | 700 | 8 | 87.5 |  | 2700K | 84 | 50000 | Continuously Dimmable |  | 2016-07-12
LEDVANCE, formerly OSRAM SYLVANIA | Sylvania | LED/RT6/1500/HO/830 | LED/RT6/1500/HO/830 | ,LED/RT6/1500/HO/830,3000K; ,LED/RT6/1500/HO/835,3500K; ,LED/RT6/1500/HO/840,4000K | Indoor/Outdoor | LED | Downlight Recessed | 1500 | 17 | 88.2 |  | 3000K | 84 | 50000 | Continuously Dimmable |  | 2016-07-12
LEDVANCE, formerly OSRAM SYLVANIA | Sylvania | RT4 GIMBAL 600Lm 2700K Gen2 | RT4 GIMBAL 600Lm 2700K Gen2 | ,RT4 GIMBAL 600Lm 2700K Gen2,2700K; ,RT4 GIMBAL 600Lm 3000K Gen2,3000K | Indoor/Outdoor | LED | Downlight Recessed | 600 | 9 | 66.7 |  | 2700K | 83 | 50000 | Continuously Dimmable |  | 2016-07-28
LEDVANCE, formerly OSRAM SYLVANIA | Sylvania | RT5/6 GIMBAL 900LM 2700K Gen2 | RT5/6 GIMBAL 900LM 2700K Gen2 | ,RT5/6 GIMBAL 900LM 2700K Gen2,2700K; ,RT5/6 GIMBAL 900LM 3000K Gen2,3000K | Indoor/Outdoor | LED | Downlight Recessed | 900 | 13 | 69.2 |  | 2700K | 83 | 50000 | Continuously Dimmable |  | 2016-07-12
LEDVANCE, formerly OSRAM SYLVANIA | Sylvania | RT6 HO 900lm 2700K | RT6 HO 900lm 2700K | ,RT6 HO 900lm 2700K,2700K; ,RT6 HO 900lm 3000K,3000K; ,RT6 HO 900lm 3500K,3500K; ,RT6 HO 900lm 4000K,4000K | Indoor/Outdoor | LED | Downlight Recessed | 900 | 13 | 69.2 |  | 2700K | 84 | 50000 | Continuously Dimmable |  | 2016-07-12
LEDVANCE, formerly OSRAM SYLVANIA | Sylvania [Osram] | LED/RT6/1500/HO/830 | 72528 |  | Indoor/Outdoor | LED | Downlight Recessed | 1500 | 16 | 104.6 |  | 3000K | 82 | 60400 | Continuously Dimmable,Wet Location Rated |  | 2016-02-17
LEDVANCE, formerly OSRAM SYLVANIA | Sylvania [Osram] | LED/RT6/1500/HO/835 | 72529 |  | Indoor/Outdoor | LED | Downlight Recessed | 1500 | 16 | 104.6 |  | 3000K | 82 | 60400 | Continuously Dimmable,Wet Location Rated |  | 2016-02-17
LEDVANCE, formerly OSRAM SYLVANIA | Sylvania [Osram] | LED/RT6/1500/HO/840 | 72530 |  | Indoor/Outdoor | LED | Downlight Recessed | 1500 | 16 | 104.6 |  | 3000K | 82 | 60400 | Continuously Dimmable,Wet Location Rated |  | 2016-02-17
LEDVANCE, formerly OSRAM SYLVANIA | Sylvania [Osram] | LED/RT5/6/700/827/1PK | 73998 |  | Indoor/Outdoor | LED | Downlight Solid State Retrofit | 700 | 10 | 80.3 |  | 2700K | 82 | 50000 | Continuously Dimmable,Outdoor Rated |  | 2015-04-20
LEDVANCE, formerly OSRAM SYLVANIA | Sylvania [Osram] | LED/RT/5/6/HO/700/827 | 75228 |  | Indoor/Outdoor | LED | Downlight Recessed | 700 | 8 | 97.4 |  | 2700K | 82 | 50000 | Continuously Dimmable,Damp Location Rated,Outdoor Rated |  | 2016-03-15
LEDVANCE, formerly OSRAM SYLVANIA | Sylvania [Osram] | LED/RT/5/6/HO/700/830 | 75229 |  | Indoor/Outdoor | LED | Downlight Recessed | 700 | 8 | 97.4 |  | 2700K | 82 | 50000 | Continuously Dimmable,Damp Location Rated,Outdoor Rated |  | 2016-03-15
LEDVANCE, formerly OSRAM SYLVANIA | Sylvania [Osram] | LED/RT/5/6/HO/700/835 | 75230 |  | Indoor/Outdoor | LED | Downlight Recessed | 700 | 8 | 97.4 |  | 2700K | 82 | 50000 | Continuously Dimmable,Damp Location Rated,Outdoor Rated |  | 2016-03-15
LEDVANCE, formerly OSRAM SYLVANIA | Sylvania [Osram] | LED/RT/5/6/HO/700/840 | 75231 |  | Indoor/Outdoor | LED | Downlight Recessed | 700 | 8 | 97.4 |  | 2700K | 82 | 50000 | Continuously Dimmable,Damp Location Rated,Outdoor Rated |  | 2016-03-15
LEDVANCE, formerly OSRAM SYLVANIA | LEDVANCE | LED/RT5/6/900/827/FL80 | 73396 |  | Indoor/Outdoor | LED | Downlight Solid State Retrofit | 900 | 13 | 83.8 |  | 2700K | 83 | 50000 | Continuously Dimmable,Wet Location Rated |  | 2015-04-15
LEDVANCE, formerly OSRAM SYLVANIA | LEDVANCE | LED/RT5/6/900/850/FL80 | 73996 |  | Indoor/Outdoor | LED | Downlight Solid State Retrofit | 900 | 13 | 83.8 |  | 2700K | 83 | 50000 | Continuously Dimmable,Wet Location Rated |  | 2015-04-15
LEDVANCE, formerly OSRAM SYLVANIA | Sylvania | 2000lm 3000K-B | 2000lm 3000K-B | ,2000lm 3000K-B,3000K; ,2000lm 3500K-B,3500K; ,2000lm 4000K-B,4000K | Indoor/Outdoor | LED | Downlight Recessed | 2000 | 27 | 74.6 |  | 3000K | 84 | 50000 | Continuously Dimmable |  | 2016-07-28
LEDVANCE, formerly OSRAM SYLVANIA | Sylvania | LED/RT4/G/600/827 | 70387 |  | Indoor/Outdoor | LED | Downlight Solid State Retrofit | 600 | 9 | 80.4 |  | 2700K | 81 | 50000 | Continuously Dimmable,Wet Location Rated |  | 2014-01-28
LEDVANCE, formerly OSRAM SYLVANIA | Sylvania | LED/RT4/G/600/830 | 70395 |  | Indoor/Outdoor | LED | Downlight Solid State Retrofit | 600 | 9 | 77.3 |  | 3000K | 82 | 50000 | Continuously Dimmable,Wet Location Rated |  | 2016-06-23
LEDVANCE, formerly OSRAM SYLVANIA | Sylvania | LED/RT6/600/830/FL80/RP | 70419 |  | Indoor/Outdoor | LED | Downlight Solid State Retrofit | 600 | 9 | 75.5 |  | 2700K | 82 | 50000 | Continuously Dimmable,Outdoor Rated |  | 2014-07-01
LEDVANCE, formerly OSRAM SYLVANIA | Sylvania | LED/RT6/700/830/FL80 | 70420 |  | Indoor/Outdoor | LED | Downlight Solid State Retrofit | 700 | 10 | 84.9 |  | 3000K | 83 | 50000 | Continuously Dimmable,Outdoor Rated |  | 2015-04-28
LEDVANCE, formerly OSRAM SYLVANIA | Sylvania | LED/RT4/600/827/FL80 | 70459 |  | Indoor/Outdoor | LED | Downlight Solid State Retrofit | 600 | 9 | 75.5 |  | 2700K | 82 | 50000 | Continuously Dimmable,Outdoor Rated |  | 2014-07-01
LEDVANCE, formerly OSRAM SYLVANIA | Sylvania | LED/RT4/600/830/FL80 | 70643 |  | Indoor/Outdoor | LED | Downlight Solid State Retrofit | 600 | 9 | 75.5 |  | 2700K | 82 | 50000 | Continuously Dimmable,Outdoor Rated |  | 2014-07-01
LEDVANCE, formerly OSRAM SYLVANIA | Sylvania | LED/RT4/600/830/FL80/RP | 70733 |  | Indoor/Outdoor | LED | Downlight Solid State Retrofit | 600 | 9 | 75.5 |  | 2700K | 82 | 50000 | Continuously Dimmable,Outdoor Rated |  | 2014-07-01
LEDVANCE, formerly OSRAM SYLVANIA | Sylvania | LED/RT8/2000/830 | 72503 |  | Indoor/Outdoor | LED | Downlight Solid State Retrofit | 2000 | 27 | 86.6 |  | 3000K | 82 | 50000 | Non-Dimmable |  | 2014-07-28
LEDVANCE, formerly OSRAM SYLVANIA | Sylvania | LED/RT8/2000/835 | 72504 |  | Indoor/Outdoor | LED | Downlight Solid State Retrofit | 2000 | 27 | 88.1 |  | 3500K | 82 | 50000 | Non-Dimmable |  | 2016-06-23
LEDVANCE, formerly OSRAM SYLVANIA | Sylvania | LED/RT8/2000/840 | 72509 |  | Indoor/Outdoor | LED | Downlight Solid State Retrofit | 2000 | 27 | 86.3 |  | 4000/4100K | 82 | 50000 | Non-Dimmable |  | 2016-06-23
LEDVANCE, formerly OSRAM SYLVANIA | Sylvania | LED/RT5/6/700/940/FL80/CEC | 72593 |  | Indoor/Outdoor | LED | Downlight Solid State Retrofit | 836 | 12.9 | 64.7 |  | 4000/4100K | 96 | 50000 | Continuously Dimmable,Outdoor Rated |  | 2015-05-26
LEDVANCE, formerly OSRAM SYLVANIA | Sylvania | LED/RT8/3000/930 | 72625 |  | Indoor/Outdoor | LED | Downlight Recessed | 3000 | 40 | 92 |  | 3000K | 92 | 36000 | Continuously Dimmable,Damp Location Rated,Outdoor Rated,Wet Location Rated |  | 2016-09-08
LEDVANCE, formerly OSRAM SYLVANIA | Sylvania | LED/RT8/3000/935 | 72626 |  | Indoor/Outdoor | LED | Downlight Recessed | 3000 | 40 | 95 |  | 3500K | 95 | 36000 | Damp Location Rated,Continuously Dimmable,Outdoor Rated,Wet Location Rated |  | 2016-09-08
LEDVANCE, formerly OSRAM SYLVANIA | Sylvania | LED/RT8/3000/940 | 72628 |  | Indoor/Outdoor | LED | Downlight Recessed | 3000 | 40 | 97.5 |  | 4000/4100K | 95 | 36000 | Continuously Dimmable,Damp Location Rated,Outdoor Rated,Wet Location Rated |  | 2016-09-08
LEDVANCE, formerly OSRAM SYLVANIA | Sylvania | LED/RT5/6/700/840/FL80 | 73157 |  | Indoor/Outdoor | LED | Downlight Solid State Retrofit | 700 | 10 | 88.1 |  | 4000/4100K | 83 | 50000 | Continuously Dimmable,Wet Location Rated |  | 2015-04-28
LEDVANCE, formerly OSRAM SYLVANIA | Sylvania | LED/RT5/6/700/850/FL80 | 73159 |  | Indoor/Outdoor | LED | Downlight Solid State Retrofit | 700 | 10 | 88.3 |  | 5000K | 83 | 50000 | Continuously Dimmable,Wet Location Rated |  | 2015-04-28
LEDVANCE, formerly OSRAM SYLVANIA | Sylvania | LED/RT5/6/700/927/1PK | 73185 |  | Indoor/Outdoor | LED | Downlight Solid State Retrofit | 700 | 10.6 | 70.9 |  | 2700K | 91 | 54000 | Continuously Dimmable,Damp Location Rated,Outdoor Rated,Wet Location Rated |  | 2016-08-29
LEDVANCE, formerly OSRAM SYLVANIA | Sylvania | LED/RT4/600/827/1PK | 73193 |  | Indoor/Outdoor | LED | Downlight Solid State Retrofit | 600 | 9 | 75.5 |  | 2700K | 82 | 50000 | Continuously Dimmable,Outdoor Rated |  | 2014-07-01
LEDVANCE, formerly OSRAM SYLVANIA | Sylvania | LED/RT6/700/SE/830 | 73195 |  | Indoor/Outdoor | LED | Downlight Solid State Retrofit | 695 | 10 | 72.3 |  | 3000K | 81 | 50000 | Continuously Dimmable,Wet Location Rated,Connected |  | 2014-07-01
LEDVANCE, formerly OSRAM SYLVANIA | Sylvania | LED/RT5/6/700/827/FL80 | 73394 |  | Indoor/Outdoor | LED | Downlight Solid State Retrofit | 700 | 10 | 80.3 |  | 2700K | 82 | 50000 | Continuously Dimmable,Outdoor Rated |  | 2015-04-20
LEDVANCE, formerly OSRAM SYLVANIA | Sylvania | LED/RT5/6/700/830/FL80 | 73395 |  | Indoor/Outdoor | LED | Downlight Solid State Retrofit | 700 | 10 | 84.9 |  | 3000K | 83 | 50000 | Continuously Dimmable,Outdoor Rated |  | 2015-04-28
LEDVANCE, formerly OSRAM SYLVANIA | Sylvania | LED/RT5/6/900/830 | 73397 |  | Indoor/Outdoor | LED | Downlight Solid State Retrofit | 900 | 13 | 87.6 |  | 3000K | 82 | 50000 | Continuously Dimmable,Wet Location Rated |  | 2015-04-24
LEDVANCE, formerly OSRAM SYLVANIA | Sylvania | LED/RT5/6/700/830/SE/1PK | 73399 |  | Indoor/Outdoor | LED | Downlight Solid State Retrofit | 695 | 10 | 72.3 |  | 3000K | 81 | 50000 | Continuously Dimmable,Wet Location Rated,Connected |  | 2014-07-01
LEDVANCE, formerly OSRAM SYLVANIA | Sylvania | LED/RT5/6/900/830/RP | 73422 |  | Indoor/Outdoor | LED | Downlight Solid State Retrofit | 900 | 13 | 87.6 |  | 3000K | 82 | 50000 | Continuously Dimmable,Wet Location Rated |  | 2015-04-24
LEDVANCE, formerly OSRAM SYLVANIA | Sylvania | LED/RT5/6/1200/830 | 73423 |  | Indoor/Outdoor | LED | Downlight Recessed | 1200 | 16 | 83 |  | 3000K | 82 | 50000 | Continuously Dimmable,Damp Location Rated,Outdoor Rated,Wet Location Rated |  | 2016-05-19
LEDVANCE, formerly OSRAM SYLVANIA | Sylvania | LED/RT5/6/G/900/830/FL80/RP | 73464 |  | Indoor/Outdoor | LED | Downlight Solid State Retrofit | 900 | 13 | 78 |  | 3000K | 82 | 50000 | Continuously Dimmable,Wet Location Rated |  | 2016-06-23
LEDVANCE, formerly OSRAM SYLVANIA | Sylvania | LED/RT5/6/G/900/827/FL80/RP | 73466 |  | Indoor/Outdoor | LED | Downlight Solid State Retrofit | 900 | 13.5 | 75.1 |  | 2700K | 82 | 50000 | Continuously Dimmable,Wet Location Rated |  | 2014-11-21
LEDVANCE, formerly OSRAM SYLVANIA | Sylvania | LED/RT5/6/G/900/830 | 73467 |  | Indoor/Outdoor | LED | Downlight Solid State Retrofit | 900 | 13 | 78 |  | 3000K | 82 | 50000 | Continuously Dimmable,Wet Location Rated |  | 2016-06-23
LEDVANCE, formerly OSRAM SYLVANIA | Sylvania | LED/RT5/6/700/SE/830 | 73497 |  | Indoor/Outdoor | LED | Downlight Solid State Retrofit | 695 | 10 | 72.3 |  | 3000K | 81 | 50000 | Continuously Dimmable,Wet Location Rated,Connected |  | 2014-07-01
LEDVANCE, formerly OSRAM SYLVANIA | Sylvania | LED/RT5/6/1200/827 | 73498 |  | Indoor/Outdoor | LED | Downlight Recessed | 1165 | 16 | 79.3 |  | 2700K | 82 | 50000 | Continuously Dimmable,Damp Location Rated,Outdoor Rated,Wet Location Rated |  | 2016-05-26
LEDVANCE, formerly OSRAM SYLVANIA | Sylvania | LED/RT5/6/1200/830 | 73499 |  | Indoor/Outdoor | LED | Downlight Recessed | 1200 | 16 | 83 |  | 3000K | 82 | 50000 | Continuously Dimmable,Damp Location Rated,Outdoor Rated,Wet Location Rated |  | 2016-05-19
LEDVANCE, formerly OSRAM SYLVANIA | Sylvania | LED/RT5/6/1200/840 | 73500 |  | Indoor/Outdoor | LED | Downlight Recessed | 1200 | 16 | 88.4 |  | 4000/4100K | 83 | 50000 | Continuously Dimmable,Damp Location Rated,Outdoor Rated,Wet Location Rated |  | 2016-05-26
LEDVANCE, formerly OSRAM SYLVANIA | Sylvania | LED/900/LD/830/FL120/RP | 73675 |  | Indoor/Outdoor | LED | Downlight Solid State Retrofit | 900 | 13 | 69.2 |  | 3000K | 82 | 50000 | Continuously Dimmable,Damp Location Rated,Outdoor Rated,Wet Location Rated |  | 2016-05-26
LEDVANCE, formerly OSRAM SYLVANIA | Sylvania | LED/900/LD/830/FL120 | 73676 |  | Indoor/Outdoor | LED | Downlight Solid State Retrofit | 900 | 13 | 69.2 |  | 3000K | 82 | 50000 | Continuously Dimmable,Damp Location Rated,Outdoor Rated,Wet Location Rated |  | 2016-05-26
LEDVANCE, formerly OSRAM SYLVANIA | Sylvania | LED/1100/LD/850/RP | 73678 |  | Indoor/Outdoor | LED | Downlight Solid State Retrofit | 1100 | 13 | 104.4 |  | 5000K | 83 | 54000 | Continuously Dimmable,Damp Location Rated,Outdoor Rated,Wet Location Rated |  | 2016-06-13
LEDVANCE, formerly OSRAM SYLVANIA | Sylvania | LED/RT/5/6/700/ND/830 | 73819 |  | Indoor/Outdoor | LED | Downlight Solid State Retrofit | 695 | 10 | 72.3 |  | 3000K | 81 | 50000 | Continuously Dimmable,Wet Location Rated,Connected |  | 2014-07-01
LEDVANCE, formerly OSRAM SYLVANIA | Sylvania | LED/RT4/600/840/FL80 | 73835 |  | Indoor/Outdoor | LED | Downlight Solid State Retrofit | 600 | 9 | 84.9 |  | 4000/4100K | 86 | 50000 | Continuously Dimmable,Outdoor Rated,Connected |  | 2015-07-14
LEDVANCE, formerly OSRAM SYLVANIA | Sylvania | LED/RT4/600/850 | 73836 |  | Indoor/Outdoor | LED | Downlight Solid State Retrofit | 600 | 9 | 66.7 |  | 5000K | 86 | 50000 | Continuously Dimmable,Outdoor Rated |  | 2015-07-14
LEDVANCE, formerly OSRAM SYLVANIA | Sylvania | LED/RT/5/6/700/940/FL80/CEC | 73862 |  | Indoor/Outdoor | LED | Downlight Solid State Retrofit | 836 | 12.9 | 64.7 |  | 4000/4100K | 96 | 50000 | Continuously Dimmable,Outdoor Rated |  | 2015-05-26
LEDVANCE, formerly OSRAM SYLVANIA | Sylvania | LED/RT4/600/827/1PK | 73997 |  | Indoor/Outdoor | LED | Downlight Solid State Retrofit | 600 | 9 | 75.5 |  | 2700K | 82 | 50000 | Continuously Dimmable,Outdoor Rated |  | 2014-07-01
LEDVANCE, formerly OSRAM SYLVANIA | Sylvania | LED/RT4/600/927/FL80 | 74285 | LED/RT4/600/927/1PK,73184, | Indoor/Outdoor | LED | Downlight Recessed | 600 | 9 | 73.6 |  | 2700K | 91 | 54000 | Damp Location Rated,Continuously Dimmable,Outdoor Rated,Wet Location Rated |  | 2016-08-29
LEDVANCE, formerly OSRAM SYLVANIA | Sylvania | LED/RT4/600/930/RP | 74287 | LED/RT4/600/930/FL80,74286, | Indoor/Outdoor | LED | Downlight Recessed | 600 | 9 | 81.6 |  | 3000K | 93 | 54000 | Continuously Dimmable,Damp Location Rated,Outdoor Rated,Wet Location Rated |  | 2016-08-29
LEDVANCE, formerly OSRAM SYLVANIA | Sylvania | LED/RT4/600/940/FL80 | 74288 |  | Indoor/Outdoor | LED | Downlight Recessed | 600 | 9 | 80.2 |  | 4000/4100K | 94 | 54000 | Continuously Dimmable,Damp Location Rated,Outdoor Rated,Wet Location Rated |  | 2016-08-29
LEDVANCE, formerly OSRAM SYLVANIA | Sylvania | LED/RT4/600/950/FL80 | 74289 |  | Indoor/Outdoor | LED | Downlight Recessed | 600 | 9 | 79.9 |  | 5000K | 95 | 54000 | Continuously Dimmable,Damp Location Rated,Outdoor Rated,Wet Location Rated |  | 2016-08-29
LEDVANCE, formerly OSRAM SYLVANIA | Sylvania | LED/RT5/6/700/930/FL80 | 74290 |  | Indoor/Outdoor | LED | Downlight Solid State Retrofit | 700 | 10 | 82.7 |  | 3000K | 92 | 54000 | Continuously Dimmable,Damp Location Rated,Outdoor Rated,Wet Location Rated |  | 2016-08-29
LEDVANCE, formerly OSRAM SYLVANIA | Sylvania | LED/RT5/6/700/927/FL80 | 74290 |  | Indoor/Outdoor | LED | Downlight Solid State Retrofit | 700 | 10.6 | 70.9 |  | 2700K | 91 | 54000 | Continuously Dimmable,Damp Location Rated,Outdoor Rated,Wet Location Rated |  | 2016-08-29
LEDVANCE, formerly OSRAM SYLVANIA | Sylvania | LED/RT5/6/700/940/FL80 | 74292 |  | Indoor/Outdoor | LED | Downlight Solid State Retrofit | 700 | 10 | 84.5 |  | 2700K | 95 | 54000 | Continuously Dimmable,Damp Location Rated,Outdoor Rated,Wet Location Rated |  | 2016-08-29
LEDVANCE, formerly OSRAM SYLVANIA | Sylvania | LED/RT5/6/700/950/FL80 | 74293 |  | Indoor/Outdoor | LED | Downlight Solid State Retrofit | 700 | 10 | 86.4 |  | 5000K | 95 | 54000 | Continuously Dimmable,Damp Location Rated,Outdoor Rated,Wet Location Rated |  | 2016-08-29
LEDVANCE, formerly OSRAM SYLVANIA | Sylvania | LED/RT5/6/900/927/FL80 | 74294 |  | Indoor/Outdoor | LED | Downlight Solid State Retrofit | 900 | 13 | 76.8 |  | 2700K | 91 | 50000 | Continuously Dimmable,Damp Location Rated,Outdoor Rated,Wet Location Rated |  | 2016-10-10
LEDVANCE, formerly OSRAM SYLVANIA | Sylvania | LED/RT5/6/900/930/FL80 | 74295 |  | Indoor/Outdoor | LED | Downlight Solid State Retrofit | 900 | 13 | 78.6 |  | 3000K | 93 | 50000 | Continuously Dimmable,Damp Location Rated,Outdoor Rated,Wet Location Rated |  | 2016-10-11
LEDVANCE, formerly OSRAM SYLVANIA | Sylvania | LED/RT5/6/900/930/RP | 74296 |  | Indoor/Outdoor | LED | Downlight Solid State Retrofit | 900 | 13 | 78.6 |  | 3000K | 93 | 50000 | Continuously Dimmable,Damp Location Rated,Outdoor Rated,Wet Location Rated |  | 2016-10-11
LEDVANCE, formerly OSRAM SYLVANIA | Sylvania | LED/RT5/6/900/950/RP | 74297 |  | Indoor/Outdoor | LED | Downlight Solid State Retrofit | 900 | 13 | 81.2 |  | 5000K | 95 | 50000 | Continuously Dimmable,Damp Location Rated,Outdoor Rated,Wet Location Rated |  | 2016-10-11
LEDVANCE, formerly OSRAM SYLVANIA | Sylvania | LED/LD/900/930/FL120 | 75044 |  | Indoor/Outdoor | LED | Downlight Solid State Retrofit | 900 | 13 | 81 |  | 3000K | 92 | 50000 | Continuously Dimmable,Damp Location Rated,Wet Location Rated |  | 2016-10-04
LEDVANCE, formerly OSRAM SYLVANIA | Sylvania | LED/LD/900/930/FL120/RP | 75045 |  | Indoor/Outdoor | LED | Downlight Solid State Retrofit | 900 | 13 | 81 |  | 3000K | 92 | 50000 | Continuously Dimmable,Damp Location Rated,Wet Location Rated |  | 2016-10-04
LEDVANCE, formerly OSRAM SYLVANIA | Sylvania | LED/LD/1100/950/FL120/RP | 75046 |  | Indoor/Outdoor | LED | Downlight Solid State Retrofit | 1100 | 13 | 91.4 |  | 5000K | 95 | 50000 | Continuously Dimmable,Damp Location Rated,Wet Location Rated |  | 2016-10-05
LEDVANCE, formerly OSRAM SYLVANIA | Sylvania | LED/RT5/6/HO/900/827 | 75137 |  | Indoor/Outdoor | LED | Downlight Solid State Retrofit | 900 | 13 | 90.2 |  | 2700K | 81 | 50000 | Continuously Dimmable,Wet Location Rated |  | 2015-04-28
LEDVANCE, formerly OSRAM SYLVANIA | Sylvania | LED/RT5/6/HO/900/830 | 75138 |  | Indoor/Outdoor | LED | Downlight Solid State Retrofit | 900 | 13 | 92.9 |  | 3000K | 81 | 50000 | Continuously Dimmable,Wet Location Rated |  | 2016-04-28
LEDVANCE, formerly OSRAM SYLVANIA | Sylvania | LED/RT5/6/HO/900/840 | 75139 |  | Indoor/Outdoor | LED | Downlight Solid State Retrofit | 900 | 13 | 69.2 |  | 4000/4100K | 83 | 50000 | Continuously Dimmable,Wet Location Rated |  | 2016-04-28
LEDVANCE, formerly OSRAM SYLVANIA | Sylvania | LED/RT5/6/HO/900/835 | 75140 |  | Indoor/Outdoor | LED | Downlight Solid State Retrofit | 900 | 13 | 91 |  | 3500K | 81 | 50000 | Continuously Dimmable,Wet Location Rated |  | 2015-04-28
LEDVANCE, formerly OSRAM SYLVANIA | Sylvania | LED/RT8/5000/830 | 79740 |  | Indoor/Outdoor | LED | Downlight Solid State Retrofit | 5000 | 54 | 107.7 |  | 3000K | 82 | 54000 | Continuously Dimmable,Damp Location Rated,Outdoor Rated,Wet Location Rated |  | 2016-09-27
LEDVANCE, formerly OSRAM SYLVANIA | Sylvania | LED/RT8/5000/835 | 79741 |  | Indoor/Outdoor | LED | Downlight Solid State Retrofit | 5000 | 54 | 109.5 |  | 3500K | 85 | 54000 | Continuously Dimmable,Damp Location Rated,Outdoor Rated,Wet Location Rated |  | 2016-09-27
LG Electronics, Inc. | LG | D1635RH8161 | D1635RH8161 | ,D1635RH8161,3500K; ,D1640RH8161,4000K | Indoor | LED | Downlight Recessed | 1450 | 16 | 90.6 |  | 3500K | 83 | 50000 | Continuously Dimmable |  | 2016-04-06
LG Electronics, Inc. | LG | D2235RH7181 | D2235RH7181 | ,D2235RH7181,3500K; ,D2240RH7181,4000K | Indoor | LED | Downlight Recessed | 2000 | 22 | 90.9 |  | 3500K | 83 | 50000 | Continuously Dimmable |  | 2016-04-06
Lighting Science Group, Corp | Glimpse Advantage | LS GLP4A NW 120 WH BX | LS GLP4A NW 120 WH BX |  | Indoor | LED | Downlight Solid State Retrofit | 685 | 9.3 | 78.4 |  | 4000/4100K | 96 | 50000 | Continuously Dimmable,Connected |  | 2016-03-14
Lighting Science Group, Corp | Glimpse Advantage | LS GLP4A W27 120 WH BX | LS GLP4A W27 120 WH BX | ,LS GLPA4 NW 120 WH BX,; ,LS GLPA4 W27 120 WH BX,; ,LS GLPA4 WW 120 WH BX, | Indoor | LED | Downlight Solid State Retrofit | 685 | 9.3 | 74.6 |  | 2700K | 92 | 50000 | Continuously Dimmable,Connected |  | 2016-03-14
Lighting Science Group, Corp | Glimpse Advantage | LS GLP4A WW 120 WH BX | LS GLP4A WW 120 WH BX |  | Indoor | LED | Downlight Solid State Retrofit | 685 | 9.3 | 75.6 |  | 3000K | 94 | 50000 | Continuously Dimmable,Connected |  | 2016-03-14
Lighting Science Group, Corp | Glimpse Advantage | LS GLP6A NW 120 WH BX | LS GLP6A NW 120 WH BX |  | Indoor | LED | Downlight Solid State Retrofit | 900 | 12.5 | 79.3 |  | 4000/4100K | 96 | 50000 | Continuously Dimmable,Connected |  | 2016-03-14
Lighting Science Group, Corp | Glimpse Advantage | LS GLP6A W27 120 WH BX | LS GLP6A W27 120 WH BX | ,LS GLPA6 NW 120 WH BX,; ,LS GLPA6 W27 120 WH BX,; ,LS GLPA6 WW 120 WH BX, | Indoor | LED | Downlight Solid State Retrofit | 900 | 12.5 | 74 |  | 2700K | 92 | 50000 | Continuously Dimmable,Connected |  | 2016-03-14
Lighting Science Group, Corp | Glimpse Advantage | LS GLP6A WW 120 WH BX | LS GLP6A WW 120 WH BX |  | Indoor | LED | Downlight Solid State Retrofit | 900 | 12.5 | 77.3 |  | 3000K | 94 | 50000 | Continuously Dimmable,Connected |  | 2016-03-14
Lightolier | Philips Lightolier | CorePro | CP4RB07930W | ,CP4RB07830W,; ,CP4RB07840W,; ,CP6RB07830W, | Indoor | LED | Downlight Solid State Retrofit | 743 | 10.8 | 68.6 |  | 3000K | 94 | 60000 | Continuously Dimmable,Wet Location Rated | Data listed is for 3000K 90CRI, the worst case scenario fixture. For specific fixture data please visit the Lightingproducts.philips website. | 2016-02-09
Lightolier | Philips Lightolier | CorePro | CP5RB08930W | ,CP5RB08830W,; ,CP5RB08840W,; CorePro,CP5RB08930W, | Indoor | LED | Downlight Solid State Retrofit | 879 | 12.2 | 72 |  | 3000K | 95 | 60000 | Continuously Dimmable,Wet Location Rated | Data listed is for 3000K 90CRI, the worst case scenario fixture. For specific fixture data please visit the Lightingproducts.philips website. | 2016-02-09
Lightolier | Philips Lightolier | CorePro | CP6RB10930W | ,CP6RB10830W,; ,CP6RB10840W,; CorePro,CP6RB10930W, | Indoor | LED | Downlight Solid State Retrofit | 1113 | 15.8 | 70.4 |  | 3000K | 95 | 60000 | Continuously Dimmable,Wet Location Rated | Data listed is for 3000K 90CRI, the worst case scenario fixture. For specific fixture data please visit the Lightingproducts.philips website. | 2016-02-09
Lightolier | Philips Lightolier | SlimSurface | S4S830K7-D |  | Indoor | LED | Downlight Surface Mount | 601 | 9 | 66.5 |  | 2700K | 90 | 42000 | Continuously Dimmable,Damp Location Rated | Data listed is for 2700K 90CRI. For specific fixture data please visit the Lightingproducts.philips website. | 2016-05-25
Lightolier | Philips Lightolier | SlimSurface | S5R830K7-D |  | Indoor | LED | Downlight Surface Mount | 567 | 9 | 62.7 |  | 2700K | 90 | 42000 | Continuously Dimmable,Damp Location Rated | Data listed is for 2700K 90CRI. For specific fixture data please visit the Lightingproducts.philips website. | 2016-05-25
Lightolier | Philips Lightolier | SlimSurface | S7R830K10-D |  | Indoor | LED | Downlight Surface Mount | 990 | 13.1 | 75.5 |  | 2700K | 90 | 42000 | Continuously Dimmable,Damp Location Rated | Data listed is for 2700K 90CRI. For specific fixture data please visit the Lightingproducts.philips website. | 2016-05-25
Lightolier | Calclulite | SpotLED Recessed | LLABR9XX027H1XXXVA | ,LLABR17XX027H2XXXVA,; ,LLABR24XX027H3XXXVA,; ,LLABR32XX027H4XXXVA, | Indoor | LED | Downlight Recessed | 890 | 12.7 | 70 |  | 2700K | 84 | 60000 | Continuously Dimmable |  | 2016-04-29
Lightolier | Calclulite | SpotLED Recessed | LLABR9XX030H1XXXVA | ,LLABR17XX030H2XXXVA,; ,LLABR17XX040H2XXXVA,; ,LLABR24XX030H3XXXVA,; ,LLABR24XX040H3XXXVA,; ,LLABR32XX030H4XXXVA,; ,LLABR32XX040H4XXXVA,; ,LLABR9XX040H1XXXVA, | Indoor | LED | Downlight Recessed | 996 | 12.7 | 78.4 |  | 3000K | 82 | 60000 | Continuously Dimmable |  | 2016-04-29
Lightolier | Calclulite | SpotLED Recessed | LLABR9XX127H1XXXVA | ,LLABR17XX127H2XXXVA,; ,LLABR24XX127H3XXXVA,; ,LLABR32XX127H4XXXVA, | Indoor | LED | Downlight Recessed | 1499 | 21.5 | 69.7 |  | 2700K | 83 | 60000 | Continuously Dimmable |  | 2016-04-29
Lightolier | Calclulite | SpotLED Recessed | LLABR9XX130H1XXXVA | ,LLABR17XX130H2XXXVA,; ,LLABR24XX130H3XXXVA,; ,LLABR32XX130H4XXXVA, | Indoor | LED | Downlight Recessed | 1575 | 21.2 | 74.2 |  | 3000K | 82 | 60000 | Continuously Dimmable |  | 2016-04-29
Lightolier | Calclulite | SpotLED Recessed | LLABR9XX140H1XXXVA | ,LLABR17XX140H2XXXVA,; ,LLABR24XX140H3XXXVA,; ,LLABR32XX140H4XXXVA, | Indoor | LED | Downlight Recessed | 1686 | 21.3 | 79.1 |  | 4000/4100K | 82 | 60000 | Continuously Dimmable |  | 2016-04-29
Lightolier | Calcuilte | Cylinder | C7L30Cx27KxxxxxVB | ,C7L30Cx30KxxxxxVB,; ,C7L30Cx35KxxxxxVB,; ,C7L30Cx40KxxxxxVB, | Indoor | LED | Downlight Surface Mount | 2785 | 42.7 | 65 |  | 2700K | 80 | 49000 | Continuously Dimmable,Damp Location Rated,Wet Location Rated | Data listed is for 2700K. For specific fixture data please visit the Lightingproducts.philips website. | 2016-05-09
Lightolier | Calcuilte | Recessed Downlight | C7L30NxVBZ10V / C7L1520DL27KxxxxxxVB | ,C7L30NxVBZ10V / C7L1520DL30KxxxxxxVB,; ,C7L30NxVBZ10V / C7L1520DL35KxxxxxxVB,; ,C7L30NxVBZ10V / C7L1520DL40KxxxxxxVB, | Indoor | LED | Downlight Recessed | 2785 | 42.7 | 65 |  | 2700K | 80 | 49000 | Continuously Dimmable,Damp Location Rated,Wet Location Rated | Data listed is for 2700K. For specific fixture data please visit the Lightingproducts.philips website. | 2016-05-09
Lightolier | Calculite | LED 1-3/4" | C2L04DL30K38RUZ10V + C2LDLCCZP | ,C2L04DL30K38RUZ10V + C2LDLCCDP,; ,C2L04DL30K38RUZ10V + C2LDLWHxx,; ,C2L04DLFT30K38RUZ10V + C2LDLCCDFT,; ,C2L04DLFT30K38RUZ10V + C2LDLCCZFT,; ,C2L04DLFT30K38RUZ10V + C2LDLWHFT, | Indoor | LED | Downlight Recessed | 427 | 7.3 | 58.4 |  | 3000K | 82 | 60000 | Continuously Dimmable,Wet Location Rated |  | 2016-07-12
Lightolier | Calculite | Recessed Downlight | C4L05NUVBLDxx / C4L05DL27KxxxxxVB | ,C4L05NUVBLDxx / C4L05DL30KxxxxxVB,; ,C4L05NUVBLDxx / C4L05DL35KxxxxxVB,; ,C4L05NUVBLDxx / C4L05DL40KxxxxxVB,; ,C4L05RUVBLD / C4L05DL30KxxxxxVB,; ,C4L05RUVBLD / C4L05DL35KxxxxxVB,; ,C4L05RUVBLD / C4L05DL40KxxxxxVB,; ,C4X4L05NUVBLDxx / C4X4L05DL27KxxxxxVB,; ,C4X4L05NUVBLDxx / C4X4L05DL30KxxxxxVB,; ,C4X4L05NUVBLDxx / C4X4L05DL35KxxxxxVB,; ,C4X4L05NUVBLDxx / C4X4L05DL40KxxxxxVB,; ,C6L05NUVBLDxx / C6L05DL27KxxxxxVB,; ,C6L05NUVBLDxx / C6L05DL30KxxxxxVB,; ,C6L05NUVBLDxx / C6L05DL35KxxxxxVB,; ,C6L05NUVBLDxx / C6L05DL40KxxxxxVB,; Remodeler,C4L05RUVBLD / C4L05DL27KxxxxxVB, | Indoor | LED | Downlight Recessed | 472 | 7 | 67.2 |  | 2700K | 82 | 54000 | Continuously Dimmable,Wet Location Rated | Data listed is for 2700K, the worst case scenario fixture. For specific fixture data please visit the Lightingproducts.philips website. Covered reflector finishes: CCL & CL for 2700K, WHW, CCD, CCL & CL for 3000K and above | 2015-11-02
Lightolier | Calculite | Recessed Downlight | C4L05NUVBZ10Vxx / C4L05DL27KxxxxxVB | ,C4L05NUVBZ10Vxx / C4L05DL30KxxxxxVB,; ,C4L05NUVBZ10Vxx / C4L05DL35KxxxxxVB,; ,C4L05NUVBZ10Vxx / C4L05DL40KxxxxxVB,; ,C4L05RUVBZ10V / C4L05DL30KxxxxxVB,; ,C4L05RUVBZ10V / C4L05DL35KxxxxxVB,; ,C4L05RUVBZ10V / C4L05DL40KxxxxxVB,; ,C4X4L05NUVBZ10Vxx / C4X4L05DL27KxxxxxVB,; ,C4X4L05NUVBZ10Vxx / C4X4L05DL30KxxxxxVB,; ,C4X4L05NUVBZ10Vxx / C4X4L05DL35KxxxxxVB,; ,C4X4L05NUVBZ10Vxx / C4X4L05DL40KxxxxxVB,; ,C6L05NUVBZ10Vxx / C6L05DL27KxxxxxVB,; ,C6L05NUVBZ10Vxx / C6L05DL30KxxxxxVB,; ,C6L05NUVBZ10Vxx / C6L05DL35KxxxxxVB,; ,C6L05NUVBZ10Vxx / C6L05DL40KxxxxxVB,; Remodeler,C4L05RUVBZ10V / C4L05DL27KxxxxxVB, | Indoor | LED | Downlight Recessed | 472 | 7 | 67.2 |  | 2700K | 82 | 54000 | 0-10V Dimming,Wet Location Rated | Data listed is for 2700K, the worst case scenario fixture. For specific fixture data please visit the Lightingproducts.philips website. Covered reflector finishes: CCL & CL for 2700K, WHW, CCD, CCL & CL for 3000K and above | 2015-11-02
Lightolier | Calculite | Cylinder | C4L10Cx27KCCDUVB | ,C4L10Cx27KCCLUVB,; ,C4L10Cx27KCLUVB,; ,C4L10Cx30KCCDUVB,; ,C4L10Cx30KCCLUVB,; ,C4L10Cx30KCLUVB,; ,C4L10Cx35KCCDUVB,; ,C4L10Cx35KCCLUVB,; ,C4L10Cx35KCLUVB,; ,C4L10Cx40KCCDUVB,; ,C4L10Cx40KCCLUVB,; ,C4L10Cx40KCLUVB,; Cylinder,C4L10Cx27KCCDUVB, | Indoor | LED | Downlight Surface Mount | 831 | 13.4 | 62.1 |  | 2700K | 82 | 54000 | 0-10V Dimming,Wet Location Rated | Data listed is for 2700K, the worst case scenario fixture. For specific fixture data please visit the Lightingproducts.philips website. Covered reflector finishes: CCD, CCL & CL | 2015-11-02
Lightolier | Calculite | Recessed Downlight | C4L10NUVBLDxx / C4L10DL27KxxxxxVB | ,C4L10NUVBLDxx / C4L10DL30KxxxxxVB,; ,C4L10NUVBLDxx / C4L10DL35KxxxxxVB,; ,C4L10NUVBLDxx / C4L10DL40KxxxxxVB,; ,C4L10RUVBLD / C4L10DL30KxxxxxVB,; ,C4L10RUVBLD / C4L10DL35KxxxxxVB,; ,C4L10RUVBLD / C4L10DL40KxxxxxVB,; ,C4X4L10NUVBLDxx / C4X4L10DL27KxxxxxVB,; ,C4X4L10NUVBLDxx / C4X4L10DL30KxxxxxVB,; ,C4X4L10NUVBLDxx / C4X4L10DL35KxxxxxVB,; ,C4X4L10NUVBLDxx / C4X4L10DL40KxxxxxVB,; ,C6L10NUVBZLDxx / C6L10DL27KxxxxxVB,; ,C6L10NUVBZLDxx / C6L10DL30KxxxxxVB,; ,C6L10NUVBZLDxx / C6L10DL35KxxxxxVB,; ,C6L10NUVBZLDxx / C6L10DL40KxxxxxVB,; Remodeler,C4L10RUVBLD / C4L10DL27KxxxxxVB, | Indoor | LED | Downlight Recessed | 778 | 12.9 | 60.2 |  | 2700K | 83 | 54000 | Continuously Dimmable,Wet Location Rated | Data listed is for 2700K, the worst case scenario fixture. For specific fixture data please visit the Lightingproducts.philips website. Covered reflector finishes: WHW, CCD, CCL & CL | 2015-11-02
Lightolier | Calculite | Recessed Downlight | C4L10NUVBZ10Vxx / C4L10DL27KxxxxxVB | ,C4L10NUVBZ10Vxx / C4L10DL30KxxxxxVB,; ,C4L10NUVBZ10Vxx / C4L10DL35KxxxxxVB,; ,C4L10NUVBZ10Vxx / C4L10DL40KxxxxxVB,; ,C4L10RUVBZ10V / C4L10DL30KxxxxxVB,; ,C4L10RUVBZ10V / C4L10DL35KxxxxxVB,; ,C4L10RUVBZ10V / C4L10DL40KxxxxxVB,; ,C4X4L10NUVBZ10Vxx / C4X4L10DL27KxxxxxVB,; ,C4X4L10NUVBZ10Vxx / C4X4L10DL30KxxxxxVB,; ,C4X4L10NUVBZ10Vxx / C4X4L10DL35KxxxxxVB,; ,C4X4L10NUVBZ10Vxx / C4X4L10DL40KxxxxxVB,; ,C6L10NUVBZ10Vxx / C6L10DL27KxxxxxVB,; ,C6L10NUVBZ10Vxx / C6L10DL30KxxxxxVB,; ,C6L10NUVBZ10Vxx / C6L10DL35KxxxxxVB,; ,C6L10NUVBZ10Vxx / C6L10DL40KxxxxxVB,; Remodeler,C4L10RUVBZ10V / C4L10DL27KxxxxxVB, | Indoor | LED | Downlight Recessed | 778 | 12.9 | 60.2 |  | 2700K | 83 | 54000 | 0-10V Dimming,Wet Location Rated | Data listed is for 2700K, the worst case scenario fixture. For specific fixture data please visit the Lightingproducts.philips website. Covered reflector finishes: WHW, CCD, CCL & CL | 2015-11-02
Lightolier | Calculite | Recessed Downlight | C4L15NxVBLDxx / C4L10DL27KxxxxxVB | ,C4L15NxVBLDxx / C4L10DL30KxxxxxVB,; ,C4L15NxVBLDxx / C4L10DL35KxxxxxVB,; ,C4L15NxVBLDxx / C4L10DL40KxxxxxVB,; ,C4L15RxVBLD / C4L10DL30KxxxxxVB,; ,C4L15RxVBLD / C4L10DL35KxxxxxVB,; ,C4L15RxVBLD / C4L10DL40KxxxxxVB,; ,C4X4L15NxVBLDxx / C4X4L10DL27KxxxxxVB,; ,C4X4L15NxVBLDxx / C4X4L10DL30KxxxxxVB,; ,C4X4L15NxVBLDxx / C4X4L10DL35KxxxxxVB,; ,C4X4L15NxVBLDxx / C4X4L10DL40KxxxxxVB,; Recessed Downlight,C4L15NxVBLDxx / C4L10DL27KxxxxxVB,; Remodeler,C4L15RxVBLD / C4L10DL27KxxxxxVB, | Indoor | LED | Downlight Recessed | 1133 | 20.3 | 55.8 |  | 2700K | 81 | 54000 | Continuously Dimmable,Wet Location Rated | Data listed is for 2700K, the worst case scenario fixture. For specific fixture data please visit the Lightingproducts.philips website. Covered reflector finishes: WHW, CCD, CCL & CL. | 2015-11-02
Lightolier | Calculite | Recessed Downlight | C4L15NxVBZ10Vxx / C4L10DL27KxxxxxVB | ,C4L15NxVBZ10Vxx / C4L10DL30KxxxxxVB,; ,C4L15NxVBZ10Vxx / C4L10DL35KxxxxxVB,; ,C4L15NxVBZ10Vxx / C4L10DL40KxxxxxVB,; ,C4L15RxVBZ10V / C4L10DL30KxxxxxVB,; ,C4L15RxVBZ10V / C4L10DL35KxxxxxVB,; ,C4L15RxVBZ10V / C4L10DL40KxxxxxVB,; ,C4X4L15NxVBZ10Vxx / C4X4L10DL27KxxxxxVB,; ,C4X4L15NxVBZ10Vxx / C4X4L10DL30KxxxxxVB,; ,C4X4L15NxVBZ10Vxx / C4X4L10DL35KxxxxxVB,; ,C4X4L15NxVBZ10Vxx / C4X4L10DL40KxxxxxVB,; Recessed Downlight,C4L15NxVBZ10Vxx / C4L10DL27KxxxxxVB,; Remodeler,C4L15RxVBZ10V / C4L10DL27KxxxxxVB, | Indoor | LED | Downlight Recessed | 1133 | 20.3 | 55.8 |  | 2700K | 81 | 54000 | 0-10V Dimming,Wet Location Rated | Data listed is for 2700K, the worst case scenario fixture. For specific fixture data please visit the Lightingproducts.philips website. Covered reflector finishes: WHW, CCD, CCL & CL. | 2015-11-02
Lightolier | Calculite | Cylinder | C4L20Cx27KCCLUVB | ,C4L20Cx27KCLUVB,; ,C4L20Cx30KCCDUVB,; ,C4L20Cx30KCCLUVB,; ,C4L20Cx30KCLUVB,; ,C4L20Cx35KCCDUVB,; ,C4L20Cx35KCCLUVB,; ,C4L20Cx35KCLUVB,; ,C4L20Cx40KCCDUVB,; ,C4L20Cx40KCCLUVB,; ,C4L20Cx40KCLUVB,; Cylinder,C4L20Cx27KCCLUVB, | Indoor | LED | Downlight Surface Mount | 1876 | 27.4 | 68.4 |  | 2700K | 81 | 54000 | 0-10V Dimming,Wet Location Rated | Data listed is for 2700K, the worst case scenario fixture. For specific fixture data please visit the Lightingproducts.philips website. Covered reflector finishes: CCL & CL for 2700K, CCD, CCL & CL for 3000K and above | 2015-11-02
Lightolier | Calculite | Recessed Downlight | C4L20NxVBLDxx / C4L10DL27KxxxxxVB | ,C4L20NxVBLDxx / C4L10DL30KxxxxxVB,; ,C4L20NxVBLDxx / C4L10DL35KxxxxxVB,; ,C4L20NxVBLDxx / C4L10DL40KxxxxxVB,; ,C4L20RxVBLD / C4L10DL30KxxxxxVB,; ,C4L20RxVBLD / C4L10DL35KxxxxxVB,; ,C4L20RxVBLD / C4L10DL40KxxxxxVB,; ,C4X4L20NxVBLDxx / C4X4L10DL27KxxxxxVB,; ,C4X4L20NxVBLDxx / C4X4L10DL30KxxxxxVB,; ,C4X4L20NxVBLDxx / C4X4L10DL35KxxxxxVB,; ,C4X4L20NxVBLDxx / C4X4L10DL40KxxxxxVB,; Recessed Downlight,C4L20NxVBLDxx / C4L10DL27KxxxxxVB,; Remodeler,C4L20RxVBLD / C4L10DL27KxxxxxVB, | Indoor | LED | Downlight Recessed | 1863 | 28.5 | 65.5 |  | 2700K | 82 | 54000 | Continuously Dimmable,Wet Location Rated | Data listed is for 2700K, the worst case scenario fixture. For specific fixture data please visit the Lightingproducts.philips website. Covered reflector finishes: CCL & CL for 2700K, WHW, CCD, CCL & CL for 3000K and above | 2015-11-02
Lightolier | Calculite | Recessed Downlight | C4L20NxVBZ10Vxx / C4L10DL27KxxxxxVB | ,C4L20NxVBZ10Vxx / C4L10DL30KxxxxxVB,; ,C4L20NxVBZ10Vxx / C4L10DL35KxxxxxVB,; ,C4L20NxVBZ10Vxx / C4L10DL40KxxxxxVB,; ,C4L20RxVBZ10V / C4L10DL30KxxxxxVB,; ,C4L20RxVBZ10V / C4L10DL35KxxxxxVB,; ,C4L20RxVBZ10V / C4L10DL40KxxxxxVB,; ,C4X4L20NxVBZ10Vxx / C4X4L10DL27KxxxxxVB,; ,C4X4L20NxVBZ10Vxx / C4X4L10DL30KxxxxxVB,; ,C4X4L20NxVBZ10Vxx / C4X4L10DL35KxxxxxVB,; ,C4X4L20NxVBZ10Vxx / C4X4L10DL40KxxxxxVB,; Recessed Downlight,C4L20NxVBZ10Vxx / C4L10DL27KxxxxxVB,; Remodeler,C4L20RxVBZ10V / C4L10DL27KxxxxxVB, | Indoor | LED | Downlight Recessed | 1863 | 28.5 | 65.5 |  | 2700K | 82 | 54000 | 0-10V Dimming,Wet Location Rated | Data listed is for 2700K, the worst case scenario fixture. For specific fixture data please visit the Lightingproducts.philips website. Covered reflector finishes: CCL & CL for 2700K, WHW, CCD, CCL & CL for 3000K and above | 2015-11-02
Lightolier | Calculite | Recessed Downlight | C6L15NUVBLDxx / C6L1520DL27KxxxxxxVB | ,C6L15NUVBLDxx / C6L1520DL30KxxxxxxVB,; ,C6L15NUVBLDxx / C6L1520DL35KxxxxxxVB,; ,C6L15NUVBLDxx / C6L1520DL40KxxxxxxVB,; ,C6L15RUVBLD / C6L1520DL30KxxxxxxVB,; ,C6L15RUVBLD / C6L1520DL35KxxxxxxVB,; ,C6L15RUVBLD / C6L1520DL40KxxxxxxVB,; ,C6X6L15NUVBLDxx / C6X6L1520DL27KxxxxxxVB,; ,C6X6L15NUVBLDxx / C6X6L1520DL30KxxxxxxVB,; ,C6X6L15NUVBLDxx / C6X6L1520DL35KxxxxxxVB,; ,C6X6L15NUVBLDxx / C6X6L1520DL40KxxxxxxVB,; Recessed Downlight,C6L15NUVBLDxx / C6L1520DL27KxxxxxxVB,; Remodeler,C6L15RUVBLD / C6L1520DL27KxxxxxxVB, | Indoor | LED | Downlight Recessed | 1262 | 18 | 69.8 |  | 2700K | 82 | 54000 | Continuously Dimmable,Wet Location Rated | Data listed is for 2700K, the worst case scenario fixture. For specific fixture data please visit the Lightingproducts.philips website. Covered reflector finishes: WHW, CCD, CCL & CL. | 2015-11-02
Lightolier | Calculite | Recessed Downlight | C6L15NUVBZ10Vxx / C6L1520DL27KxxxxxxVB | ,C6L15NUVBZ10Vxx / C6L1520DL30KxxxxxxVB,; ,C6L15NUVBZ10Vxx / C6L1520DL35KxxxxxxVB,; ,C6L15NUVBZ10Vxx / C6L1520DL40KxxxxxxVB,; ,C6L15RUVBZ10V / C6L1520DL30KxxxxxxVB,; ,C6L15RUVBZ10V / C6L1520DL35KxxxxxxVB,; ,C6L15RUVBZ10V / C6L1520DL40KxxxxxxVB,; ,C6X6L15NUVBZ10Vxx / C6X6L1520DL27KxxxxxxVB,; ,C6X6L15NUVBZ10Vxx / C6X6L1520DL30KxxxxxxVB,; ,C6X6L15NUVBZ10Vxx / C6X6L1520DL35KxxxxxxVB,; ,C6X6L15NUVBZ10Vxx / C6X6L1520DL40KxxxxxxVB,; Recessed Downlight,C6L15NUVBZ10Vxx / C6L1520DL27KxxxxxxVB,; Remodeler,C6L15RUVBZ10V / C6L1520DL27KxxxxxxVB, | Indoor | LED | Downlight Recessed | 1262 | 18 | 69.8 |  | 2700K | 82 | 54000 | 0-10V Dimming,Wet Location Rated | Data listed is for 2700K, the worst case scenario fixture. For specific fixture data please visit the Lightingproducts.philips website. Covered reflector finishes: WHW, CCD, CCL & CL. | 2015-11-02
Lightolier | Calculite | Recessed Downlight | C6L20NxVBLDxx / C6L1520DL27KxxxxxxVB | ,C6L20NxVBLDxx / C6L1520DL30KxxxxxxVB,; ,C6L20NxVBLDxx / C6L1520DL35KxxxxxxVB,; ,C6L20NxVBLDxx / C6L1520DL40KxxxxxxVB,; ,C6L20RxVBLD / C6L1520DL30KxxxxxxVB,; ,C6L20RxVBLD / C6L1520DL35KxxxxxxVB,; ,C6L20RxVBLD / C6L1520DL40KxxxxxxVB,; ,C6X6L20NxVBLDxx / C6X6L1520DL27KxxxxxxVB,; ,C6X6L20NxVBLDxx / C6X6L1520DL30KxxxxxxVB,; ,C6X6L20NxVBLDxx / C6X6L1520DL35KxxxxxxVB,; ,C6X6L20NxVBLDxx / C6X6L1520DL40KxxxxxxVB,; Recessed Downlight,C6L20NxVBLDxx / C6L1520DL27KxxxxxxVB,; Remodeler,C6L20RxVBLD / C6L1520DL27KxxxxxxVB, | Indoor | LED | Downlight Recessed | 1591 | 25 | 63.7 |  | 2700K | 83 | 54000 | Continuously Dimmable,Wet Location Rated | Data listed is for 2700K, the worst case scenario fixture. For specific fixture data please visit the Lightingproducts.philips website. Covered reflector finishes: WHW, CCD, CCL & CL. | 2015-11-02
Lightolier | Calculite | Recessed Downlight | C6L20NxVBZ10Vxx / C6L1520DL27KxxxxxxVB | ,C6L20NxVBZ10Vxx / C6L1520DL30KxxxxxxVB,; ,C6L20NxVBZ10Vxx / C6L1520DL35KxxxxxxVB,; ,C6L20NxVBZ10Vxx / C6L1520DL40KxxxxxxVB,; ,C6L20RxVBZ10V / C6L1520DL30KxxxxxxVB,; ,C6L20RxVBZ10V / C6L1520DL35KxxxxxxVB,; ,C6L20RxVBZ10V / C6L1520DL40KxxxxxxVB,; ,C6X6L20NxVBZ10Vxx / C6X6L1520DL27KxxxxxxVB,; ,C6X6L20NxVBZ10Vxx / C6X6L1520DL30KxxxxxxVB,; ,C6X6L20NxVBZ10Vxx / C6X6L1520DL35KxxxxxxVB,; ,C6X6L20NxVBZ10Vxx / C6X6L1520DL40KxxxxxxVB,; Recessed Downlight,C6L20NxVBZ10Vxx / C6L1520DL27KxxxxxxVB,; Remodeler,C6L20RxVBZ10V / C6L1520DL27KxxxxxxVB, | Indoor | LED | Downlight Recessed | 1591 | 25 | 63.7 |  | 2700K | 83 | 54000 | 0-10V Dimming,Wet Location Rated | Data listed is for 2700K, the worst case scenario fixture. For specific fixture data please visit the Lightingproducts.philips website. Covered reflector finishes: WHW, CCD, CCL & CL. | 2015-11-02
Lightolier | Calculite | Recessed Downlight | C6L30NxVBLDxx / C6L1520DL27KxxxxxxVB | ,C6L30NxVBLDxx / C6L1520DL30KxxxxxxVB,; ,C6L30NxVBLDxx / C6L1520DL35KxxxxxxVB,; ,C6L30NxVBLDxx / C6L1520DL40KxxxxxxVB,; ,C6L30RxVBLD / C6L1520DL30KxxxxxxVB,; ,C6L30RxVBLD / C6L1520DL35KxxxxxxVB,; ,C6L30RxVBLD / C6L1520DL40KxxxxxxVB,; ,C6X6L30NxVBLDxx / C6X6L1520DL27KxxxxxxVB,; ,C6X6L30NxVBLDxx / C6X6L1520DL30KxxxxxxVB,; ,C6X6L30NxVBLDxx / C6X6L1520DL35KxxxxxxVB,; ,C6X6L30NxVBLDxx / C6X6L1520DL40KxxxxxxVB,; Recessed Downlight,C6L30NxVBLDxx / C6L1520DL27KxxxxxxVB,; Remodeler,C6L30RxVBLD / C6L1520DL27KxxxxxxVB, | Indoor | LED | Downlight Recessed | 2231 | 36.2 | 61.6 |  | 2700K | 82 | 54000 | Continuously Dimmable,Wet Location Rated | Data listed is for 2700K, the worst case scenario fixture. For specific fixture data please visit the Lightingproducts.philips website. Covered reflector finishes: WHW, CCD, CCL & CL. | 2015-11-02
Lightolier | Calculite | Recessed Downlight | C6L30NxVBZ10Vxx / C6L1520DL27KxxxxxxVB | ,C6L30NxVBZ10Vxx / C6L1520DL30KxxxxxxVB,; ,C6L30NxVBZ10Vxx / C6L1520DL35KxxxxxxVB,; ,C6L30NxVBZ10Vxx / C6L1520DL40KxxxxxxVB,; ,C6L30RxVBZ10V / C6L1520DL30KxxxxxxVB,; ,C6L30RxVBZ10V / C6L1520DL35KxxxxxxVB,; ,C6L30RxVBZ10V / C6L1520DL40KxxxxxxVB,; ,C6X6L30NxVBZ10Vxx / C6X6L1520DL27KxxxxxxVB,; ,C6X6L30NxVBZ10Vxx / C6X6L1520DL30KxxxxxxVB,; ,C6X6L30NxVBZ10Vxx / C6X6L1520DL35KxxxxxxVB,; ,C6X6L30NxVBZ10Vxx / C6X6L1520DL40KxxxxxxVB,; Recessed Downlight,C6L30NxVBZ10Vxx / C6L1520DL27KxxxxxxVB,; Remodeler,C6L30RxVBZ10V / C6L1520DL27KxxxxxxVB, | Indoor | LED | Downlight Recessed | 2231 | 36.2 | 61.6 |  | 2700K | 82 | 54000 | 0-10V Dimming,Wet Location Rated | Data listed is for 2700K, the worst case scenario fixture. For specific fixture data please visit the Lightingproducts.philips website. Covered reflector finishes: WHW, CCD, CCL & CL. | 2015-11-02
Lightolier | Calculite | Cylinder | C7L15Cx27KCCDUVB | ,C7L15Cx27KCCLUVB,; ,C7L15Cx27KCLUVB,; ,C7L15Cx30KCCDUVB,; ,C7L15Cx30KCCLUVB,; ,C7L15Cx30KCLUVB,; ,C7L15Cx35KCCDUVB,; ,C7L15Cx35KCCLUVB,; ,C7L15Cx35KCLUVB,; ,C7L15Cx40KCCDUVB,; ,C7L15Cx40KCCLUVB,; ,C7L15Cx40KCLUVB,; Cylinder,C7L15Cx27KCCDUVB, | Indoor | LED | Downlight Surface Mount | 1262 | 18 | 69.8 |  | 2700K | 82 | 54000 | 0-10V Dimming,Wet Location Rated | Data listed is for 2700K, the worst case scenario fixture. For specific fixture data please visit the Lightingproducts.philips website. Covered reflector finishes: WHW, CCD, CCL & CL | 2015-11-02
Lightolier | Calculite | Recessed Downlight | C7L15NUVBLDxx / C7L1520DL27KxxxxxxVB | ,C7L15NUVBLDxx / C7L1520DL30KxxxxxxVB,; ,C7L15NUVBLDxx / C7L1520DL35KxxxxxxVB,; ,C7L15NUVBLDxx / C7L1520DL40KxxxxxxVB,; ,C7L15RUVBLD / C7L1520DL30KxxxxxxVB,; ,C7L15RUVBLD / C7L1520DL35KxxxxxxVB,; ,C7L15RUVBLD / C7L1520DL40KxxxxxxVB,; Recessed Downlight,C7L15NUVBLDxx / C7L1520DL27KxxxxxxVB,; Remodeler,C7L15RUVBLD / C7L1520DL27KxxxxxxVB, | Indoor | LED | Downlight Recessed | 1262 | 18 | 69.8 |  | 2700K | 82 | 54000 | Continuously Dimmable,Wet Location Rated | Data listed is for 2700K, the worst case scenario fixture. For specific fixture data please visit the Lightingproducts.philips website. Covered reflector finishes: WHW, CCD, CCL & CL. | 2015-11-02
Lightolier | Calculite | Recessed Downlight | C7L15NUVBZ10Vxx / C7L1520DL27KxxxxxxVB | ,C7L15NUVBZ10Vxx / C7L1520DL30KxxxxxxVB,; ,C7L15NUVBZ10Vxx / C7L1520DL35KxxxxxxVB,; ,C7L15NUVBZ10Vxx / C7L1520DL40KxxxxxxVB,; ,C7L15RUVBZ10V / C7L1520DL30KxxxxxxVB,; ,C7L15RUVBZ10V / C7L1520DL35KxxxxxxVB,; ,C7L15RUVBZ10V / C7L1520DL40KxxxxxxVB,; Recessed Downlight,C7L15NUVBZ10Vxx / C7L1520DL27KxxxxxxVB,; Remodeler,C7L15RUVBZ10V / C7L1520DL27KxxxxxxVB, | Indoor | LED | Downlight Recessed | 1262 | 18 | 69.8 |  | 2700K | 82 | 54000 | 0-10V Dimming,Wet Location Rated | Data listed is for 2700K, the worst case scenario fixture. For specific fixture data please visit the Lightingproducts.philips website. Covered reflector finishes: WHW, CCD, CCL & CL. | 2015-11-02
Lightolier | Calculite | Cylinder | C7L20Cx27KCCDUVB | ,C7L20Cx27KCCLUVB,; ,C7L20Cx27KCLUVB,; ,C7L20Cx30KCCDUVB,; ,C7L20Cx30KCCLUVB,; ,C7L20Cx30KCLUVB,; ,C7L20Cx35KCCDUVB,; ,C7L20Cx35KCCLUVB,; ,C7L20Cx35KCLUVB,; ,C7L20Cx40KCCDUVB,; ,C7L20Cx40KCCLUVB,; ,C7L20Cx40KCLUVB,; Cylinder,C7L20Cx27KCCDUVB, | Indoor | LED | Downlight Surface Mount | 1591 | 25 | 63.7 |  | 2700K | 83 | 54000 | 0-10V Dimming,Wet Location Rated | Data listed is for 2700K, the worst case scenario fixture. For specific fixture data please visit the Lightingproducts.philips website. Covered reflector finishes: WHW, CCD, CCL & CL | 2015-11-02
Lightolier | Calculite | Recessed Downlight | C7L20NxVBLDxx / C7L1520DL27KxxxxxxVB | ,C7L20NxVBLDxx / C7L1520DL30KxxxxxxVB,; ,C7L20NxVBLDxx / C7L1520DL35KxxxxxxVB,; ,C7L20NxVBLDxx / C7L1520DL40KxxxxxxVB,; ,C7L20RxVBLD / C7L1520DL30KxxxxxxVB,; ,C7L20RxVBLD / C7L1520DL35KxxxxxxVB,; ,C7L20RxVBLD / C7L1520DL40KxxxxxxVB,; Recessed Downlight,C7L20NxVBLDxx / C7L1520DL27KxxxxxxVB,; Remodeler,C7L20RxVBLD / C7L1520DL27KxxxxxxVB, | Indoor | LED | Downlight Recessed | 1591 | 25 | 63.7 |  | 2700K | 83 | 54000 | Continuously Dimmable,Wet Location Rated | Data listed is for 2700K, the worst case scenario fixture. For specific fixture data please visit the Lightingproducts.philips website. Covered reflector finishes: WHW, CCD, CCL & CL. | 2015-11-02
Lightolier | Calculite | Recessed Downlight | C7L20NxVBZ10Vxx / C7L1520DL27KxxxxxxVB | ,C7L20NxVBZ10Vxx / C7L1520DL30KxxxxxxVB,; ,C7L20NxVBZ10Vxx / C7L1520DL35KxxxxxxVB,; ,C7L20NxVBZ10Vxx / C7L1520DL40KxxxxxxVB,; ,C7L20RxVBZ10V / C7L1520DL30KxxxxxxVB,; ,C7L20RxVBZ10V / C7L1520DL35KxxxxxxVB,; ,C7L20RxVBZ10V / C7L1520DL40KxxxxxxVB,; Recessed Downlight,C7L20NxVBZ10Vxx / C7L1520DL27KxxxxxxVB,; Remodeler,C7L20RxVBZ10V / C7L1520DL27KxxxxxxVB, | Indoor | LED | Downlight Recessed | 1591 | 25 | 63.7 |  | 2700K | 83 | 54000 | 0-10V Dimming,Wet Location Rated | Data listed is for 2700K, the worst case scenario fixture. For specific fixture data please visit the Lightingproducts.philips website. Covered reflector finishes: WHW, CCD, CCL & CL. | 2015-11-02
Lightolier | Lightolier | Calculite Recessed Downlight Gen 3 | C4S*** / C4L108***LU / C4SDL***** | ,C4R*** / C4L108***LU / C4RDL***, | Indoor | LED | Downlight Recessed | 704 | 10.41 | 67.6 |  | 2700K | 81 | 60000 | Continuously Dimmable | Data listed is for 2700K 80CRI. For specific fixture data please visit the Lightingproducts.philips website. | 2016-09-29
Lightolier | Lightolier | Calculite Recessed Downlight Gen 3 | C4S*** / C4L158***LU / C4SDL***** | ,C4R*** / C4L158***LU / C4RDL***, | Indoor | LED | Downlight Recessed | 1033 | 15.54 | 66.5 |  | 2700K | 81 | 60000 | Continuously Dimmable | Data listed is for 2700K 80CRI. For specific fixture data please visit the Lightingproducts.philips website. | 2016-09-29
Lightolier | Lightolier | Calculite Recessed Downlight Gen 3 | C4S*** / C4L208***LU / C4SDL***** | ,C4R*** / C4L208***LU / C4RDL***, | Indoor | LED | Downlight Recessed | 1399 | 20.76 | 67.3 |  | 2700K | 81 | 60000 | Continuously Dimmable | Data listed is for 2700K 80CRI. For specific fixture data please visit the Lightingproducts.philips website. | 2016-09-29
Lightolier | Lightolier | Calculite Recessed Downlight Gen 3 | C4S*** / C4L208xxxZ10U / C4SDL***** | ,C4R*** / C4L208***Z10U / C4RDL***, | Indoor | LED | Downlight Recessed | 1399 | 20.76 | 67.3 |  | 2700K | 81 | 60000 | 0-10V Dimming | Data listed is for 2700K 80CRI. For specific fixture data please visit the Lightingproducts.philips website. | 2016-09-29
Lightolier | Lightolier | Calculite Recessed Downlight Gen 3 | C4S*** / C4L258***LU / C4SDL***** | ,C4R*** / C4L258***LU / C4RDL***, | Indoor | LED | Downlight Recessed | 1700 | 25.09 | 67.7 |  | 2700K | 81 | 60000 | Continuously Dimmable | Data listed is for 2700K 80CRI. For specific fixture data please visit the Lightingproducts.philips website. | 2016-09-29
Lightolier | Lightolier | Calculite Recessed Downlight Gen 3 | C4S*** / C4L258***Z10U / C4SDL***** | ,C4R*** / C4L258***Z10U / C4RDL***, | Indoor | LED | Downlight Recessed | 1700 | 25.09 | 67.7 |  | 2700K | 81 | 60000 | 0-10V Dimming | Data listed is for 2700K 80CRI. For specific fixture data please visit the Lightingproducts.philips website. | 2016-09-29
Lightolier | Lightolier | Calculite Recessed Downlight Gen 3 | C4S*** / C4L308***LU / C4SDL***** |  | Indoor | LED | Downlight Recessed | 2057 | 31.3 | 65.7 |  | 2700K | 81 | 60000 | Continuously Dimmable | Data listed is for 2700K 80CRI. For specific fixture data please visit the Lightingproducts.philips website. | 2016-09-29
Lightolier | Lightolier | Calculite Recessed Downlight Gen 3 | C4S*** / C4L308***Z10U / C4SDL***** |  | Indoor | LED | Downlight Recessed | 2057 | 31.3 | 65.7 |  | 2700K | 81 | 60000 | 0-10V Dimming | Data listed is for 2700K 80CRI. For specific fixture data please visit the Lightingproducts.philips website. | 2016-09-29
Lightolier | Lightolier | Calculite Recessed Downlight Gen 3 | C6R*** / C6L108***LU / C6RDL*** | ,C6S*** / C6L108***LU / C6SDL*****,; ,C7R*** / C6L108***LU / C7RDL*****, | Indoor | LED | Downlight Recessed | 679 | 9.25 | 73.3 |  | 2700K | 81 | 60000 | Continuously Dimmable | Data listed is for 2700K 80CRI. For specific fixture data please visit the Lightingproducts.philips website. | 2016-09-29
Lightolier | Lightolier | Calculite Recessed Downlight Gen 3 | C6R*** / C6L158***LU / C6RDL*** | ,C6S*** / C6L158***LU / C6SDL*****,; ,C7R*** / C6L158***LU / C7RDL*****, | Indoor | LED | Downlight Recessed | 1076 | 14.56 | 73.8 |  | 2700K | 81 | 60000 | Continuously Dimmable | Data listed is for 2700K 80CRI. For specific fixture data please visit the Lightingproducts.philips website. | 2016-09-29
Lightolier | Lightolier | Calculite Recessed Downlight Gen 3 | C6R*** / C6L208***LU / C6RDL*** | ,C6S*** / C6L208***LU / C6SDL*****,; ,C7R*** / C6L208***LU / C7RDL*****, | Indoor | LED | Downlight Recessed | 1411 | 18.85 | 74.8 |  | 2700K | 81 | 60000 | Continuously Dimmable | Data listed is for 2700K 80CRI. For specific fixture data please visit the Lightingproducts.philips website. | 2016-09-29
Lightolier | Lightolier | Calculite Recessed Downlight Gen 3 | C6R*** / C6L208***Z10U / C6RDL*** | ,C6S*** / C6L208***Z10U / C6SDL*****,; ,C7R*** / C6L208***Z10U / C7RDL***, | Indoor | LED | Downlight Recessed | 1411 | 18.85 | 74.8 |  | 2700K | 81 | 60000 | 0-10V Dimming | Data listed is for 2700K 80CRI. For specific fixture data please visit the Lightingproducts.philips website. | 2016-09-29
Lightolier | Lightolier | Calculite Recessed Downlight Gen 3 | C6R*** / C6L258***LU / C6RDL*** | ,C6S*** / C6L258***LU / C6SDL*****,; ,C7R*** / C6L258***LU / C7RDL*****, | Indoor | LED | Downlight Recessed | 1760 | 23.16 | 76 |  | 2700K | 81 | 60000 | Continuously Dimmable | Data listed is for 2700K 80CRI. For specific fixture data please visit the Lightingproducts.philips website. | 2016-09-29
Lightolier | Lightolier | Calculite Recessed Downlight Gen 3 | C6R*** / C6L258***Z10U / C6RDL*** | ,C6S*** / C6L258***Z10U / C6SDL*****,; ,C7R*** / C6L258***Z10U / C7RDL*****, | Indoor | LED | Downlight Recessed | 1760 | 23.16 | 76 |  | 2700K | 81 | 60000 | 0-10V Dimming | Data listed is for 2700K 80CRI. For specific fixture data please visit the Lightingproducts.philips website. | 2016-09-29
Lightolier | Lightolier | Calculite Recessed Downlight Gen 3 | C6R*** / C6L358***LU / C6RDL*** | ,C6S***** / C6L358***LU / C6SDL*****,; ,C7R*** / C6L358***LU / C7RDL*****, | Indoor | LED | Downlight Recessed | 2383 | 29.53 | 80.6 |  | 2700K | 81 | 60000 | Continuously Dimmable | Data listed is for 2700K 80CRI. For specific fixture data please visit the Lightingproducts.philips website. | 2016-09-29
Lightolier | Lightolier | Calculite Recessed Downlight Gen 3 | C6R*** / C6L358***Z10U / C6RDL*** | ,C6S*** / C6L358***Z10U / C6SDL*****,; ,C7R*** / C6L358***Z10U / C7RDL*****, | Indoor | LED | Downlight Recessed | 2383 | 29.53 | 80.6 |  | 2700K | 81 | 60000 | 0-10V Dimming | Data listed is for 2700K 80CRI. For specific fixture data please visit the Lightingproducts.philips website. | 2016-09-29
Lightolier | Lightolier | Calculite Recessed Downlight Gen 3 | C6R*** / C6L488***Z10U / C6RDL*** | ,C6S*** / C6L488***Z10U / C6SDL*****,; ,C7R*** / C6L488***Z10U / C7RDL*****, | Indoor | LED | Downlight Recessed | 3223 | 40.41 | 79.7 |  | 2700K | 81 | 60000 | 0-10V Dimming | Data listed is for 2700K 80CRI. For specific fixture data please visit the Lightingproducts.philips website. | 2016-09-29
Lightolier | Lightolier | Calculite Recessed Downlight Gen 3 | C6R*** / C6L608***Z10U / C6RDL*** | ,C6S*** / C6L608***Z10U / C6SDL*****,; ,C7R*** / C6L608***Z10U / C7RDL*****, | Indoor | LED | Downlight Recessed | 4307 | 56.81 | 75.8 |  | 2700K | 80 | 60000 | 0-10V Dimming | Data listed is for 2700K 80CRI. For specific fixture data please visit the Lightingproducts.philips website. | 2016-09-29
Lightolier | Lytecaster | Uniframe | 1000LED09R27E1 | ,1000LED09R35E1,; ,1100LED09R27E1,; ,1100LED09R35E1,; ,L56LED09S27E1,; ,L56LED09S35E1, | Indoor | LED | Downlight Recessed | 916 | 11.2 | 81 |  | 2700K | 82 | 54000 | Continuously Dimmable,Damp Location Rated,Wet Location Rated | Data listed is for 2700K 80CRI. For specific fixture data please visit the Lightingproducts.philips website. | 2016-05-06
Lightolier | Lytecaster | Uniframe | 1001LED09N27Z10U | ,1001LED09N35Z10U,; ,1101LED09N27Z10U,; ,1101LED09N35Z10U, | Indoor | LED | Downlight Recessed | 916 | 11.2 | 81 |  | 2700K | 82 | 54000 | Damp Location Rated,0-10V Dimming,Wet Location Rated | Data listed is for 2700K 80CRI. For specific fixture data please visit the Lightingproducts.philips website. | 2016-05-06
Lightolier | Lytecaster | Uniframe | 1001LED15N27D1 | ,1001LED15N27D2,; ,1001LED15N35D1,; ,1001LED15N35D2,; ,1101LED15N27D1,; ,1101LED15N27D2,; ,1101LED15N35D1,; ,1101LED15N35D2, | Indoor | LED | Downlight Recessed | 1528 | 20.6 | 73.9 |  | 2700K | 82 | 54000 | Continuously Dimmable,Damp Location Rated,Wet Location Rated | Data listed is for 2700K 80CRI. For specific fixture data please visit the Lightingproducts.philips website. | 2016-03-15
Lightolier | Lytecaster | Xceed | 1050LSQ09E1VA + 1050LSQ0927VA | ,1050LSQ09E1VA + 1050LSQ0935VA, | Indoor | LED | Downlight Recessed | 991 | 11.2 | 88 |  | 2700K | 83 | 54000 | Continuously Dimmable,Damp Location Rated,Wet Location Rated | Data listed is for 2700K 80CRI. For specific fixture data please visit the Lightingproducts.philips website. | 2016-05-06
Lightolier | Lytecaster | Xceed | 1050LSQ09Z10UVA + 1050LSQ0927VA | ,1050LSQ09Z10UVA + 1050LSQ0935VA, | Indoor | LED | Downlight Recessed | 991 | 11.2 | 88 |  | 2700K | 83 | 54000 | Damp Location Rated,0-10V Dimming,Wet Location Rated | Data listed is for 2700K 80CRI. For specific fixture data please visit the Lightingproducts.philips website. | 2016-05-06
Lightolier | Lytecaster | Adjustable Accent | L3NZ10U / L3088xxxx / L3Rxxx | ,L3AE1 / L3088xxxx / L3RAxx,; ,L3AE1 / L3088xxxx / L3RGx,; ,L3AE1 / L3088xxxx / L3Rxxx,; ,L3ANE1 / L3088xxxx / L3RAxx,; ,L3ANE1 / L3088xxxx / L3RGx,; ,L3ANE1 / L3088xxxx / L3Rxxx,; ,L3CE1 / L3088xxxx / L3RAxx,; ,L3CE1 / L3088xxxx / L3RGx,; ,L3CE1 / L3088xxxx / L3Rxxx,; ,L3NZ10U / L3088xxxx / L3RAxx,; ,L3NZ10U / L3088xxxx / L3RGx, | Indoor | LED | Downlight Recessed | 849 | 11.7 | 72.6 |  | 2700K | 82 | 55000 | Continuously Dimmable,Damp Location Rated,0-10V Dimming | Data listed is for 2700K. For specific fixture data please visit the Lightingproducts.philips website. | 2016-05-17
Lightolier | Lytecaster | Adjustable Accent | L3NZ10U / L3088xxxx / L3SDxx | ,L3AE1 / L3088xxxx / L3SADx,; ,L3AE1 / L3088xxxx / L3SDxx,; ,L3ANE1 / L3088xxxx / L3SADx,; ,L3ANE1 / L3088xxxx / L3SDxx,; ,L3CE1 / L3088xxxx / L3SADx,; ,L3CE1 / L3088xxxx / L3SDxx,; ,L3NZ10U / L3088xxxx / L3SADx, | Indoor | LED | Downlight Recessed | 785 | 11.4 | 68.5 |  | 3000K | 82 | 55000 | Continuously Dimmable,Damp Location Rated,0-10V Dimming | Data listed is for 3000K. For specific fixture data please visit the Lightingproducts.philips website. | 2016-05-17
Lightolier | Lytecaster | Recessed Downlight | L4R06RE1VA / L4R06xxxVA / L4Rxx | ,L4R06RE1VA / L4RA06xxxWVA, | Indoor | LED | Downlight Recessed | 463 | 6.84 | 67.7 |  | 2700K | 93 | 54000 | Continuously Dimmable | Data listed is for 2700K 90CRI. For specific fixture data please visit the Lightingproducts.philips website. | 2016-07-25
Lightolier | Lytecaster | Recessed Downlight | L4R06RZ10UVA / L4R06xxxVA / L4Rxx | ,L4R06RZ10UVA / L4RA06xxxWVA, | Indoor | LED | Downlight Recessed | 469 | 7.92 | 59.2 |  | 2700K | 93 | 54000 | 0-10V Dimming | Data listed is for 2700K 90CRI. For specific fixture data please visit the Lightingproducts.philips website. | 2016-07-25
Lightolier | Lytecaster | Recessed Downlight | L4R10AxE1VA / L4R10xxxVA / L4Rxx | ,L4R10AxE1VA / L4RA10xxxWVA,; ,L4R10RE1VA / L4R10xxxVA / L4Rxx,; ,L4R10RE1VA / L4RA10xxxWVA, | Indoor | LED | Downlight Recessed | 706 | 10.64 | 66.3 |  | 2700K | 94 | 54000 | Continuously Dimmable | Data listed is for 2700K 90CRI. For specific fixture data please visit the Lightingproducts.philips website. | 2016-07-25
Lightolier | Lytecaster | Recessed Downlight | L4R10AxZ10UVA / L4R10xxxVA / L4Rxx | ,L4R10AxZ10UVA / L4RA10xxxWVA,; ,L4R10RZ10UVA / L4R10xxxVA / L4Rxx,; ,L4R10RZ10UVA / L4RA10xxxWVA, | Indoor | LED | Downlight Recessed | 745 | 12.07 | 61.7 |  | 2700K | 94 | 54000 | 0-10V Dimming | Data listed is for 2700K 90CRI. For specific fixture data please visit the Lightingproducts.philips website. | 2016-07-25
Lightolier | Lytecaster | Recessed Downlight | L4RAxE1VA / L4RA068xxWVA |  | Indoor | LED | Downlight Recessed | 555 | 8 | 69.6 |  | 2700K | 81 | 54000 | Continuously Dimmable,0-10V Dimming | Data listed is for 2700K 80CRI, the worst case scenario fixture. For specific fixture data please visit the LightingProducts.Philips.com website. | 2015-08-17
Lightolier | Lytecaster | Recessed Downlight | L4RAxE1VA / L4RA06927WVA |  | Indoor | LED | Downlight Recessed | 463 | 6.8 | 67.7 |  | 2700K | 94 | 54000 | Continuously Dimmable | Data listed is for 2700K 90CRI, the worst case scenario fixture. For specific fixture data please visit the LightingProducts.Philips.com website. | 2015-08-17
Lightolier | Lytecaster | Recessed Downlight | L4RAxZ10UVA / L4R068xxVA |  | Indoor | LED | Downlight Recessed | 555 | 8 | 69.6 |  | 2700K | 81 | 54000 | Continuously Dimmable,0-10V Dimming | Data listed is for 2700K 80CRI, the worst case scenario fixture. For specific fixture data please visit the LightingProducts.Philips.com website. | 2015-08-17
Lightolier | Lytecaster | Recessed Downlight | L4RAxZ10UVA / L4RA06927WVA |  | Indoor | LED | Downlight Recessed | 469 | 7.9 | 59.3 |  | 2700K | 93 | 54000 | Continuously Dimmable,0-10V Dimming | Data listed is for 2700K 90CRI, the worst case scenario fixture. For specific fixture data please visit the LightingProducts.Philips.com website. | 2015-08-17
Lightolier | Lytecaster | Recessed Downlight | L5R10RE1VA / L5R10xxxVA / L5Rxx | ,L5R10RE1VA / L5RA10xxxWVA, | Indoor | LED | Downlight Recessed | 859 | 11.82 | 72.7 |  | 2700K | 93 | 54000 | Continuously Dimmable | Data listed is for 2700K 90CRI. For specific fixture data please visit the Lightingproducts.philips website. | 2016-07-25
Lightolier | Lytecaster | Recessed Downlight | L5R10RZ10UVA / L5R10xxxVA / L5Rxx | ,L5R10RZ10UVA / L5RA10xxxWVA, | Indoor | LED | Downlight Recessed | 879 | 12.89 | 68.2 |  | 2700K | 93 | 54000 | 0-10V Dimming | Data listed is for 2700K 90CRI. For specific fixture data please visit the Lightingproducts.philips website. | 2016-07-25
Lightolier | Lytecaster | Recessed Downlight | L5R15AxE1VA / L5R15xxxVA / L5Rxx | ,L5R15AxE1VA / L5RA15xxxWVA,; ,L5R15RE1VA / L5R15xxxVA / L5Rxx,; ,L5R15RE1VA / L5RA15xxxWVA, | Indoor | LED | Downlight Recessed | 1070 | 15.08 | 71 |  | 2700K | 94 | 54000 | Continuously Dimmable | Data listed is for 2700K 90CRI. For specific fixture data please visit the Lightingproducts.philips website. | 2016-07-25
Lightolier | Lytecaster | Recessed Downlight | L5R15AxZ10UVA / L5R15xxxVA / L5Rxx | ,L5R15AxZ10UVA / L5RA15xxxWVA,; ,L5R15RZ10UVA / L5R15xxxVA / L5Rxx,; ,L5R15RZ10UVA / L5RA15xxxWVA, | Indoor | LED | Downlight Recessed | 1084 | 15.81 | 68.5 |  | 2700K | 94 | 54000 | 0-10V Dimming | Data listed is for 2700K 90CRI. For specific fixture data please visit the Lightingproducts.philips website. | 2016-07-25
Lightolier | Lytecaster | Recessed Downlight | L5RAxE1VA / L5R10927VA |  | Indoor | LED | Downlight Recessed | 859 | 11.8 | 72.7 |  | 2700K | 94 | 54000 | Continuously Dimmable | Data listed is for 2700K 90CRI, the worst case scenario fixture. For specific fixture data please visit the LightingProducts.Philips.com website. | 2015-08-17
Lightolier | Lytecaster | Recessed Downlight | L5RAxEWG1 / L5R078WG / L5RDx | ,L5R07REWG1 / L5R078WG / L5RBx,; ,L5R07REWG1 / L5R078WG / L5RDx,; ,L5RAxEWG1 / L5R078WG / L5RBx, | Indoor | LED | Downlight Recessed | 706 | 12.07 | 58.5 |  | 2700K | 80 | 57000 | Warm Dimming |  | 2016-08-30
Lightolier | Lytecaster | Recessed Downlight | L5RAxZ10UVA / L5R108xxWVA |  | Indoor | LED | Downlight Recessed | 1049 | 12.9 | 81.5 |  | 2700K | 82 | 54000 | Continuously Dimmable,0-10V Dimming | Data listed is for 2700K 80CRI, the worst case scenario fixture. For specific fixture data please visit the LightingProducts.Philips.com website. | 2015-08-17
Lightolier | Lytecaster | Recessed Downlight | L5RAxZ10UVA / L5R10927WVA |  | Indoor | LED | Downlight Recessed | 880 | 12.9 | 68.2 |  | 2700K | 94 | 54000 | Continuously Dimmable,0-10V Dimming | Data listed is for 2700K 90CRI, the worst case scenario fixture. For specific fixture data please visit the LightingProducts.Philips.com website. | 2015-08-17
Lightolier | Lytecaster | Recessed Downlight | L6R15RE1VA / L6R20xxxVA / L6Rxx | ,L6R15RE1VA / L6RA15xxxWVA, | Indoor | LED | Downlight Recessed | 1201 | 16.13 | 74.4 |  | 2700K | 94 | 54000 | Continuously Dimmable | Data listed is for 2700K 90CRI. For specific fixture data please visit the Lightingproducts.philips website. | 2016-07-25
Lightolier | Lytecaster | Recessed Downlight | L6R15RZ10UVA / L6R20xxxVA / L6Rxx | ,L6R15RZ10UVA / L6RA15xxxWVA, | Indoor | LED | Downlight Recessed | 1194 | 16.85 | 70.8 |  | 2700K | 94 | 54000 | 0-10V Dimming | Data listed is for 2700K 90CRI. For specific fixture data please visit the Lightingproducts.philips website. | 2016-07-25
Lightolier | Lytecaster | Recessed Downlight | L6R20AxE1VA / L6R20xxxVA / L6Rxx | ,L6R20AxE1VA / L6RA20xxxWVA,; ,L6R20RE1VA / L6R20xxxVA / L6Rxx,; ,L6R20RE1VA / L6RA20xxxWVA, | Indoor | LED | Downlight Recessed | 1360 | 18.79 | 72.3 |  | 2700K | 94 | 54000 | Continuously Dimmable | Data listed is for 2700K 90CRI. For specific fixture data please visit the Lightingproducts.philips website. | 2016-07-25
Lightolier | Lytecaster | Recessed Downlight | L6R20AxZ10UVA / L6R20xxxVA / L6Rxx | ,L6R20AxZ10UVA / L6RA20xxxWVA,; ,L6R20RZ10UVA / L6R20xxxVA / L6Rxx,; ,L6R20RZ10UVA / L6RA20xxxWVA, | Indoor | LED | Downlight Recessed | 1422 | 19.92 | 71.3 |  | 2700K | 94 | 54000 | 0-10V Dimming | Data listed is for 2700K 90CRI. For specific fixture data please visit the Lightingproducts.philips website. | 2016-07-25
Lightolier | Lytecaster | Recessed Downlight | L6RAxE1VA / L6R158xxWVA |  | Indoor | LED | Downlight Recessed | 1361 | 16.8 | 81 |  | 2700K | 82 | 54000 | Continuously Dimmable,0-10V Dimming | Data listed is for 2700K 80CRI, the worst case scenario fixture. For specific fixture data please visit the LightingProducts.Philips.com website. | 2015-08-17
Lightolier | Lytecaster | Recessed Downlight | L6RAxE1VA / L6R15927VA |  | Indoor | LED | Downlight Recessed | 1201 | 16.1 | 74.5 |  | 2700K | 94 | 54000 | Continuously Dimmable | Data listed is for 2700K 90CRI, the worst case scenario fixture. For specific fixture data please visit the LightingProducts.Philips.com website. | 2015-08-17
Lightolier | Lytecaster | Recessed Downlight | L6RAxZ10UVA / L6R158xxWVA |  | Indoor | LED | Downlight Recessed | 1361 | 16.8 | 81 |  | 2700K | 82 | 54000 | Continuously Dimmable,0-10V Dimming | Data listed is for 2700K 80CRI, the worst case scenario fixture. For specific fixture data please visit the LightingProducts.Philips.com website. | 2015-08-17
Lightolier | Lytecaster | LyteProfile | P4RD10NxxxxVB / P4RD827VB / P4RDxx | ,P4RD10NxxxxVB / P4RD830VB / P4RDxx,; ,P4RD10NxxxxVB / P4RD835VB / P4RDxx,; ,P4RD10NxxxxVB / P4RD840VB / P4RDxx, | Indoor | LED | Downlight Recessed | 762 | 11.2 | 68 |  | 2700K | 81 | 54000 | Continuously Dimmable,Wet Location Rated | Data listed is for 2700K 80CRI. For specific fixture data please visit the Lightingproducts.philips website. | 2016-05-17
Lightolier | Lytecaster | LyteProfile | P4RD15NxxxxVB / P4RD827VB / P4RDxx | ,P4RD15NxxxxVB / P4RD830VB / P4RDxx,; ,P4RD15NxxxxVB / P4RD835VB / P4RDxx,; ,P4RD15NxxxxVB / P4RD840VB / P4RDxx, | Indoor | LED | Downlight Recessed | 1083 | 16.4 | 66 |  | 2700K | 81 | 54000 | Continuously Dimmable,Wet Location Rated | Data listed is for 2700K 80CRI. For specific fixture data please visit the Lightingproducts.philips website. | 2016-05-17
Lightolier | Lytecaster | LyteProfile | P4RD20NxxxxVB / P4RD827VB / P4RDxx | ,P4RD20NxxxxVB / P4RD830VB / P4RDxx,; ,P4RD20NxxxxVB / P4RD835VB / P4RDxx,; ,P4RD20NxxxxVB / P4RD840VB / P4RDxx, | Indoor | LED | Downlight Recessed | 1432 | 24 | 59.7 |  | 2700K | 81 | 54000 | Continuously Dimmable,Wet Location Rated | Data listed is for 2700K 80CRI. For specific fixture data please visit the Lightingproducts.philips website. | 2016-05-17
Lightolier | Lytecaster | LyteProfile | P6RD10NxxxxVB / P6RD827VB / P6Rxxxxx | ,P6RD10NxxxxVB / P6RD830VB / P6Rxxxxx,; ,P6RD10NxxxxVB / P6RD835VB / P6Rxxxxx,; ,P6RD10NxxxxVB / P6RD840VB / P6Rxxxxx, | Indoor | LED | Downlight Recessed | 645 | 10.4 | 62 |  | 2700K | 81 | 54000 | Continuously Dimmable,Wet Location Rated | Data listed is for 2700K 80CRI. For specific fixture data please visit the Lightingproducts.philips website. | 2016-05-17
Lightolier | Lytecaster | LyteProfile | P6RD15NxxxxVB / P6RD827VB / P6Rxxxxx | ,P6RD15NxxxxVB / P6RD830VB / P6Rxxxxx,; ,P6RD15NxxxxVB / P6RD835VB / P6Rxxxxx,; ,P6RD15NxxxxVB / P6RD840VB / P6Rxxxxx, | Indoor | LED | Downlight Recessed | 925 | 15 | 61.8 |  | 2700K | 81 | 54000 | Continuously Dimmable,Wet Location Rated | Data listed is for 2700K 80CRI. For specific fixture data please visit the Lightingproducts.philips website. | 2016-05-17
Lightolier | Lytecaster | LyteProfile | P6RD20NxxxxVB / P6RD827VB / P6Rxxxxx | ,P6RD20NxxxxVB / P6RD830VB / P6Rxxxxx,; ,P6RD20NxxxxVB / P6RD835VB / P6Rxxxxx,; ,P6RD20NxxxxVB / P6RD840VB / P6Rxxxxx, | Indoor | LED | Downlight Recessed | 1236 | 20.3 | 61 |  | 2700K | 81 | 54000 | Continuously Dimmable,Wet Location Rated | Data listed is for 2700K 80CRI. For specific fixture data please visit the Lightingproducts.philips website. | 2016-05-17
Lightolier | Lytecaster | LyteProfile | P6RD25NxxxxVB / P6RD827VB / P6Rxxxxx | ,P6RD25NxxxxVB / P6RD830VB / P6Rxxxxx,; ,P6RD25NxxxxVB / P6RD835VB / P6Rxxxxx,; ,P6RD25NxxxxVB / P6RD840VB / P6Rxxxxx, | Indoor | LED | Downlight Recessed | 1563 | 28.1 | 55.6 |  | 2700K | 81 | 54000 | Continuously Dimmable,Wet Location Rated | Data listed is for 2700K 80CRI. For specific fixture data please visit the Lightingproducts.philips website. | 2016-05-17
Lightolier | Lytecaster | SlimSurface | S4S927K7xx | ,S4S827K7xx,; ,S4S827K7xxZ10U,; ,S4S830K7xx,; ,S4S830K7xxZ10U,; ,S4S835K7xx,; ,S4S835K7xxZ10U,; ,S4S840K7xx,; ,S4S840K7xxZ10U,; ,S4S927K7xxZ10U, | Indoor | LED | Downlight Surface Mount | 601 | 9 | 66.5 |  | 2700K | 90 | 42000 | Continuously Dimmable,Wet Location Rated | Data listed is for 2700K 90CRI. For specific fixture data please visit the Lightingproducts.philips website. | 2016-05-25
Lightolier | Lytecaster | SlimSurface | S5R927K7xx | ,S5R827K7xx,; ,S5R827K7xxZ10U,; ,S5R830K7xx,; ,S5R830K7xxZ10U,; ,S5R835K7xx,; ,S5R835K7xxZ10U,; ,S5R840K7xx,; ,S5R840K7xxZ10U,; ,S5R927K7xxZ10U, | Indoor | LED | Downlight Surface Mount | 567 | 9 | 62.7 |  | 2700K | 90 | 42000 | Continuously Dimmable,Wet Location Rated | Data listed is for 2700K 90CRI. For specific fixture data please visit the Lightingproducts.philips website. | 2016-05-25
Lightolier | Lytecaster | SlimSurface | S6S830K10-D |  | Indoor | LED | Downlight Surface Mount | 909 | 13.2 | 68.6 |  | 2700K | 89 | 42000 | Continuously Dimmable,Damp Location Rated | Data listed is for 2700K 90CRI. For specific fixture data please visit the Lightingproducts.philips website. | 2016-06-07
Lightolier | Lytecaster | SlimSurface | S6S927K10xx | ,S6S827K10xx,; ,S6S827K10xxZ10U,; ,S6S830K10xx,; ,S6S830K10xxZ10U,; ,S6S835K10xx,; ,S6S835K10xxZ10U,; ,S6S840K10xx,; ,S6S840K10xxZ10U,; ,S6S927K10xxZ10U, | Indoor | LED | Downlight Surface Mount | 909 | 13.2 | 68.6 |  | 2700K | 89 | 42000 | Continuously Dimmable,Wet Location Rated | Data listed is for 2700K 90CRI. For specific fixture data please visit the Lightingproducts.philips website. | 2016-06-07
Lightolier | Lytecaster | SlimSurface | S7R927K10xx | ,S7R827K10xx,; ,S7R827K10xxZ10U,; ,S7R830K10xx,; ,S7R830K10xxZ10U,; ,S7R835K10xx,; ,S7R835K10xxZ10U,; ,S7R840K10xx,; ,S7R840K10xxZ10U,; ,S7R927K10xxZ10U, | Indoor | LED | Downlight Surface Mount | 990 | 13.1 | 75.5 |  | 2700K | 90 | 42000 | Continuously Dimmable,Wet Location Rated | Data listed is for 2700K 90CRI. For specific fixture data please visit the Lightingproducts.philips website. | 2016-05-25
Litecorr Global Inc | Litecorr Global Inc | LG-RD4-09W30 | LG-RD4-09W30 |  | Indoor/Outdoor | LED | Downlight Solid State Retrofit | 715 | 9 | 80.5 |  | 3000K | 83 | 35000 | Continuously Dimmable |  | 2016-08-22
Litecorr Global Inc | LITECORR | SSL Recessed Downlight | LCG-RD8-25W27 |  | Indoor | LED | Downlight Recessed | 1950 | 25 | 83.8 |  | 2700K | 82 | 50000 | Continuously Dimmable |  | 2016-07-11
Litecorr Global Inc | LITECORR | SSL Recessed Downlight | LCG-RD8-25W30 |  | Indoor | LED | Downlight Recessed | 2000 | 25 | 83.8 |  | 3000K | 82 | 50000 | Continuously Dimmable |  | 2016-07-11
Litecorr Global Inc | LITECORR | SSL Recessed Downlight | LCG-RD8-25W35 |  | Indoor | LED | Downlight Recessed | 2000 | 25 | 83.8 |  | 3500K | 82 | 50000 | Continuously Dimmable |  | 2016-07-11
Litecorr Global Inc | LITECORR | SSL Recessed Downlight | LCG-RD8-25W40 |  | Indoor | LED | Downlight Recessed | 2050 | 25 | 83.8 |  | 4000/4100K | 82 | 50000 | Continuously Dimmable |  | 2016-07-11
Litecorr Global Inc | LITECORR | SSL Recessed Downlight | LCG-RD8-25W50 |  | Indoor | LED | Downlight Recessed | 2100 | 25 | 83.8 |  | 5000K | 82 | 50000 | Continuously Dimmable |  | 2016-07-11
Litecorr Global Inc | Litecorr Global Inc | LG-RD4-09W35 | LG-RD4-09W35 |  | Indoor/Outdoor | LED | Downlight Solid State Retrofit | 750 | 9 | 84 |  | 3500K | 81 | 35000 | Continuously Dimmable |  | 2016-08-22
Litecorr Global Inc | Litecorr Global Inc | LG-RD4-09W40 | LG-RD4-09W40 |  | Indoor/Outdoor | LED | Downlight Solid State Retrofit | 780 | 9 | 87.9 |  | 4000/4100K | 82 | 35000 | Continuously Dimmable |  | 2016-08-22
Litecorr Global Inc | Litecorr Global Inc | LG-RD4-09W50 | LG-RD4-09W50 |  | Indoor/Outdoor | LED | Downlight Solid State Retrofit | 830 | 9 | 93.6 |  | 5000K | 81 | 35000 | Continuously Dimmable |  | 2016-08-22
Litecorr Global Inc | Litecorr Global Inc | LG-RD6-13W30 | LG-RD6-13W30 |  | Indoor/Outdoor | LED | Downlight Solid State Retrofit | 960 | 13 | 72.9 |  | 3000K | 84 | 35000 | Continuously Dimmable |  | 2016-08-22
Litecorr Global Inc | Litecorr Global Inc | LG-RD6-13W35 | LG-RD6-13W35 |  | Indoor/Outdoor | LED | Downlight Solid State Retrofit | 1000 | 13 | 80.5 |  | 3500K | 83 | 35000 | Continuously Dimmable |  | 2016-08-22
Litecorr Global Inc | Litecorr Global Inc | LG-RD6-13W40 | LG-RD6-13W40 |  | Indoor/Outdoor | LED | Downlight Solid State Retrofit | 1100 | 13 | 87.2 |  | 4000/4100K | 84 | 35000 | Continuously Dimmable |  | 2016-08-22
Litecorr Global Inc | Litecorr Global Inc | LG-RD6-13W50 | LG-RD6-13W50 |  | Indoor/Outdoor | LED | Downlight Solid State Retrofit | 1140 | 13 | 91.6 |  | 5000K | 83 | 35000 | Continuously Dimmable |  | 2016-08-22
Liteharbor Lighting Technology Co.,Ltd | Liteharbor | LED Downlight Retrofit | BL4-XXX |  | Indoor | LED | Downlight Solid State Retrofit | 720 | 12 | 70.5 |  | 3000K | 91 | 25000 | Continuously Dimmable | The first â€œXâ€ could be 0, 1 or 2 denotes CCT 3000K, 4000K or 5000K; The second and third â€œXXâ€ could be 01, 02, 03 or 04 denotes body color White, Black, Chrome or Satin Nickel. | 2016-06-14
Liteharbor Lighting Technology Co.,Ltd | Liteharbor | LED Downlight Retrofit | BL6-XXX |  | Indoor | LED | Downlight Solid State Retrofit | 1050 | 16 | 75.8 |  | 3000K | 92 | 25000 | Continuously Dimmable | The first â€œXâ€ could be 0, 1 or 2 denotes CCT 3000K, 4000K or 5000K; The second and third â€œXXâ€ could be 01, 02, 03 or 04 denotes body color White, Black, Chrome or Satin Nickel. | 2016-06-14
Liteharbor Lighting Technology Co.,Ltd | Liteharbor | LED Downlight Retrofit | BL8-XXX |  | Indoor | LED | Downlight Solid State Retrofit | 720 | 12 | 66.6 |  | 3000K | 92 | 25000 | Continuously Dimmable | The first â€œXâ€ could be 0, 1 or 2 denotes CCT 3000K, 4000K or 5000K; The second and third â€œXXâ€ could be 01, 02, 03 or 04 denotes body color White, Black, Chrome or Satin Nickel. | 2016-06-14
Liteline Corporation | Liteline | LED Downlight Retrofit | ALR10-1427W |  | Indoor | LED | Downlight Recessed | 1140 | 17 | 67.9 |  | 2700K | 82 | 35000 | Continuously Dimmable |  | 2016-04-22
Liteline Corporation | Liteline | LED Downlight Retrofit | ALR10-1430W |  | Indoor | LED | Downlight Recessed | 1140 | 17 | 67.9 |  | 3000K | 82 | 35000 | Continuously Dimmable |  | 2016-04-22
Liteline Corporation | Liteline | LED Downlight Retrofit | ALR10-1435W |  | Indoor | LED | Downlight Recessed | 1140 | 17 | 67.9 |  | 3500K | 82 | 35000 | Continuously Dimmable |  | 2016-04-22
Liteline Corporation | Liteline | LED Downlight Retrofit | ALR10-1440W |  | Indoor | LED | Downlight Recessed | 1140 | 17 | 67.9 |  | 4000/4100K | 82 | 35000 | Continuously Dimmable |  | 2016-04-22
Liteline Corporation | Liteline | LED Downlight Retrofit | ALR10-1450W |  | Indoor | LED | Downlight Recessed | 1140 | 17 | 67.9 |  | 5000K | 82 | 35000 | Continuously Dimmable |  | 2016-04-22
Liteline Corporation | Liteline | LED Downlight Retrofit | ALR10-2627W |  | Indoor | LED | Downlight Recessed | 1631 | 23 | 76.2 |  | 2700K | 82 | 35000 | Continuously Dimmable |  | 2016-04-22
Liteline Corporation | Liteline | LED Downlight Retrofit | ALR10-2630W |  | Indoor | LED | Downlight Recessed | 1712 | 23 | 90.4 |  | 3000K | 82 | 35000 | Continuously Dimmable |  | 2016-04-22
Liteline Corporation | Liteline | LED Downlight Retrofit | ALR10-2635W |  | Indoor | LED | Downlight Recessed | 1790 | 23 | 90.4 |  | 3500K | 82 | 35000 | Continuously Dimmable |  | 2016-04-22
Liteline Corporation | Liteline | LED Downlight Retrofit | ALR10-2640W |  | Indoor | LED | Downlight Recessed | 1850 | 23 | 90.4 |  | 4000/4100K | 82 | 35000 | Continuously Dimmable |  | 2016-04-22
Liteline Corporation | Liteline | LED Downlight Retrofit | ALR10-2650W |  | Indoor | LED | Downlight Recessed | 1892 | 23 | 90.4 |  | 5000K | 82 | 35000 | Continuously Dimmable |  | 2016-04-22
Liteline Corporation | Liteline | LED Downlight Retrofit | ALR10-3427W |  | Indoor | LED | Downlight Recessed | 2065 | 31.1 | 66.4 |  | 2700K | 81 | 35000 | Continuously Dimmable |  | 2016-04-22
Liteline Corporation | Liteline | LED Downlight Retrofit | ALR10-3430W |  | Indoor | LED | Downlight Recessed | 2168 | 31.1 | 81.8 |  | 3000K | 81 | 35000 | Continuously Dimmable |  | 2016-04-22
Liteline Corporation | Liteline | LED Downlight Retrofit | ALR10-3435W |  | Indoor | LED | Downlight Recessed | 2270 | 31.1 | 81.8 |  | 3500K | 81 | 35000 | Continuously Dimmable |  | 2016-04-22
Liteline Corporation | Liteline | LED Downlight Retrofit | ALR10-3440W |  | Indoor | LED | Downlight Recessed | 2390 | 31.1 | 81.8 |  | 4000/4100K | 81 | 35000 | Continuously Dimmable |  | 2016-04-22
Liteline Corporation | Liteline | LED Downlight Retrofit | ALR10-3450W |  | Indoor | LED | Downlight Recessed | 2432 | 31.1 | 81.8 |  | 5000K | 82 | 35000 | Continuously Dimmable |  | 2016-04-22
Liteline Corporation | Liteline | LED Downlight Retrofit | ALR4-2630W |  | Indoor | LED | Downlight Recessed | 1415 | 23 | 75.6 |  | 3000K | 82 | 35000 | Continuously Dimmable |  | 2016-04-22
Liteline Corporation | Liteline | LED Downlight Retrofit | ALR4-2635W |  | Indoor | LED | Downlight Recessed | 1485 | 23 | 75.6 |  | 3500K | 82 | 35000 | Continuously Dimmable |  | 2016-04-22
Liteline Corporation | Liteline | LED Downlight Retrofit | ALR4-1427W |  | Indoor | LED | Downlight Recessed | 900 | 17 | 54.3 |  | 2700K | 82 | 35000 | Continuously Dimmable |  | 2016-04-22
Liteline Corporation | Liteline | LED Downlight Retrofit | ALR4-1430W |  | Indoor | LED | Downlight Recessed | 900 | 17 | 54.3 |  | 3000K | 82 | 35000 | Continuously Dimmable |  | 2016-04-22
Liteline Corporation | Liteline | LED Downlight Retrofit | ALR4-1435W |  | Indoor | LED | Downlight Recessed | 900 | 17 | 54.3 |  | 3500K | 82 | 35000 | Continuously Dimmable |  | 2016-04-22
Liteline Corporation | Liteline | LED Downlight Retrofit | ALR4-1440W |  | Indoor | LED | Downlight Recessed | 900 | 17 | 54.3 |  | 4000/4100K | 82 | 35000 | Continuously Dimmable |  | 2016-04-22
Liteline Corporation | Liteline | LED Downlight Retrofit | ALR4-1450W |  | Indoor | LED | Downlight Recessed | 900 | 17 | 54.3 |  | 5000K | 82 | 35000 | Continuously Dimmable |  | 2016-04-22
Liteline Corporation | Liteline | LED Downlight Retrofit | ALR4-2627W |  | Indoor | LED | Downlight Recessed | 1348 | 23 | 63 |  | 2700K | 82 | 35000 | Continuously Dimmable |  | 2016-04-22
Liteline Corporation | Liteline | LED Downlight Retrofit | ALR4-2640W |  | Indoor | LED | Downlight Recessed | 1500 | 23 | 75.6 |  | 4000/4100K | 82 | 35000 | Continuously Dimmable |  | 2016-04-22
Liteline Corporation | Liteline | LED Downlight Retrofit | ALR4-2650W |  | Indoor | LED | Downlight Recessed | 1578 | 23 | 75.6 |  | 5000K | 82 | 35000 | Continuously Dimmable |  | 2016-04-22
Liteline Corporation | Liteline | LED Downlight Retrofit | ALR6-1427W |  | Indoor | LED | Downlight Recessed | 910 | 17 | 54.3 |  | 2700K | 82 | 35000 | Continuously Dimmable |  | 2016-04-22
Liteline Corporation | Liteline | LED Downlight Retrofit | ALR6-1430W |  | Indoor | LED | Downlight Recessed | 910 | 17 | 54.3 |  | 3000K | 82 | 35000 | Continuously Dimmable |  | 2016-04-22
Liteline Corporation | Liteline | LED Downlight Retrofit | ALR6-1435W |  | Indoor | LED | Downlight Recessed | 910 | 17 | 54.3 |  | 3500K | 82 | 35000 | Continuously Dimmable |  | 2016-04-22
Liteline Corporation | Liteline | LED Downlight Retrofit | ALR6-1440W |  | Indoor | LED | Downlight Recessed | 910 | 17 | 54.3 |  | 4000/4100K | 82 | 35000 | Continuously Dimmable |  | 2016-04-22
Liteline Corporation | Liteline | LED Downlight Retrofit | ALR6-1450W |  | Indoor | LED | Downlight Recessed | 910 | 17 | 54.3 |  | 5000K | 82 | 35000 | Continuously Dimmable |  | 2016-04-22
Liteline Corporation | Liteline | LED Downlight Retrofit | ALR6-2627W |  | Indoor | LED | Downlight Recessed | 1348 | 23 | 62.7 |  | 2700K | 82 | 35000 | Continuously Dimmable |  | 2016-04-22
Liteline Corporation | Liteline | LED Downlight Retrofit | ALR6-2630W |  | Indoor | LED | Downlight Recessed | 1415 | 23 | 75.1 |  | 3000K | 82 | 35000 | Continuously Dimmable |  | 2016-04-22
Liteline Corporation | Liteline | LED Downlight Retrofit | ALR6-2635W |  | Indoor | LED | Downlight Recessed | 1485 | 23 | 75.1 |  | 3500K | 82 | 35000 | Continuously Dimmable |  | 2016-04-22
Liteline Corporation | Liteline | LED Downlight Retrofit | ALR6-2640W |  | Indoor | LED | Downlight Recessed | 1500 | 23 | 75.1 |  | 4000/4100K | 82 | 35000 | Continuously Dimmable |  | 2016-04-22
Liteline Corporation | Liteline | LED Downlight Retrofit | ALR6-2650W |  | Indoor | LED | Downlight Recessed | 1570 | 23 | 75.1 |  | 5000K | 82 | 35000 | Continuously Dimmable |  | 2016-04-22
Liteline Corporation | Liteline | LED Downlight Retrofit | ALR6-3427W |  | Indoor | LED | Downlight Recessed | 1700 | 31.1 | 54.7 |  | 2700K | 81 | 35000 | Continuously Dimmable |  | 2016-04-22
Liteline Corporation | Liteline | LED Downlight Retrofit | ALR6-3430W |  | Indoor | LED | Downlight Recessed | 1785 | 31.1 | 66.6 |  | 3000K | 82 | 35000 | Continuously Dimmable |  | 2016-04-22
Liteline Corporation | Liteline | LED Downlight Retrofit | ALR6-3435W |  | Indoor | LED | Downlight Recessed | 1874 | 31.1 | 66.6 |  | 3500K | 82 | 35000 | Continuously Dimmable |  | 2016-04-22
Liteline Corporation | Liteline | LED Downlight Retrofit | ALR6-3440W |  | Indoor | LED | Downlight Recessed | 1940 | 31.1 | 66.6 |  | 4000/4100K | 82 | 35000 | Continuously Dimmable |  | 2016-04-22
Liteline Corporation | Liteline | LED Downlight Retrofit | ALR6-3450W |  | Indoor | LED | Downlight Recessed | 1978 | 31.1 | 66.6 |  | 5000K | 83 | 35000 | Continuously Dimmable |  | 2016-04-22
Liteline Corporation | Liteline | LED Downlight Retrofit | ALR8-1427W |  | Indoor | LED | Downlight Recessed | 1080 | 17 | 64.7 |  | 2700K | 82 | 35000 | Continuously Dimmable |  | 2016-04-22
Liteline Corporation | Liteline | LED Downlight Retrofit | ALR8-1430W |  | Indoor | LED | Downlight Recessed | 1080 | 17 | 64.7 |  | 3000K | 82 | 35000 | Continuously Dimmable |  | 2016-04-22
Liteline Corporation | Liteline | LED Downlight Retrofit | ALR8-1435W |  | Indoor | LED | Downlight Recessed | 1080 | 17 | 64.7 |  | 3500K | 82 | 35000 | Continuously Dimmable |  | 2016-04-22
Liteline Corporation | Liteline | LED Downlight Retrofit | ALR8-1440W |  | Indoor | LED | Downlight Recessed | 1080 | 17 | 64.7 |  | 4000/4100K | 82 | 35000 | Continuously Dimmable |  | 2016-04-22
Liteline Corporation | Liteline | LED Downlight Retrofit | ALR8-1450W |  | Indoor | LED | Downlight Recessed | 1080 | 17 | 64.7 |  | 5000K | 82 | 35000 | Continuously Dimmable |  | 2016-04-22
Liteline Corporation | Liteline | LED Downlight Retrofit | ALR8-2627W |  | Indoor | LED | Downlight Recessed | 1590 | 23 | 74.3 |  | 2700K | 81 | 35000 | Continuously Dimmable |  | 2016-04-22
Liteline Corporation | Liteline | LED Downlight Retrofit | ALR8-2630W |  | Indoor | LED | Downlight Recessed | 1660 | 23 | 88.7 |  | 3000K | 81 | 35000 | Continuously Dimmable |  | 2016-04-22
Liteline Corporation | Liteline | LED Downlight Retrofit | ALR8-2635W |  | Indoor | LED | Downlight Recessed | 1740 | 23 | 88.7 |  | 3500K | 81 | 35000 | Continuously Dimmable |  | 2016-04-22
Liteline Corporation | Liteline | LED Downlight Retrofit | ALR8-2640W |  | Indoor | LED | Downlight Recessed | 1820 | 23 | 88.7 |  | 4000/4100K | 81 | 35000 | Continuously Dimmable |  | 2016-04-22
Liteline Corporation | Liteline | LED Downlight Retrofit | ALR8-2650W |  | Indoor | LED | Downlight Recessed | 1855 | 23 | 88.7 |  | 5000K | 81 | 35000 | Continuously Dimmable |  | 2016-04-22
Liteline Corporation | Liteline | LED Downlight Retrofit | ALR8-3427W |  | Indoor | LED | Downlight Recessed | 2011 | 31.1 | 64.7 |  | 2700K | 81 | 35000 | Continuously Dimmable |  | 2016-04-22
Liteline Corporation | Liteline | LED Downlight Retrofit | ALR8-3430W |  | Indoor | LED | Downlight Recessed | 2100 | 31.1 | 79.2 |  | 3000K | 81 | 35000 | Continuously Dimmable |  | 2016-04-22
Liteline Corporation | Liteline | LED Downlight Retrofit | ALR8-3435W |  | Indoor | LED | Downlight Recessed | 2200 | 31.1 | 79.2 |  | 3500K | 81 | 35000 | Continuously Dimmable |  | 2016-04-22
Liteline Corporation | Liteline | LED Downlight Retrofit | ALR8-3440W |  | Indoor | LED | Downlight Recessed | 2300 | 31.1 | 79.2 |  | 4000/4100K | 81 | 35000 | Continuously Dimmable |  | 2016-04-22
Liteline Corporation | Liteline | LED Downlight Retrofit | ALR8-3450W |  | Indoor | LED | Downlight Recessed | 2354 | 31.1 | 79.2 |  | 5000K | 83 | 35000 | Continuously Dimmable |  | 2016-04-22
Liteline Corporation | Liteline | SLM4-XX-YY | SLM4-XX-YY | ,SLM4S-XX-YY, | Indoor | LED | Downlight Recessed | 487 | 9 | 56.1 |  | 4000/4100K | 82 | 36000 | Continuously Dimmable | XX = color temperature (27=2700K, 30=3000K, 40=4000K.) YY = trim color (WH=white, BN = bronze, BK = black) | 2016-02-23
Liteline Corporation | Liteline | SLM6-XX-YY | SLM6-XX-YY | ,SLM6S-XX-YY, | Indoor | LED | Downlight Recessed | 669 | 12.1 | 55.2 |  | 2700K | 82 | 36000 | Continuously Dimmable | XX = CCT (2700K, 3000K, 4000K), YY = trim color (WH=white, BN = Bronze) | 2015-11-18
Liteline Corporation | Liteline | SLMPRO4-27K-** | SLMPRO4-27K-** | ,SLMPRO4-30K-**,; ,SLMPRO4-35K-**,; ,SLMPRO4-40K-**, | Indoor/Outdoor | LED | Downlight Recessed | 759 | 12 | 64.9 |  | 2700K,4000/4100K,3000K,3500K | 80 | 54000 | Continuously Dimmable |  | 2016-09-20
Liteline Corporation | Liteline | SLMPRO4S-27K-** | SLMPRO4S-27K-** | ,SLMPRO4S-30K-**,; ,SLMPRO4S-35K-**,; ,SLMPRO4S-40K-**, | Indoor/Outdoor | LED | Downlight Recessed | 730 | 12 | 62.3 |  | 2700K,4000/4100K,3000K,3500K | 80 | 54000 | Continuously Dimmable |  | 2016-09-20
Liteline Corporation | Liteline | SLMPRO6-27K-** | SLMPRO6-27K-** | ,SLMPRO6-30K-**,; ,SLMPRO6-35K-**,; ,SLMPRO6-40K-**, | Indoor/Outdoor | LED | Downlight Recessed | 1122 | 17 | 66.9 |  | 2700K,4000/4100K,3000K,3500K | 80 | 54000 | Continuously Dimmable |  | 2016-09-20
Liteline Corporation | Liteline | SLMPRO6S-27K-** | SLMPRO6S-27K-** | ,SLMPRO6S-30K-**,; ,SLMPRO6S-35K-**,; ,SLMPRO6S-40K-**, | Indoor/Outdoor | LED | Downlight Recessed | 1125 | 17.1 | 65.6 |  | 2700K,4000/4100K,3000K,3500K | 80 | 54000 | Continuously Dimmable |  | 2016-09-20
Liteline Corporation | Liteline | SLMPRO8-27K-** | SLMPRO8-27K-** | ,SLMPRO8-30K-**,; ,SLMPRO8-35K-**,; ,SLMPRO8-40K-**, | Indoor/Outdoor | LED | Downlight Recessed | 2589 | 33 | 82.3 |  | 2700K,4000/4100K,3000K,3500K | 82 | 54000 | Continuously Dimmable |  | 2016-09-20
Liteline Corporation | Liteline Corporation | LED Retrofit Kit | ALR10-1027W |  | Indoor | LED | Downlight Solid State Retrofit | 950 | 11 | 93.8 |  | 2700K | 80 | 35000 | Continuously Dimmable |  | 2016-04-25
Liteline Corporation | Liteline Corporation | LED Retrofit Kit | ALR10-1030W |  | Indoor | LED | Downlight Solid State Retrofit | 950 | 11 | 93.8 |  | 3000K | 80 | 35000 | Continuously Dimmable |  | 2016-04-25
Liteline Corporation | Liteline Corporation | LED Retrofit Kit | ALR10-1035W |  | Indoor | LED | Downlight Solid State Retrofit | 950 | 11 | 93.8 |  | 3500K | 80 | 35000 | Continuously Dimmable |  | 2016-04-25
Liteline Corporation | Liteline Corporation | LED Retrofit Kit | ALR10-1040W |  | Indoor | LED | Downlight Solid State Retrofit | 950 | 11 | 93.8 |  | 4000/4100K | 80 | 35000 | Continuously Dimmable |  | 2016-04-25
Liteline Corporation | Liteline Corporation | LED Retrofit Kit | ALR4-1027W |  | Indoor | LED | Downlight Solid State Retrofit | 950 | 11 | 93.8 |  | 2700K | 80 | 35000 | Continuously Dimmable |  | 2016-04-25
Liteline Corporation | Liteline Corporation | LED Retrofit Kit | ALR4-1030W |  | Indoor | LED | Downlight Solid State Retrofit | 950 | 11 | 93.8 |  | 3000K | 80 | 35000 | Continuously Dimmable |  | 2016-04-25
Liteline Corporation | Liteline Corporation | LED Retrofit Kit | ALR4-1035W |  | Indoor | LED | Downlight Solid State Retrofit | 950 | 11 | 93.8 |  | 3500K | 80 | 35000 | Continuously Dimmable |  | 2016-04-25
Liteline Corporation | Liteline Corporation | LED Retrofit Kit | ALR8-1035W |  | Indoor | LED | Downlight Solid State Retrofit | 950 | 11 | 93.8 |  | 3500K | 80 | 35000 | Continuously Dimmable |  | 2016-04-25
Liteline Corporation | Liteline Corporation | LED Retrofit Kit | ALR8-1040W |  | Indoor | LED | Downlight Solid State Retrofit | 950 | 11 | 93.8 |  | 4000/4100K | 80 | 35000 | Continuously Dimmable |  | 2016-04-25
Liteline Corporation | Liteline Corporation | LED Retrofit Kit | ALR4-1040W |  | Indoor | LED | Downlight Solid State Retrofit | 950 | 11 | 93.8 |  | 4000/4100K | 80 | 35000 | Continuously Dimmable |  | 2016-04-25
Liteline Corporation | Liteline Corporation | LED Retrofit Kit | ALR6-1027W |  | Indoor | LED | Downlight Solid State Retrofit | 950 | 11 | 93.8 |  | 2700K | 80 | 35000 | Continuously Dimmable |  | 2016-04-25
Liteline Corporation | Liteline Corporation | LED Retrofit Kit | ALR6-1030W |  | Indoor | LED | Downlight Solid State Retrofit | 950 | 11 | 93.8 |  | 3000K | 80 | 35000 | Continuously Dimmable |  | 2016-04-25
Liteline Corporation | Liteline Corporation | LED Retrofit Kit | ALR6-1035W |  | Indoor | LED | Downlight Solid State Retrofit | 950 | 11 | 93.8 |  | 3500K | 80 | 35000 | Continuously Dimmable |  | 2016-04-25
Liteline Corporation | Liteline Corporation | LED Retrofit Kit | ALR6-1040W |  | Indoor | LED | Downlight Solid State Retrofit | 950 | 11 | 93.8 |  | 4000/4100K | 80 | 35000 | Continuously Dimmable |  | 2016-04-25
Liteline Corporation | Liteline Corporation | LED Retrofit Kit | ALR8-1027W |  | Indoor | LED | Downlight Solid State Retrofit | 950 | 11 | 93.8 |  | 2700K | 80 | 35000 | Continuously Dimmable |  | 2016-04-25
Liteline Corporation | Liteline Corporation | LED Retrofit Kit | ALR8-1030W |  | Indoor | LED | Downlight Solid State Retrofit | 950 | 11 | 93.8 |  | 3000K | 80 | 35000 | Continuously Dimmable |  | 2016-04-25
Liteline Corporation | Trenz Lighting | TLPRO4-27K-** | TLPRO4-27K-** |  | Indoor/Outdoor | LED | Downlight Recessed | 759 | 12 | 64.9 |  | 2700K,4000/4100K,3000K,3500K | 80 | 54000 | Continuously Dimmable |  | 2016-09-20
Liteline Corporation | Trenz Lighting | TLPRO4-30K-** | TLPRO4-30K-** |  | Indoor/Outdoor | LED | Downlight Recessed | 759 | 12 | 64.9 |  | 2700K,4000/4100K,3000K,3500K | 80 | 54000 | Continuously Dimmable |  | 2016-09-20
Liteline Corporation | Trenz Lighting | TLPRO4-35K-** | TLPRO4-35K-** |  | Indoor/Outdoor | LED | Downlight Recessed | 759 | 12 | 64.9 |  | 2700K,4000/4100K,3000K,3500K | 80 | 54000 | Continuously Dimmable |  | 2016-09-20
Liteline Corporation | Trenz Lighting | TLPRO4-40K-** | TLPRO4-40K-** |  | Indoor/Outdoor | LED | Downlight Recessed | 759 | 12 | 64.9 |  | 2700K,4000/4100K,3000K,3500K | 80 | 54000 | Continuously Dimmable |  | 2016-09-20
Liteline Corporation | Trenz Lighting | TLPRO4S-27K-** | TLPRO4S-27K-** |  | Indoor/Outdoor | LED | Downlight Recessed | 730 | 12 | 62.3 |  | 2700K,4000/4100K,3000K,3500K | 80 | 54000 | Continuously Dimmable |  | 2016-09-20
Liteline Corporation | Trenz Lighting | TLPRO4S-30K-** | TLPRO4S-30K-** |  | Indoor/Outdoor | LED | Downlight Recessed | 730 | 12 | 62.3 |  | 2700K,4000/4100K,3000K,3500K | 80 | 54000 | Continuously Dimmable |  | 2016-09-20
Liteline Corporation | Trenz Lighting | TLPRO4S-40K-** | TLPRO4S-40K-** |  | Indoor/Outdoor | LED | Downlight Recessed | 730 | 12 | 62.3 |  | 2700K,4000/4100K,3000K,3500K | 80 | 54000 | Continuously Dimmable |  | 2016-09-20
Liteline Corporation | Trenz Lighting | TLPRO6-27K-** | TLPRO6-27K-** |  | Indoor/Outdoor | LED | Downlight Recessed | 1122 | 17 | 66.9 |  | 2700K,4000/4100K,3000K,3500K | 80 | 54000 | Continuously Dimmable |  | 2016-09-20
Liteline Corporation | Trenz Lighting | TLPRO6-30K-** | TLPRO6-30K-** |  | Indoor/Outdoor | LED | Downlight Recessed | 1122 | 17 | 66.9 |  | 2700K,4000/4100K,3000K,3500K | 80 | 54000 | Continuously Dimmable |  | 2016-09-20
Liteline Corporation | Trenz Lighting | TLPRO6-35K-** | TLPRO6-35K-** |  | Indoor/Outdoor | LED | Downlight Recessed | 1122 | 17 | 66.9 |  | 2700K,4000/4100K,3000K,3500K | 80 | 54000 | Continuously Dimmable |  | 2016-09-20
Liteline Corporation | Trenz Lighting | TLPRO6-40K-** | TLPRO6-40K-** |  | Indoor/Outdoor | LED | Downlight Recessed | 1122 | 17 | 66.9 |  | 2700K,4000/4100K,3000K,3500K | 80 | 54000 | Continuously Dimmable |  | 2016-09-20
Liteline Corporation | Trenz Lighting | TLPRO6S-27K-** | TLPRO6S-27K-** |  | Indoor/Outdoor | LED | Downlight Recessed | 1125 | 17.1 | 65.6 |  | 2700K,4000/4100K,3000K,3500K | 80 | 54000 | Continuously Dimmable |  | 2016-09-20
Liteline Corporation | Trenz Lighting | TLPRO6S-30K-** | TLPRO6S-30K-** |  | Indoor/Outdoor | LED | Downlight Recessed | 1125 | 17.1 | 65.6 |  | 2700K,4000/4100K,3000K,3500K | 80 | 54000 | Continuously Dimmable |  | 2016-09-20
Liteline Corporation | Trenz Lighting | TLPRO6S-35K-** | TLPRO6S-35K-** |  | Indoor/Outdoor | LED | Downlight Recessed | 1125 | 17.1 | 65.6 |  | 2700K,4000/4100K,3000K,3500K | 80 | 54000 | Continuously Dimmable |  | 2016-09-20
Liteline Corporation | Trenz Lighting | TLPRO6S-40K-** | TLPRO6S-40K-** |  | Indoor/Outdoor | LED | Downlight Recessed | 1125 | 17.1 | 65.6 |  | 2700K,4000/4100K,3000K,3500K | 80 | 54000 | Continuously Dimmable |  | 2016-09-20
Liteline Corporation | Trenz Lighting | TLPRO8-27K-** | TLPRO8-27K-** |  | Indoor/Outdoor | LED | Downlight Recessed | 2589 | 33 | 82.3 |  | 2700K,4000/4100K,3000K,3500K | 82 | 54000 | Continuously Dimmable |  | 2016-09-20
Liteline Corporation | Trenz Lighting | TLPRO8-30K-** | TLPRO8-30K-** |  | Indoor/Outdoor | LED | Downlight Recessed | 2589 | 33 | 82.3 |  | 2700K,4000/4100K,3000K,3500K | 82 | 54000 | Continuously Dimmable |  | 2016-09-20
Liteline Corporation | Trenz Lighting | TLPRO8-35K-** | TLPRO8-35K-** |  | Indoor/Outdoor | LED | Downlight Recessed | 2589 | 33 | 82.3 |  | 2700K,4000/4100K,3000K,3500K | 82 | 54000 | Continuously Dimmable |  | 2016-09-20
Liteline Corporation | Trenz Lighting | TLPRO8-40K-** | TLPRO8-40K-** |  | Indoor/Outdoor | LED | Downlight Recessed | 2589 | 33 | 82.3 |  | 2700K,4000/4100K,3000K,3500K | 82 | 54000 | Continuously Dimmable |  | 2016-09-20
Liteline Corporation | Trenz Lighting | TLPROS4-35K-** | TLPROS4-35K-** |  | Indoor/Outdoor | LED | Downlight Recessed | 730 | 12 | 62.3 |  | 2700K,4000/4100K,3000K,3500K | 80 | 54000 | Continuously Dimmable |  | 2016-09-20
Lithonia Lighting | Lithonia Lighting | LK4BMW LED 50K | LK4BMW LED 50K |  | Indoor | LED | Downlight Recessed | 528 | 8.2 | 64.7 |  | 3000K | 94 | 36000 | Continuously Dimmable,Connected |  | 2014-05-16
Lithonia Lighting | Lithonia Lighting | LK3BMW LED | LK3BMW LED |  | Indoor | LED | Downlight Recessed | 461 | 7.5 | 62.6 |  | 3000K | 94 | 36000 | Continuously Dimmable,Connected |  | 2014-05-16
Lithonia Lighting | Lithonia Lighting | LK3BMW LED 50K | LK3BMW LED 50K |  | Indoor | LED | Downlight Recessed | 461 | 7.5 | 62.6 |  | 3000K | 94 | 36000 | Continuously Dimmable,Connected |  | 2014-05-16
Lithonia Lighting | Lithonia Lighting | LK4BMW LED | LK4BMW LED |  | Indoor | LED | Downlight Recessed | 528 | 8.2 | 64.7 |  | 3000K | 94 | 36000 | Continuously Dimmable,Connected |  | 2014-05-16
Lithonia Lighting | Lithonia Lighting | LK4G2MW LED | LK4G2MW LED |  | Indoor | LED | Downlight Recessed | 534 | 8.2 | 65.6 |  | 3000K | 94 | 36000 | Continuously Dimmable,Connected |  | 2014-05-16
Lithonia Lighting | Lithonia Lighting | LK4G2MW LED 50K | LK4G2MW LED 50K | ,LK4BORB LED 50K,; ,LK4BORB LED, | Indoor | LED | Downlight Recessed | 534 | 8.2 | 65.6 |  | 3000K | 94 | 36000 | Continuously Dimmable,Connected |  | 2014-05-16
Lithonia Lighting | Lithonia Lighting | LK5BMW LED | LK5BMW LED |  | Indoor | LED | Downlight Recessed | 667 | 10.6 | 63.4 |  | 3000K | 94 | 36000 | Continuously Dimmable,Connected |  | 2014-05-16
Lithonia Lighting | Lithonia Lighting | LK5BMW LED 50K | LK5BMW LED 50K |  | Indoor | LED | Downlight Recessed | 667 | 10.6 | 63.4 |  | 3000K | 94 | 36000 | Continuously Dimmable,Connected |  | 2014-05-16
Lithonia Lighting | Lithonia Lighting | LK5GMW LED | LK5GMW LED |  | Indoor | LED | Downlight Recessed | 725 | 10.5 | 69.3 |  | 3000K | 94 | 36000 | Continuously Dimmable,Connected |  | 2014-05-16
Lithonia Lighting | Lithonia Lighting | LK5GMW LED 50K | LK5GMW LED 50K | ,LK5BORB LED 50K,; ,LK5BORB LED, | Indoor | LED | Downlight Recessed | 725 | 10.5 | 69.3 |  | 3000K | 94 | 36000 | Continuously Dimmable,Connected |  | 2014-05-16
Lithonia Lighting | Lithonia Lighting | WF3 LED XXK YY | WF3 LED XXK YY | ,WF3 LED XXK YY,XX = CCT (30 = 3000K, 40 = 4000K); YY = Finish (MW = Matte White, MB = Black, BN = Brushed Nickel, and ORB = Oil Rubbed Bronze) | Indoor | LED | Downlight Recessed | 504 | 7.9 | 64.1 |  | 3000K | 83 | 36000 | Continuously Dimmable |  | 2016-07-29
Lithonia Lighting | Lithonia Lighting | WF4 LED XXK YY | WF4 LED XXK YY | ,WF4 LED XXK YY,XX = CCT (30 = 3000K, 40 = 4000K); YY = Finish (MW = Matte White, MB = Black, BN = Brushed Nickel, and ORB = Oil Rubbed Bronze) | Indoor | LED | Downlight Recessed | 725 | 10.4 | 70 |  | 3000K | 83 | 36000 | Continuously Dimmable |  | 2016-07-06
Lithonia Lighting | Lithonia Lighting | WF6 LED XXK YY | WF6 LED XXK YY | ,WF6 LED XXK YY,XX = CCT (30 = 3000K, 40 = 4000K); YY = Finish (MW = Matte White, MB = Black, BN = Brushed Nickel, and ORB = Oil Rubbed Bronze) | Indoor | LED | Downlight Recessed | 1038 | 14.2 | 73.3 |  | 3000K | 83 | 36000 | Continuously Dimmable |  | 2016-07-06
Lithonia Lighting | Lithonia Lighting | 3iGcc LED xxK | 3iGcc LED xxK |  | Indoor | LED | Downlight Solid State Retrofit | 533 | 9 | 61.9 |  | 2700K | 91 | 36000 | Continuously Dimmable |  | 2016-04-20
Lithonia Lighting | Lithonia Lighting | 43BEMW LED ##K | 43BEMW LED ##K | ,43SEMW LED ##K, | Indoor | LED | Downlight Solid State Retrofit | 527 | 7.7 | 68.3 |  | 2700K | 83 | 50000 | Continuously Dimmable |  | 2016-09-08
Lithonia Lighting | Lithonia Lighting | 4BEMW LED 27K 90CRI | 4BEMW LED 27K 90CRI |  | Indoor | LED | Downlight Recessed | 650 | 9.8 | 66.5 |  | 2700K | 90 | 54000 | Continuously Dimmable,Wet Location Rated |  | 2015-10-14
Lithonia Lighting | Lithonia Lighting | 4BEMW LED 30K | 4BEMW LED 30K |  | Indoor | LED | Downlight Solid State Retrofit | 570 | 10 | 66.4 |  | 3000K | 82 | 35000 | Continuously Dimmable |  | 2016-04-20
Lithonia Lighting | Lithonia Lighting | 4BEMW LED 30K 90CRI | 4BEMW LED 30K 90CRI |  | Indoor | LED | Downlight Recessed | 650 | 9.8 | 66.5 |  | 2700K | 90 | 54000 | Continuously Dimmable,Wet Location Rated |  | 2015-10-14
Lithonia Lighting | Lithonia Lighting | 4BEMW LED 40K 90CRI | 4BEMW LED 40K 90CRI |  | Indoor | LED | Downlight Recessed | 650 | 9.8 | 66.5 |  | 2700K | 90 | 54000 | Continuously Dimmable,Wet Location Rated |  | 2015-10-14
Lithonia Lighting | Lithonia Lighting | 4BEMW LED 50K | 4BEMW LED 50K |  | Indoor | LED | Downlight Solid State Retrofit | 650 | 10 | 66.4 |  | 5000K | 82 | 35000 | Continuously Dimmable |  | 2016-04-20
Lithonia Lighting | Lithonia Lighting | 4BEMW LED ##K 90CRI | 4BEMW LED ##K 90CRI |  | Indoor | LED | Downlight Solid State Retrofit | 556 | 9.1 | 61.4 |  | 3000K | 93 | 35000 | Continuously Dimmable,Damp Location Rated,Wet Location Rated |  | 2016-09-22
Lithonia Lighting | Lithonia Lighting | 4iGcc LED xxK | 4iGcc LED xxK |  | Indoor | LED | Downlight Solid State Retrofit | 533 | 9 | 61.9 |  | 2700K | 91 | 36000 | Continuously Dimmable |  | 2016-04-20
Lithonia Lighting | Lithonia Lighting | 5iGMW LED 27K 90CRI | 5iGMW LED 27K 90CRI | 5iGMW LED 27K 90CRI,,2700K; 5iGMW LED 30K 90CRI,,3000K; 5iGMW LED 40K 90CRI,, | Indoor/Outdoor | LED | Downlight Solid State Retrofit | 750 | 11.9 | 63.9 |  | 2700K | 92 | 35000 | Continuously Dimmable,Connected |  | 2016-03-22
Lithonia Lighting | Lithonia Lighting | 65BEMW LED 27K 90CRI | 65BEMW LED 27K 90CRI |  | Indoor | LED | Downlight Recessed | 734 | 10.5 | 69.9 |  | 2700K | 90 | 54000 | Continuously Dimmable,Wet Location Rated |  | 2015-10-01
Lithonia Lighting | Lithonia Lighting | 65BEMW LED 30K | 65BEMW LED 30K |  | Indoor | LED | Downlight Solid State Retrofit | 690 | 11 | 72.9 |  | 3000K | 83 | 35000 | Continuously Dimmable |  | 2016-04-20
Lithonia Lighting | Lithonia Lighting | 65BEMW LED 30K 90CRI | 65BEMW LED 30K 90CRI |  | Indoor | LED | Downlight Recessed | 734 | 10.5 | 69.9 |  | 2700K | 90 | 54000 | Continuously Dimmable,Wet Location Rated |  | 2015-10-01
Lithonia Lighting | Lithonia Lighting | 65BEMW LED 40K 90CRI | 65BEMW LED 40K 90CRI |  | Indoor | LED | Downlight Recessed | 734 | 10.5 | 69.9 |  | 2700K | 90 | 54000 | Continuously Dimmable,Wet Location Rated |  | 2015-10-01
Lithonia Lighting | Lithonia Lighting | 65BEMW LED 50K | 65BEMW LED 50K |  | Indoor | LED | Downlight Solid State Retrofit | 780 | 11 | 72.9 |  | 5000K | 83 | 35000 | Continuously Dimmable |  | 2016-04-20
Lithonia Lighting | Lithonia Lighting | 65BEMW LED ##K 90CRI | 65BEMW LED ##K 90CRI |  | Indoor | LED | Downlight Solid State Retrofit | 681 | 10.8 | 63 |  | 3000K | 93 | 35000 | Continuously Dimmable,Damp Location Rated,Wet Location Rated |  | 2016-09-22
Lithonia Lighting | Lithonia Lighting | 6iGMW LED 27K 90CRI | 6iGMW LED 27K 90CRI | 6iGMW LED 27K 90CRI,,2700K; 6iGMW LED 30K 90CRI,,3000K; 6iGMW LED 40K 90CRI,,4000K | Indoor/Outdoor | LED | Downlight Solid State Retrofit | 750 | 11.9 | 65.1 |  | 2700K | 92 | 35000 | Continuously Dimmable,Connected |  | 2016-03-22
Lotus LED Lights Co., Ltd | LOTUS LED LIGHTS | LY3G 30K | LY3G 30K |  | Indoor | LED | Downlight Recessed | 600 | 7.5 | 87.3 |  | 3000K | 83 | 39000 | Continuously Dimmable |  | 2016-04-25
Lotus LED Lights Co., Ltd | LOTUS LED LIGHTS | LY3G 41K | LY3G 41K |  | Indoor | LED | Downlight Recessed | 650 | 7.5 | 92 |  | 4000/4100K | 85 | 39000 | Continuously Dimmable |  | 2016-04-25
Lotus LED Lights Co., Ltd | LOTUS LED LIGHTS | LY41RCD 30K | LY41RCD 30K |  | Indoor | LED | Downlight Recessed | 750 | 12.5 | 63.5 |  | 3000K | 82 | 36000 | Continuously Dimmable |  | 2016-04-06
Lotus LED Lights Co., Ltd | LOTUS LED LIGHTS | LY41RCD 41K | LY41RCD 41K |  | Indoor | LED | Downlight Recessed | 800 | 12.5 | 64.3 |  | 4000/4100K | 83 | 36000 | Continuously Dimmable |  | 2016-04-06
Lotus LED Lights Co., Ltd | LOTUS LED LIGHTS | LY41RCD-WET 30K | LY41RCD-WET 30K |  | Indoor | LED | Downlight Recessed | 750 | 12.5 | 63.5 |  | 3000K | 82 | 36000 | Continuously Dimmable,Wet Location Rated |  | 2016-05-10
Lotus LED Lights Co., Ltd | LOTUS LED LIGHTS | LY41RCD-WET 41K | LY41RCD-WET 41K |  | Indoor | LED | Downlight Recessed | 800 | 12.5 | 64.3 |  | 4000/4100K | 83 | 36000 | Continuously Dimmable,Wet Location Rated |  | 2016-05-10
Lotus LED Lights Co., Ltd | LOTUS LED LIGHTS | LY4RCS 30K | LY4RCS 30K |  | Indoor | LED | Downlight Recessed | 580 | 9.5 | 63.5 |  | 3000K | 81 | 36000 | Continuously Dimmable |  | 2016-04-06
Lotus LED Lights Co., Ltd | LOTUS LED LIGHTS | LY4RCS-30K | LY4RCS-30K |  | Indoor | LED | Downlight Recessed | 530 | 9.4 | 56.9 |  | 3000K | 91 | 36000 | Continuously Dimmable |  | 2016-09-02
Lotus LED Lights Co., Ltd | LOTUS LED LIGHTS | LY4RCS 41K | LY4RCS 41K |  | Indoor | LED | Downlight Recessed | 600 | 9.5 | 64.7 |  | 4000/4100K | 82 | 36000 | Continuously Dimmable |  | 2016-04-06
Lotus LED Lights Co., Ltd | LOTUS LED LIGHTS | LY4RCS-41K | LY4RCS-41K |  | Indoor | LED | Downlight Recessed | 518 | 9.4 | 56.2 |  | 4000/4100K | 93 | 36000 | Continuously Dimmable |  | 2016-09-02
Lotus LED Lights Co., Ltd | LOTUS LED LIGHTS | LY4S 30K | LY4S 30K |  | Indoor | LED | Downlight Recessed | 750 | 11.6 | 67.1 |  | 3000K | 82 | 36000 | Continuously Dimmable |  | 2016-04-06
Lotus LED Lights Co., Ltd | LOTUS LED LIGHTS | LY4S-30K | LY4S-30K |  | Indoor | LED | Downlight Recessed | 660 | 11.5 | 57.8 |  | 3000K | 92 | 54000 | Continuously Dimmable |  | 2016-09-12
Lotus LED Lights Co., Ltd | LOTUS LED LIGHTS | LY4S 41K | LY4S 41K |  | Indoor | LED | Downlight Recessed | 800 | 11.6 | 70.3 |  | 4000/4100K | 83 | 36000 | Continuously Dimmable |  | 2016-04-06
Lotus LED Lights Co., Ltd | LOTUS LED LIGHTS | LY4S-41K | LY4S-41K |  | Indoor | LED | Downlight Recessed | 640 | 11.2 | 57.5 |  | 4000/4100K | 94 | 54000 | Continuously Dimmable |  | 2016-09-12
Lotus LED Lights Co., Ltd | LOTUS LED LIGHTS | LY61RCD 30K | LY61RCD 30K |  | Indoor | LED | Downlight Recessed | 1100 | 15.3 | 75 |  | 3000K | 81 | 36000 | Continuously Dimmable |  | 2016-04-06
Lotus LED Lights Co., Ltd | LOTUS LED LIGHTS | LY61RCD-30K | LY61RCD-30K |  | Indoor | LED | Downlight Recessed | 900 | 14.8 | 60.8 |  | 3000K | 90 | 36000 | Continuously Dimmable |  | 2016-09-12
Lotus LED Lights Co., Ltd | LOTUS LED LIGHTS | LY61RCD 41K | LY61RCD 41K |  | Indoor | LED | Downlight Recessed | 1200 | 15.3 | 79.7 |  | 4000/4100K | 81 | 36000 | Continuously Dimmable |  | 2016-04-06
Lotus LED Lights Co., Ltd | LOTUS LED LIGHTS | LY61RCD-41K | LY61RCD-41K |  | Indoor | LED | Downlight Recessed | 930 | 14.8 | 62.9 |  | 4000/4100K | 93 | 36000 | Continuously Dimmable |  | 2016-09-12
Lotus LED Lights Co., Ltd | LOTUS LED LIGHTS | LY61RCD-WET 30K | LY61RCD-WET 30K |  | Indoor | LED | Downlight Recessed | 1100 | 15.3 | 75 |  | 3000K | 81 | 36000 | Continuously Dimmable,Wet Location Rated |  | 2016-05-10
Lotus LED Lights Co., Ltd | LOTUS LED LIGHTS | LY61RCD-WET 41K | LY61RCD-WET 41K |  | Indoor | LED | Downlight Recessed | 1200 | 15.3 | 79.7 |  | 4000/4100K | 81 | 36000 | Continuously Dimmable,Wet Location Rated |  | 2016-05-10
Lotus LED Lights Co., Ltd | LOTUS LED LIGHTS | LY6RCS 30K | LY6RCS 30K |  | Indoor | LED | Downlight Recessed | 800 | 12.5 | 70.2 |  | 3000K | 81 | 36000 | Continuously Dimmable |  | 2016-04-06
Lotus LED Lights Co., Ltd | LOTUS LED LIGHTS | LY6RCS-30K | LY6RCS-30K |  | Indoor | LED | Downlight Recessed | 690 | 12.2 | 57.6 |  | 3000K | 91 | 36000 | Continuously Dimmable |  | 2016-09-21
Lotus LED Lights Co., Ltd | LOTUS LED LIGHTS | LY6RCS 41K | LY6RCS 41K |  | Indoor | LED | Downlight Recessed | 800 | 12.5 | 69.7 |  | 4000/4100K | 83 | 36000 | Continuously Dimmable |  | 2016-04-06
Lotus LED Lights Co., Ltd | LOTUS LED LIGHTS | LY6RCS-41K | LY6RCS-41K |  | Indoor | LED | Downlight Recessed | 780 | 123 | 63.6 |  | 4000/4100K | 92 | 36000 | Continuously Dimmable |  | 2016-09-12
Lotus LED Lights Co., Ltd | LOTUS LED LIGHTS | LY6S 30K | LY6S 30K |  | Indoor | LED | Downlight Recessed | 1000 | 14.2 | 74.9 |  | 3000K | 82 | 36000 | Continuously Dimmable |  | 2016-04-06
Lotus LED Lights Co., Ltd | LOTUS LED LIGHTS | LY6S-30K | LY6S-30K |  | Indoor | LED | Downlight Recessed | 830 | 14 | 60.5 |  | 3000K | 93 | 54000 | Continuously Dimmable |  | 2016-09-12
Lotus LED Lights Co., Ltd | LOTUS LED LIGHTS | LY6S 41K | LY6S 41K |  | Indoor | LED | Downlight Recessed | 1100 | 14.2 | 80.5 |  | 4000/4100K | 83 | 36000 | Continuously Dimmable |  | 2016-04-06
Lotus LED Lights Co., Ltd | LOTUS LED LIGHTS | LY6S-41K | LY6S-41K |  | Indoor | LED | Downlight Recessed | 780 | 14 | 65.2 |  | 4000/4100K | 94 | 54000 | Continuously Dimmable |  | 2016-09-12
Lotus LED Lights Co., Ltd | LOTUS LED LIGHTS | LY82RCD 30K | LY82RCD 30K |  | Indoor | LED | Downlight Recessed | 2500 | 33 | 90.3 |  | 3000K | 82 | 36000 | Continuously Dimmable |  | 2016-04-06
Lotus LED Lights Co., Ltd | LOTUS LED LIGHTS | LY82RCD 41K | LY82RCD 41K |  | Indoor | LED | Downlight Recessed | 3000 | 33 | 94.8 |  | 4000/4100K | 83 | 36000 | Continuously Dimmable |  | 2016-04-06
Lowe's Home Improvement | Utilitech | SSL Recessed Downlight | 19277-###(3000K) | ,,(# = 0 to 9 or blank; Note "###" represents product ID) | Indoor | LED | Downlight Recessed | 1000 | 11.5 | 90.1 |  | 3000K | 83 | 50000 | Continuously Dimmable | X=0 to 9 or blank | 2016-09-21
Lowe's Home Improvement | Utilitech | SSL Recessed Downlight | 19277-###(3500K) | ,,(# = 0 to 9 or blank; Note "###" represents product ID) | Indoor | LED | Downlight Recessed | 1000 | 11.5 | 90.1 |  | 3500K | 83 | 50000 | Continuously Dimmable | X=0 to 9 or blank | 2016-09-21
Lowe's Home Improvement | Utilitech | SSL Recessed Downlight | 19277-###(4000K) | ,,(# = 0 to 9 or blank; Note "###" represents product ID) | Indoor | LED | Downlight Recessed | 1000 | 11.5 | 90.1 |  | 4000/4100K | 83 | 50000 | Continuously Dimmable | X=0 to 9 or blank | 2016-09-21
Lowe's Home Improvement | Utilitech | SSL Recessed Downlight | 19277-###(5000K) | ,,(# = 0 to 9 or blank; Note "###" represents product ID) | Indoor | LED | Downlight Recessed | 1000 | 11.5 | 90.1 |  | 5000K | 83 | 50000 | Continuously Dimmable | X=0 to 9 or blank | 2016-09-21
Lowe's Home Improvement | Utilitech | SSL Recessed Downlight | 19308-###(3000K) | ,,(# = 0 to 9 or blank; Note "###" represents product ID) | Indoor | LED | Downlight Recessed | 820 | 10 | 88.2 |  | 3000K | 83 | 50000 | Continuously Dimmable | X=0 to 9 or blank | 2016-09-21
Lowe's Home Improvement | Utilitech | SSL Recessed Downlight | 19308-###(3500K) | ,,(# = 0 to 9 or blank; Note "###" represents product ID) | Indoor | LED | Downlight Recessed | 820 | 10 | 88.2 |  | 3500K | 83 | 50000 | Continuously Dimmable | X=0 to 9 or blank | 2016-09-21
Lowe's Home Improvement | Utilitech | SSL Recessed Downlight | 19308-###(4000K) | ,,(# = 0 to 9 or blank; Note "###" represents product ID) | Indoor | LED | Downlight Recessed | 820 | 10 | 88.2 |  | 4000/4100K | 83 | 50000 | Continuously Dimmable | X=0 to 9 or blank | 2016-09-21
Lowe's Home Improvement | Utilitech | SSL Recessed Downlight | 19308-###(5000K) | ,,(# = 0 to 9 or blank; Note "###" represents product ID) | Indoor | LED | Downlight Recessed | 820 | 10 | 88.2 |  | 5000K | 83 | 50000 | Continuously Dimmable | X=0 to 9 or blank | 2016-09-21
Lowe's Home Improvement | Utilitech | DLS03-06J30D1E-WH-F1 | DLS03-06J30D1E-WH-F1 |  | Indoor/Outdoor | LED | Downlight Solid State Retrofit | 700 | 11.5 | 71.2 |  | 3000K | 93 | 50000 | Continuously Dimmable |  | 2016-05-23
Lowe's Home Improvement | Utilitech | DLS15-04G27D1E-WH-F2 | DLS15-04G27D1E-WH-F2 |  | Indoor/Outdoor | LED | Downlight Solid State Retrofit | 600 | 10 | 63.9 |  | 2700K | 91 | 35000 | Continuously Dimmable |  | 2016-05-23
Lowe's Home Improvement | Utilitech | DLS15-06G27D1E-WH-F2 | DLS15-06G27D1E-WH-F2 |  | Indoor/Outdoor | LED | Downlight Solid State Retrofit | 650 | 10.8 | 70.7 |  | 2700K | 91 | 35000 | Continuously Dimmable |  | 2016-05-23
Lowe's Home Improvement | Utilitech | High Ceiling Recessed Retrofit Downlight | DLS24-06C27D1E-WH-F1 |  | Indoor/Outdoor | LED | Downlight Solid State Retrofit | 1200 | 20 | 60.3 |  | 2700K | 91 | 50000 | Continuously Dimmable |  | 2015-10-14
Lowe's Home Improvement | Utilitech | DLS36-06C27D1E-WH-F1 | DLS36-06C27D1E-WH-F1 |  | Indoor/Outdoor | LED | Downlight Solid State Retrofit | 650 | 10.8 | 66.4 |  | 2700K | 93 | 35000 | Continuously Dimmable |  | 2016-05-23
Lowe's Home Improvement | Utilitech | MQTL1025-LED10.5K850 | MQTL1025-LED10.5K850 |  | Indoor | LED | Downlight Solid State Retrofit | 700 | 10.5 | 79.6 |  | 5000K | 91 | 50000 | Continuously Dimmable |  | 2016-05-19
Lowe's Home Improvement | UTILITECH Pro | MQTL1024-LED8.5K827 | MQTL1024-LED8.5K827 |  | Indoor | LED | Downlight Solid State Retrofit | 600 | 8.5 | 79.7 |  | 2700K | 83 | 50000 | Continuously Dimmable |  | 2016-05-19
Lowe's Home Improvement | UTILITECH Pro | MQTL1024-LED8.5K850 | MQTL1024-LED8.5K850 |  | Indoor | LED | Downlight Solid State Retrofit | 600 | 8.5 | 80.1 |  | 5000K | 87 | 50000 | Continuously Dimmable |  | 2016-05-19
Lowe's Home Improvement | UTILITECH Pro | MQTL1025-LED10.5K827 | MQTL1025-LED10.5K827 |  | Indoor | LED | Downlight Solid State Retrofit | 700 | 10.5 | 84.1 |  | 2700K | 83 | 50000 | Continuously Dimmable |  | 2016-05-19
Lowe's Home Improvement | UTILITECH Pro | MXL-301 | MXL-301 |  | Indoor | LED | Downlight Surface Mount | 3200 | 40 | 95.1 |  | 4000/4100K | 81 | 36000 | Non-Dimmable |  | 2016-06-24
Lowe's Home Improvement | PROJECT SOURCE | MQTL1019-LED10.5K830 | MQTL1019-LED10.5K830 |  | Indoor | LED | Downlight Solid State Retrofit | 650 | 10.5 | 68.4 |  | 3000K | 85 | 50000 | Continuously Dimmable |  | 2016-05-19
Lowe's Home Improvement | PROJECT SOURCE | MQTL1019-LED10.5K850 | MQTL1019-LED10.5K850 |  | Indoor | LED | Downlight Solid State Retrofit | 650 | 10.5 | 76.2 |  | 5000K | 87 | 50000 | Continuously Dimmable |  | 2016-05-19
Lowe's Home Improvement | PROJECT SOURCE | MQTL1020-LED8.5K830 | MQTL1020-LED8.5K830 |  | Indoor | LED | Downlight Solid State Retrofit | 550 | 8.5 | 72.9 |  | 3000K | 85 | 50000 | Continuously Dimmable |  | 2016-05-19
Lowe's Home Improvement | PROJECT SOURCE | MQTL1020-LED8.5K850 | MQTL1020-LED8.5K850 |  | Indoor | LED | Downlight Solid State Retrofit | 550 | 8.5 | 71.9 |  | 5000K | 88 | 50000 | Continuously Dimmable |  | 2016-05-19
Lowe's Home Improvement | Utilitech | 18289-### | 18289-### |  | Indoor | LED | Downlight Recessed | 532 | 8 | 71.7 |  | 3000K | 85 | 50000 | Continuously Dimmable |  | 2016-09-30
Lowe's Home Improvement | Utilitech | SSL Recessed Downlight | 18290-###(3000K) | ,,(# = 0 to 9 or blank; Note "###" represents product ID) | Indoor | LED | Downlight Recessed | 750 | 10 | 76.4 |  | 3000K | 82 | 50000 | Continuously Dimmable | #=0 to 9 or blank | 2016-09-21
Lowe's Home Improvement | Utilitech | SSL Recessed Downlight | 18290-###(3500K) | ,,(# = 0 to 9 or blank; Note "###" represents product ID) | Indoor | LED | Downlight Recessed | 750 | 10 | 76.4 |  | 3500K | 82 | 50000 | Continuously Dimmable | #=0 to 9 or blank | 2016-09-21
Lowe's Home Improvement | Utilitech | SSL Recessed Downlight | 18290-###(4000K) | ,,(# = 0 to 9 or blank; Note "###" represents product ID) | Indoor | LED | Downlight Recessed | 750 | 10 | 76.4 |  | 4000/4100K | 82 | 50000 | Continuously Dimmable | #=0 to 9 or blank | 2016-09-21
Lowe's Home Improvement | Utilitech | SSL Recessed Downlight | 18290-###(5000K) | ,,(# = 0 to 9 or blank; Note "###" represents product ID) | Indoor | LED | Downlight Recessed | 750 | 10 | 76.4 |  | 5000K | 82 | 50000 | Continuously Dimmable | #=0 to 9 or blank | 2016-09-21
LumenOptix LLC | Lumenoptix | LRD2-06-40-9227-N-RM-CL-L** | LRD2-06-40-9227-N-RM-CL-L** | ,LRD2-06-40-9227-M-RD-CL-L**,; ,LRD2-06-40-9227-M-RM-CL-L**,; ,LRD2-06-40-9227-M-RS-CL-L**,; ,LRD2-06-40-9227-N-RD-CL-L**,; ,LRD2-06-40-9227-N-RS-CL-L**,; ,LRD2-06-40-9227-W-RD-CL-L**,; ,LRD2-06-40-9227-W-RM-CL-L**,; ,LRD2-06-40-9227-W-RS-CL-L**,; ,LRD2-06-40-9230-M-RD-CL-L**,; ,LRD2-06-40-9230-M-RM-CL-L**,; ,LRD2-06-40-9230-M-RS-CL-L**,; ,LRD2-06-40-9230-N-RD-CL-L**,; ,LRD2-06-40-9230-N-RM-CL-L**,; ,LRD2-06-40-9230-N-RS-CL-L**,; ,LRD2-06-40-9230-W-RD-CL-L**,; ,LRD2-06-40-9230-W-RM-CL-L**,; ,LRD2-06-40-9230-W-RS-CL-L**,; ,LRD2-06-40-9235-M-RD-CL-L**,; ,LRD2-06-40-9235-M-RM-CL-L**,; ,LRD2-06-40-9235-M-RS-CL-L**,; ,LRD2-06-40-9235-N-RD-CL-L**,; ,LRD2-06-40-9235-N-RM-CL-L**,; ,LRD2-06-40-9235-N-RS-CL-L**,; ,LRD2-06-40-9235-W-RD-CL-L**,; ,LRD2-06-40-9235-W-RM-CL-L**,; ,LRD2-06-40-9235-W-RS-CL-L**,; ,LRD2-06-40-9240-M-RD-CL-L**,; ,LRD2-06-40-9240-M-RM-CL-L**,; ,LRD2-06-40-9240-M-RS-CL-L**,; ,LRD2-06-40-9240-N-RD-CL-L**,; ,LRD2-06-40-9240-N-RM-CL-L**,; ,LRD2-06-40-9240-N-RS-CL-L**,; ,LRD2-06-40-9240-W-RD-CL-L**,; ,LRD2-06-40-9240-W-RM-CL-L**,; ,LRD2-06-40-9240-W-RS-CL-L**,; ,LRD2-07-10-9227-M-RD-CL-L**,; ,LRD2-07-10-9227-M-RM-CL-L**,; ,LRD2-07-10-9227-M-RS-CL-L**,; ,LRD2-07-10-9227-N-RD-CL-L**,; ,LRD2-07-10-9227-N-RM-CL-L**,; ,LRD2-07-10-9227-N-RS-CL-L**,; ,LRD2-07-10-9227-W-RD-CL-L**,; ,LRD2-07-10-9227-W-RM-CL-L**,; ,LRD2-07-10-9227-W-RS-CL-L**,; ,LRD2-07-10-9230-M-RD-CL-L**,; ,LRD2-07-10-9230-M-RM-CL-L**,; ,LRD2-07-10-9230-M-RS-CL-L**,; ,LRD2-07-10-9230-N-RD-CL-L**,; ,LRD2-07-10-9230-N-RM-CL-L**,; ,LRD2-07-10-9230-N-RS-CL-L**,; ,LRD2-07-10-9230-W-RD-CL-L**,; ,LRD2-07-10-9230-W-RM-CL-L**,; ,LRD2-07-10-9230-W-RS-CL-L**,; ,LRD2-07-10-9235-M-RD-CL-L**,; ,LRD2-07-10-9235-M-RM-CL-L**,; ,LRD2-07-10-9235-M-RS-CL-L**,; ,LRD2-07-10-9235-N-RD-CL-L**,; ,LRD2-07-10-9235-N-RM-CL-L**,; ,LRD2-07-10-9235-N-RS-CL-L**,; ,LRD2-07-10-9235-W-RD-CL-L**,; ,LRD2-07-10-9235-W-RM-CL-L**,; ,LRD2-07-10-9235-W-RS-CL-L**,; ,LRD2-07-10-9240-M-RD-CL-L**,; ,LRD2-07-10-9240-M-RM-CL-L**,; ,LRD2-07-10-9240-M-RS-CL-L**,; ,LRD2-07-10-9240-N-RD-CL-L**,; ,LRD2-07-10-9240-N-RM-CL-L**,; ,LRD2-07-10-9240-N-RS-CL-L**,; ,LRD2-07-10-9240-W-RD-CL-L**,; ,LRD2-07-10-9240-W-RM-CL-L**,; ,LRD2-07-10-9240-W-RS-CL-L**,; ,LRD2-07-15-9227-M-RD-CL-L**,; ,LRD2-07-15-9227-M-RM-CL-L**,; ,LRD2-07-15-9227-M-RS-CL-L**,; ,LRD2-07-15-9227-N-RD-CL-L**,; ,LRD2-07-15-9227-N-RM-CL-L**,; ,LRD2-07-15-9227-N-RS-CL-L**,; ,LRD2-07-15-9227-W-RD-CL-L**,; ,LRD2-07-15-9227-W-RM-CL-L**,; ,LRD2-07-15-9227-W-RS-CL-L**,; ,LRD2-07-15-9230-M-RD-CL-L**,; ,LRD2-07-15-9230-M-RM-CL-L**,; ,LRD2-07-15-9230-M-RS-CL-L**,; ,LRD2-07-15-9230-N-RD-CL-L**,; ,LRD2-07-15-9230-N-RM-CL-L**,; ,LRD2-07-15-9230-N-RS-CL-L**,; ,LRD2-07-15-9230-W-RD-CL-L**,; ,LRD2-07-15-9230-W-RM-CL-L**,; ,LRD2-07-15-9230-W-RS-CL-L**,; ,LRD2-07-15-9235-M-RD-CL-L**,; ,LRD2-07-15-9235-M-RM-CL-L**,; ,LRD2-07-15-9235-M-RS-CL-L**,; ,LRD2-07-15-9235-N-RD-CL-L**,; ,LRD2-07-15-9235-N-RM-CL-L**,; ,LRD2-07-15-9235-N-RS-CL-L**,; ,LRD2-07-15-9235-W-RD-CL-L**,; ,LRD2-07-15-9235-W-RM-CL-L**,; ,LRD2-07-15-9235-W-RS-CL-L**,; ,LRD2-07-15-9240-M-RD-CL-L**,; ,LRD2-07-15-9240-M-RM-CL-L**,; ,LRD2-07-15-9240-M-RS-CL-L**,; ,LRD2-07-15-9240-N-RD-CL-L**,; ,LRD2-07-15-9240-N-RM-CL-L**,; ,LRD2-07-15-9240-N-RS-CL-L**,; ,LRD2-07-15-9240-W-RD-CL-L**,; ,LRD2-07-15-9240-W-RM-CL-L**,; ,LRD2-07-15-9240-W-RS-CL-L**,; ,LRD2-07-20-9227-M-RD-CL-L**,; ,LRD2-07-20-9227-M-RM-CL-L**,; ,LRD2-07-20-9227-M-RS-CL-L**,; ,LRD2-07-20-9227-N-RD-CL-L**,; ,LRD2-07-20-9227-N-RM-CL-L**,; ,LRD2-07-20-9227-N-RS-CL-L**,; ,LRD2-07-20-9227-W-RD-CL-L**,; ,LRD2-07-20-9227-W-RM-CL-L**,; ,LRD2-07-20-9227-W-RS-CL-L**,; ,LRD2-07-20-9230-M-RD-CL-L**,; ,LRD2-07-20-9230-M-RM-CL-L**,; ,LRD2-07-20-9230-M-RS-CL-L**,; ,LRD2-07-20-9230-N-RD-CL-L**,; ,LRD2-07-20-9230-N-RM-CL-L**,; ,LRD2-07-20-9230-N-RS-CL-L**,; ,LRD2-07-20-9230-W-RD-CL-L**,; ,LRD2-07-20-9230-W-RM-CL-L**,; ,LRD2-07-20-9230-W-RS-CL-L**,; ,LRD2-07-20-9235-M-RD-CL-L**,; ,LRD2-07-20-9235-M-RM-CL-L**,; ,LRD2-07-20-9235-M-RS-CL-L**,; ,LRD2-07-20-9235-N-RD-CL-L**,; ,LRD2-07-20-9235-N-RM-CL-L**,; ,LRD2-07-20-9235-N-RS-CL-L**,; ,LRD2-07-20-9235-W-RD-CL-L**,; ,LRD2-07-20-9235-W-RM-CL-L**,; ,LRD2-07-20-9235-W-RS-CL-L**,; ,LRD2-07-20-9240-M-RD-CL-L**,; ,LRD2-07-20-9240-M-RM-CL-L**,; ,LRD2-07-20-9240-M-RS-CL-L**,; ,LRD2-07-20-9240-N-RD-CL-L**,; ,LRD2-07-20-9240-N-RM-CL-L**,; ,LRD2-07-20-9240-N-RS-CL-L**,; ,LRD2-07-20-9240-W-RD-CL-L**,; ,LRD2-07-20-9240-W-RM-CL-L**,; ,LRD2-07-20-9240-W-RS-CL-L**, | Indoor | LED | Downlight Solid State Retrofit | 3316 | 53 | 62.6 |  | 2700K | 95 | 42000 | Non-Dimmable |  | 2015-10-14
LumenOptix LLC | Lumenoptix | LRD2-07-30-9227-N-RM-CL-L** | LRD2-07-30-9227-N-RM-CL-L** | ,LRD2-07-30-9227-M-RD-CL-L**,; ,LRD2-07-30-9227-M-RM-CL-L**,; ,LRD2-07-30-9227-M-RS-CL-L**,; ,LRD2-07-30-9227-N-RD-CL-L**,; ,LRD2-07-30-9227-N-RS-CL-L**,; ,LRD2-07-30-9227-W-RD-CL-L**,; ,LRD2-07-30-9227-W-RM-CL-L**,; ,LRD2-07-30-9227-W-RS-CL-L**,; ,LRD2-07-30-9230-M-RD-CL-L**,; ,LRD2-07-30-9230-M-RM-CL-L**,; ,LRD2-07-30-9230-M-RS-CL-L**,; ,LRD2-07-30-9230-N-RD-CL-L**,; ,LRD2-07-30-9230-N-RM-CL-L**,; ,LRD2-07-30-9230-N-RS-CL-L**,; ,LRD2-07-30-9230-W-RD-CL-L**,; ,LRD2-07-30-9230-W-RM-CL-L**,; ,LRD2-07-30-9230-W-RS-CL-L**,; ,LRD2-07-30-9235-M-RD-CL-L**,; ,LRD2-07-30-9235-M-RM-CL-L**,; ,LRD2-07-30-9235-M-RS-CL-L**,; ,LRD2-07-30-9235-N-RD-CL-L**,; ,LRD2-07-30-9235-N-RM-CL-L**,; ,LRD2-07-30-9235-N-RS-CL-L**,; ,LRD2-07-30-9235-W-RD-CL-L**,; ,LRD2-07-30-9235-W-RM-CL-L**,; ,LRD2-07-30-9235-W-RS-CL-L**,; ,LRD2-07-30-9240-M-RD-CL-L**,; ,LRD2-07-30-9240-M-RM-CL-L**,; ,LRD2-07-30-9240-M-RS-CL-L**,; ,LRD2-07-30-9240-N-RD-CL-L**,; ,LRD2-07-30-9240-N-RM-CL-L**,; ,LRD2-07-30-9240-N-RS-CL-L**,; ,LRD2-07-30-9240-W-RD-CL-L**,; ,LRD2-07-30-9240-W-RM-CL-L**,; ,LRD2-07-30-9240-W-RS-CL-L**,; ,LRD2-07-40-9227-M-RD-CL-L**,; ,LRD2-07-40-9227-M-RM-CL-L**,; ,LRD2-07-40-9227-M-RS-CL-L**,; ,LRD2-07-40-9227-N-RD-CL-L**,; ,LRD2-07-40-9227-N-RM-CL-L**,; ,LRD2-07-40-9227-N-RS-CL-L**,; ,LRD2-07-40-9227-W-RD-CL-L**,; ,LRD2-07-40-9227-W-RM-CL-L**,; ,LRD2-07-40-9227-W-RS-CL-L**,; ,LRD2-07-40-9230-M-RD-CL-L**,; ,LRD2-07-40-9230-M-RM-CL-L**,; ,LRD2-07-40-9230-M-RS-CL-L**,; ,LRD2-07-40-9230-N-RD-CL-L**,; ,LRD2-07-40-9230-N-RM-CL-L**,; ,LRD2-07-40-9230-N-RS-CL-L**,; ,LRD2-07-40-9230-W-RD-CL-L**,; ,LRD2-07-40-9230-W-RM-CL-L**,; ,LRD2-07-40-9230-W-RS-CL-L**,; ,LRD2-07-40-9235-M-RD-CL-L**,; ,LRD2-07-40-9235-M-RM-CL-L**,; ,LRD2-07-40-9235-M-RS-CL-L**,; ,LRD2-07-40-9235-N-RD-CL-L**,; ,LRD2-07-40-9235-N-RM-CL-L**,; ,LRD2-07-40-9235-N-RS-CL-L**,; ,LRD2-07-40-9235-W-RD-CL-L**,; ,LRD2-07-40-9235-W-RM-CL-L**,; ,LRD2-07-40-9235-W-RS-CL-L**,; ,LRD2-07-40-9240-M-RD-CL-L**,; ,LRD2-07-40-9240-M-RM-CL-L**,; ,LRD2-07-40-9240-M-RS-CL-L**,; ,LRD2-07-40-9240-N-RD-CL-L**,; ,LRD2-07-40-9240-N-RM-CL-L**,; ,LRD2-07-40-9240-N-RS-CL-L**,; ,LRD2-07-40-9240-W-RD-CL-L**,; ,LRD2-07-40-9240-W-RM-CL-L**,; ,LRD2-07-40-9240-W-RS-CL-L**,; ,LRD2-08-10-9227-M-RD-CL-L**,; ,LRD2-08-10-9227-M-RM-CL-L**,; ,LRD2-08-10-9227-M-RS-CL-L**,; ,LRD2-08-10-9227-N-RD-CL-L**,; ,LRD2-08-10-9227-N-RM-CL-L**,; ,LRD2-08-10-9227-N-RS-CL-L**,; ,LRD2-08-10-9227-W-RD-CL-L**,; ,LRD2-08-10-9227-W-RM-CL-L**,; ,LRD2-08-10-9227-W-RS-CL-L**,; ,LRD2-08-10-9230-M-RD-CL-L**,; ,LRD2-08-10-9230-M-RM-CL-L**,; ,LRD2-08-10-9230-M-RS-CL-L**,; ,LRD2-08-10-9230-N-RD-CL-L**,; ,LRD2-08-10-9230-N-RM-CL-L**,; ,LRD2-08-10-9230-N-RS-CL-L**,; ,LRD2-08-10-9230-W-RD-CL-L**,; ,LRD2-08-10-9230-W-RM-CL-L**,; ,LRD2-08-10-9230-W-RS-CL-L**,; ,LRD2-08-10-9235-M-RD-CL-L**,; ,LRD2-08-10-9235-M-RM-CL-L**,; ,LRD2-08-10-9235-M-RS-CL-L**,; ,LRD2-08-10-9235-N-RD-CL-L**,; ,LRD2-08-10-9235-N-RM-CL-L**,; ,LRD2-08-10-9235-N-RS-CL-L**,; ,LRD2-08-10-9235-W-RD-CL-L**,; ,LRD2-08-10-9235-W-RM-CL-L**,; ,LRD2-08-10-9235-W-RS-CL-L**,; ,LRD2-08-10-9240-M-RD-CL-L**,; ,LRD2-08-10-9240-M-RM-CL-L**,; ,LRD2-08-10-9240-M-RS-CL-L**,; ,LRD2-08-10-9240-N-RD-CL-L**,; ,LRD2-08-10-9240-N-RM-CL-L**,; ,LRD2-08-10-9240-N-RS-CL-L**,; ,LRD2-08-10-9240-W-RD-CL-L**,; ,LRD2-08-10-9240-W-RM-CL-L**,; ,LRD2-08-10-9240-W-RS-CL-L**,; ,LRD2-08-15-9227-M-RD-CL-L**,; ,LRD2-08-15-9227-M-RM-CL-L**,; ,LRD2-08-15-9227-M-RS-CL-L**,; ,LRD2-08-15-9227-N-RD-CL-L**,; ,LRD2-08-15-9227-N-RM-CL-L**,; ,LRD2-08-15-9227-N-RS-CL-L**,; ,LRD2-08-15-9227-W-RD-CL-L**,; ,LRD2-08-15-9227-W-RM-CL-L**,; ,LRD2-08-15-9227-W-RS-CL-L**,; ,LRD2-08-15-9230-M-RD-CL-L**,; ,LRD2-08-15-9230-M-RM-CL-L**,; ,LRD2-08-15-9230-M-RS-CL-L**,; ,LRD2-08-15-9230-N-RD-CL-L**,; ,LRD2-08-15-9230-N-RM-CL-L**,; ,LRD2-08-15-9230-N-RS-CL-L**,; ,LRD2-08-15-9230-W-RD-CL-L**,; ,LRD2-08-15-9230-W-RM-CL-L**,; ,LRD2-08-15-9230-W-RS-CL-L**,; ,LRD2-08-15-9235-M-RD-CL-L**,; ,LRD2-08-15-9235-M-RM-CL-L**,; ,LRD2-08-15-9235-M-RS-CL-L**,; ,LRD2-08-15-9235-N-RD-CL-L**,; ,LRD2-08-15-9235-N-RM-CL-L**,; ,LRD2-08-15-9235-N-RS-CL-L**,; ,LRD2-08-15-9235-W-RD-CL-L**,; ,LRD2-08-15-9235-W-RM-CL-L**,; ,LRD2-08-15-9235-W-RS-CL-L**,; ,LRD2-08-15-9240-M-RD-CL-L**,; ,LRD2-08-15-9240-M-RM-CL-L**,; ,LRD2-08-15-9240-M-RS-CL-L**,; ,LRD2-08-15-9240-N-RD-CL-L**,; ,LRD2-08-15-9240-N-RM-CL-L**,; ,LRD2-08-15-9240-N-RS-CL-L**,; ,LRD2-08-15-9240-W-RD-CL-L**,; ,LRD2-08-15-9240-W-RM-CL-L**,; ,LRD2-08-15-9240-W-RS-CL-L**, | Indoor | LED | Downlight Solid State Retrofit | 3316 | 53 | 62.6 |  | 2700K | 95 | 42000 | Non-Dimmable |  | 2015-10-14
LumenOptix LLC | Lumenoptix | LRD2-08-20-9227-N-RM-CL-L** | LRD2-08-20-9227-N-RM-CL-L** | ,LRD2-08-20-9227-M-RD-CL-L**,; ,LRD2-08-20-9227-M-RM-CL-L**,; ,LRD2-08-20-9227-M-RS-CL-L**,; ,LRD2-08-20-9227-N-RD-CL-L**,; ,LRD2-08-20-9227-N-RS-CL-L**,; ,LRD2-08-20-9227-W-RD-CL-L**,; ,LRD2-08-20-9227-W-RM-CL-L**,; ,LRD2-08-20-9227-W-RS-CL-L**,; ,LRD2-08-20-9230-M-RD-CL-L**,; ,LRD2-08-20-9230-M-RM-CL-L**,; ,LRD2-08-20-9230-M-RS-CL-L**,; ,LRD2-08-20-9230-N-RD-CL-L**,; ,LRD2-08-20-9230-N-RM-CL-L**,; ,LRD2-08-20-9230-N-RS-CL-L**,; ,LRD2-08-20-9230-W-RD-CL-L**,; ,LRD2-08-20-9230-W-RM-CL-L**,; ,LRD2-08-20-9230-W-RS-CL-L**,; ,LRD2-08-20-9235-M-RD-CL-L**,; ,LRD2-08-20-9235-M-RM-CL-L**,; ,LRD2-08-20-9235-M-RS-CL-L**,; ,LRD2-08-20-9235-N-RD-CL-L**,; ,LRD2-08-20-9235-N-RM-CL-L**,; ,LRD2-08-20-9235-N-RS-CL-L**,; ,LRD2-08-20-9235-W-RD-CL-L**,; ,LRD2-08-20-9235-W-RM-CL-L**,; ,LRD2-08-20-9235-W-RS-CL-L**,; ,LRD2-08-20-9240-M-RD-CL-L**,; ,LRD2-08-20-9240-M-RM-CL-L**,; ,LRD2-08-20-9240-M-RS-CL-L**,; ,LRD2-08-20-9240-N-RD-CL-L**,; ,LRD2-08-20-9240-N-RM-CL-L**,; ,LRD2-08-20-9240-N-RS-CL-L**,; ,LRD2-08-20-9240-W-RD-CL-L**,; ,LRD2-08-20-9240-W-RM-CL-L**,; ,LRD2-08-20-9240-W-RS-CL-L**,; ,LRD2-08-30-9227-M-RD-CL-L**,; ,LRD2-08-30-9227-M-RM-CL-L**,; ,LRD2-08-30-9227-M-RS-CL-L**,; ,LRD2-08-30-9227-N-RD-CL-L**,; ,LRD2-08-30-9227-N-RM-CL-L**,; ,LRD2-08-30-9227-N-RS-CL-L**,; ,LRD2-08-30-9227-W-RD-CL-L**,; ,LRD2-08-30-9227-W-RM-CL-L**,; ,LRD2-08-30-9227-W-RS-CL-L**,; ,LRD2-08-30-9230-M-RD-CL-L**,; ,LRD2-08-30-9230-M-RM-CL-L**,; ,LRD2-08-30-9230-M-RS-CL-L**,; ,LRD2-08-30-9230-N-RD-CL-L**,; ,LRD2-08-30-9230-N-RM-CL-L**,; ,LRD2-08-30-9230-N-RS-CL-L**,; ,LRD2-08-30-9230-W-RD-CL-L**,; ,LRD2-08-30-9230-W-RM-CL-L**,; ,LRD2-08-30-9230-W-RS-CL-L**,; ,LRD2-08-30-9235-M-RD-CL-L**,; ,LRD2-08-30-9235-M-RM-CL-L**,; ,LRD2-08-30-9235-M-RS-CL-L**,; ,LRD2-08-30-9235-N-RD-CL-L**,; ,LRD2-08-30-9235-N-RM-CL-L**,; ,LRD2-08-30-9235-N-RS-CL-L**,; ,LRD2-08-30-9235-W-RD-CL-L**,; ,LRD2-08-30-9235-W-RM-CL-L**,; ,LRD2-08-30-9235-W-RS-CL-L**,; ,LRD2-08-30-9240-M-RD-CL-L**,; ,LRD2-08-30-9240-M-RM-CL-L**,; ,LRD2-08-30-9240-M-RS-CL-L**,; ,LRD2-08-30-9240-N-RD-CL-L**,; ,LRD2-08-30-9240-N-RM-CL-L**,; ,LRD2-08-30-9240-N-RS-CL-L**,; ,LRD2-08-30-9240-W-RD-CL-L**,; ,LRD2-08-30-9240-W-RM-CL-L**,; ,LRD2-08-30-9240-W-RS-CL-L**,; ,LRD2-08-40-9227-M-RD-CL-L**,; ,LRD2-08-40-9227-M-RM-CL-L**,; ,LRD2-08-40-9227-M-RS-CL-L**,; ,LRD2-08-40-9227-N-RD-CL-L**,; ,LRD2-08-40-9227-N-RM-CL-L**,; ,LRD2-08-40-9227-N-RS-CL-L**,; ,LRD2-08-40-9227-W-RD-CL-L**,; ,LRD2-08-40-9227-W-RM-CL-L**,; ,LRD2-08-40-9227-W-RS-CL-L**,; ,LRD2-08-40-9230-M-RD-CL-L**,; ,LRD2-08-40-9230-M-RM-CL-L**,; ,LRD2-08-40-9230-M-RS-CL-L**,; ,LRD2-08-40-9230-N-RD-CL-L**,; ,LRD2-08-40-9230-N-RM-CL-L**,; ,LRD2-08-40-9230-N-RS-CL-L**,; ,LRD2-08-40-9230-W-RD-CL-L**,; ,LRD2-08-40-9230-W-RM-CL-L**,; ,LRD2-08-40-9230-W-RS-CL-L**,; ,LRD2-08-40-9235-M-RD-CL-L**,; ,LRD2-08-40-9235-M-RM-CL-L**,; ,LRD2-08-40-9235-M-RS-CL-L**,; ,LRD2-08-40-9235-N-RD-CL-L**,; ,LRD2-08-40-9235-N-RM-CL-L**,; ,LRD2-08-40-9235-N-RS-CL-L**,; ,LRD2-08-40-9235-W-RD-CL-L**,; ,LRD2-08-40-9235-W-RM-CL-L**,; ,LRD2-08-40-9235-W-RS-CL-L**,; ,LRD2-08-40-9240-M-RD-CL-L**,; ,LRD2-08-40-9240-M-RM-CL-L**,; ,LRD2-08-40-9240-M-RS-CL-L**,; ,LRD2-08-40-9240-N-RD-CL-L**,; ,LRD2-08-40-9240-N-RM-CL-L**,; ,LRD2-08-40-9240-N-RS-CL-L**,; ,LRD2-08-40-9240-W-RD-CL-L**,; ,LRD2-08-40-9240-W-RM-CL-L**,; ,LRD2-08-40-9240-W-RS-CL-L**,; ,LRD2-10-10-9227-M-RD-CL-L**,; ,LRD2-10-10-9227-M-RM-CL-L**,; ,LRD2-10-10-9227-M-RS-CL-L**,; ,LRD2-10-10-9227-N-RD-CL-L**,; ,LRD2-10-10-9227-N-RM-CL-L**,; ,LRD2-10-10-9227-N-RS-CL-L**,; ,LRD2-10-10-9227-W-RD-CL-L**,; ,LRD2-10-10-9227-W-RM-CL-L**,; ,LRD2-10-10-9227-W-RS-CL-L**,; ,LRD2-10-10-9230-M-RD-CL-L**,; ,LRD2-10-10-9230-M-RM-CL-L**,; ,LRD2-10-10-9230-M-RS-CL-L**,; ,LRD2-10-10-9230-N-RD-CL-L**,; ,LRD2-10-10-9230-N-RM-CL-L**,; ,LRD2-10-10-9230-N-RS-CL-L**,; ,LRD2-10-10-9230-W-RD-CL-L**,; ,LRD2-10-10-9230-W-RM-CL-L**,; ,LRD2-10-10-9230-W-RS-CL-L**,; ,LRD2-10-10-9235-M-RD-CL-L**,; ,LRD2-10-10-9235-M-RM-CL-L**,; ,LRD2-10-10-9235-M-RS-CL-L**,; ,LRD2-10-10-9235-N-RD-CL-L**,; ,LRD2-10-10-9235-N-RM-CL-L**,; ,LRD2-10-10-9235-N-RS-CL-L**,; ,LRD2-10-10-9235-W-RD-CL-L**,; ,LRD2-10-10-9235-W-RM-CL-L**,; ,LRD2-10-10-9235-W-RS-CL-L**,; ,LRD2-10-10-9240-M-RD-CL-L**,; ,LRD2-10-10-9240-M-RM-CL-L**,; ,LRD2-10-10-9240-M-RS-CL-L**,; ,LRD2-10-10-9240-N-RD-CL-L**,; ,LRD2-10-10-9240-N-RM-CL-L**,; ,LRD2-10-10-9240-N-RS-CL-L**,; ,LRD2-10-10-9240-W-RD-CL-L**,; ,LRD2-10-10-9240-W-RM-CL-L**,; ,LRD2-10-10-9240-W-RS-CL-L**, | Indoor | LED | Downlight Solid State Retrofit | 3316 | 53 | 62.6 |  | 2700K | 95 | 42000 | Non-Dimmable |  | 2015-10-14
LumenOptix LLC | Lumenoptix | LRD2-10-15-9227-N-RM-CL-L** | LRD2-10-15-9227-N-RM-CL-L** | ,LRD2-10-15-9227-M-RD-CL-L**,; ,LRD2-10-15-9227-M-RM-CL-L**,; ,LRD2-10-15-9227-M-RS-CL-L**,; ,LRD2-10-15-9227-N-RD-CL-L**,; ,LRD2-10-15-9227-N-RS-CL-L**,; ,LRD2-10-15-9227-W-RD-CL-L**,; ,LRD2-10-15-9227-W-RM-CL-L**,; ,LRD2-10-15-9227-W-RS-CL-L**,; ,LRD2-10-15-9230-M-RD-CL-L**,; ,LRD2-10-15-9230-M-RM-CL-L**,; ,LRD2-10-15-9230-M-RS-CL-L**,; ,LRD2-10-15-9230-N-RD-CL-L**,; ,LRD2-10-15-9230-N-RM-CL-L**,; ,LRD2-10-15-9230-N-RS-CL-L**,; ,LRD2-10-15-9230-W-RD-CL-L**,; ,LRD2-10-15-9230-W-RM-CL-L**,; ,LRD2-10-15-9230-W-RS-CL-L**,; ,LRD2-10-15-9235-M-RD-CL-L**,; ,LRD2-10-15-9235-M-RM-CL-L**,; ,LRD2-10-15-9235-M-RS-CL-L**,; ,LRD2-10-15-9235-N-RD-CL-L**,; ,LRD2-10-15-9235-N-RM-CL-L**,; ,LRD2-10-15-9235-N-RS-CL-L**,; ,LRD2-10-15-9235-W-RD-CL-L**,; ,LRD2-10-15-9235-W-RM-CL-L**,; ,LRD2-10-15-9235-W-RS-CL-L**,; ,LRD2-10-15-9240-M-RD-CL-L**,; ,LRD2-10-15-9240-M-RM-CL-L**,; ,LRD2-10-15-9240-M-RS-CL-L**,; ,LRD2-10-15-9240-N-RD-CL-L**,; ,LRD2-10-15-9240-N-RM-CL-L**,; ,LRD2-10-15-9240-N-RS-CL-L**,; ,LRD2-10-15-9240-W-RD-CL-L**,; ,LRD2-10-15-9240-W-RM-CL-L**,; ,LRD2-10-15-9240-W-RS-CL-L**,; ,LRD2-10-20-9227-M-RD-CL-L**,; ,LRD2-10-20-9227-M-RM-CL-L**,; ,LRD2-10-20-9227-M-RS-CL-L**,; ,LRD2-10-20-9227-N-RD-CL-L**,; ,LRD2-10-20-9227-N-RM-CL-L**,; ,LRD2-10-20-9227-N-RS-CL-L**,; ,LRD2-10-20-9227-W-RD-CL-L**,; ,LRD2-10-20-9227-W-RM-CL-L**,; ,LRD2-10-20-9227-W-RS-CL-L**,; ,LRD2-10-20-9230-M-RD-CL-L**,; ,LRD2-10-20-9230-M-RM-CL-L**,; ,LRD2-10-20-9230-M-RS-CL-L**,; ,LRD2-10-20-9230-N-RD-CL-L**,; ,LRD2-10-20-9230-N-RM-CL-L**,; ,LRD2-10-20-9230-N-RS-CL-L**,; ,LRD2-10-20-9230-W-RD-CL-L**,; ,LRD2-10-20-9230-W-RM-CL-L**,; ,LRD2-10-20-9230-W-RS-CL-L**,; ,LRD2-10-20-9235-M-RD-CL-L**,; ,LRD2-10-20-9235-M-RM-CL-L**,; ,LRD2-10-20-9235-M-RS-CL-L**,; ,LRD2-10-20-9235-N-RD-CL-L**,; ,LRD2-10-20-9235-N-RM-CL-L**,; ,LRD2-10-20-9235-N-RS-CL-L**,; ,LRD2-10-20-9235-W-RD-CL-L**,; ,LRD2-10-20-9235-W-RM-CL-L**,; ,LRD2-10-20-9235-W-RS-CL-L**,; ,LRD2-10-20-9240-M-RD-CL-L**,; ,LRD2-10-20-9240-M-RM-CL-L**,; ,LRD2-10-20-9240-M-RS-CL-L**,; ,LRD2-10-20-9240-N-RD-CL-L**,; ,LRD2-10-20-9240-N-RM-CL-L**,; ,LRD2-10-20-9240-N-RS-CL-L**,; ,LRD2-10-20-9240-W-RD-CL-L**,; ,LRD2-10-20-9240-W-RM-CL-L**,; ,LRD2-10-20-9240-W-RS-CL-L**,; ,LRD2-10-30-9227-M-RD-CL-L**,; ,LRD2-10-30-9227-M-RM-CL-L**,; ,LRD2-10-30-9227-M-RS-CL-L**,; ,LRD2-10-30-9227-N-RD-CL-L**,; ,LRD2-10-30-9227-N-RM-CL-L**,; ,LRD2-10-30-9227-N-RS-CL-L**,; ,LRD2-10-30-9227-W-RD-CL-L**,; ,LRD2-10-30-9227-W-RM-CL-L**,; ,LRD2-10-30-9227-W-RS-CL-L**,; ,LRD2-10-30-9230-M-RD-CL-L**,; ,LRD2-10-30-9230-M-RM-CL-L**,; ,LRD2-10-30-9230-M-RS-CL-L**,; ,LRD2-10-30-9230-N-RD-CL-L**,; ,LRD2-10-30-9230-N-RM-CL-L**,; ,LRD2-10-30-9230-N-RS-CL-L**,; ,LRD2-10-30-9230-W-RD-CL-L**,; ,LRD2-10-30-9230-W-RM-CL-L**,; ,LRD2-10-30-9230-W-RS-CL-L**,; ,LRD2-10-30-9235-M-RD-CL-L**,; ,LRD2-10-30-9235-M-RM-CL-L**,; ,LRD2-10-30-9235-M-RS-CL-L**,; ,LRD2-10-30-9235-N-RD-CL-L**,; ,LRD2-10-30-9235-N-RM-CL-L**,; ,LRD2-10-30-9235-N-RS-CL-L**,; ,LRD2-10-30-9235-W-RD-CL-L**,; ,LRD2-10-30-9235-W-RM-CL-L**,; ,LRD2-10-30-9235-W-RS-CL-L**,; ,LRD2-10-30-9240-M-RD-CL-L**,; ,LRD2-10-30-9240-M-RM-CL-L**,; ,LRD2-10-30-9240-M-RS-CL-L**,; ,LRD2-10-30-9240-N-RD-CL-L**,; ,LRD2-10-30-9240-N-RM-CL-L**,; ,LRD2-10-30-9240-N-RS-CL-L**,; ,LRD2-10-30-9240-W-RD-CL-L**,; ,LRD2-10-30-9240-W-RM-CL-L**,; ,LRD2-10-30-9240-W-RS-CL-L**,; ,LRD2-10-40-9227-M-RD-CL-L**,; ,LRD2-10-40-9227-M-RM-CL-L**,; ,LRD2-10-40-9227-M-RS-CL-L**,; ,LRD2-10-40-9227-N-RD-CL-L**,; ,LRD2-10-40-9227-N-RM-CL-L**,; ,LRD2-10-40-9227-N-RS-CL-L**,; ,LRD2-10-40-9227-W-RD-CL-L**,; ,LRD2-10-40-9227-W-RS-CL-L**,; ,LRD2-10-40-9230-M-RD-CL-L**,; ,LRD2-10-40-9230-M-RM-CL-L**,; ,LRD2-10-40-9230-M-RS-CL-L**,; ,LRD2-10-40-9230-N-RD-CL-L**,; ,LRD2-10-40-9230-N-RM-CL-L**,; ,LRD2-10-40-9230-N-RS-CL-L**,; ,LRD2-10-40-9230-W-RD-CL-L**,; ,LRD2-10-40-9230-W-RM-CL-L**,; ,LRD2-10-40-9230-W-RS-CL-L**,; ,LRD2-10-40-9235-M-RD-CL-L**,; ,LRD2-10-40-9235-M-RM-CL-L**,; ,LRD2-10-40-9235-M-RS-CL-L**,; ,LRD2-10-40-9235-N-RD-CL-L**,; ,LRD2-10-40-9235-N-RM-CL-L**,; ,LRD2-10-40-9235-N-RS-CL-L**,; ,LRD2-10-40-9235-W-RD-CL-L**,; ,LRD2-10-40-9235-W-RM-CL-L**,; ,LRD2-10-40-9235-W-RS-CL-L**,; ,LRD2-10-40-9240-M-RD-CL-L**,; ,LRD2-10-40-9240-M-RM-CL-L**,; ,LRD2-10-40-9240-M-RS-CL-L**,; ,LRD2-10-40-9240-N-RD-CL-L**,; ,LRD2-10-40-9240-N-RM-CL-L**,; ,LRD2-10-40-9240-N-RS-CL-L**,; ,LRD2-10-40-9240-W-RD-CL-L**,; ,LRD2-10-40-9240-W-RM-CL-L**,; ,LRD2-10-40-9240-W-RS-CL-L**, | Indoor | LED | Downlight Solid State Retrofit | 3316 | 53 | 62.6 |  | 2700K | 95 | 42000 | Non-Dimmable |  | 2015-10-14
LumenOptix LLC | Lumenoptix | LRD2-10-40-9227-W-RM-CL-L** | LRD2-10-40-9227-W-RM-CL-L** | ,LRD2-06-10-9227-M-RD-CL-L**,; ,LRD2-06-10-9227-M-RM-CL-L**,; ,LRD2-06-10-9227-M-RS-CL-L**,; ,LRD2-06-10-9227-N-RD-CL-L**,; ,LRD2-06-10-9227-N-RM-CL-L**,; ,LRD2-06-10-9227-N-RS-CL-L**,; ,LRD2-06-10-9227-W-RD-CL-L**,; ,LRD2-06-10-9227-W-RM-CL-L**,; ,LRD2-06-10-9227-W-RS-CL-L**,; ,LRD2-06-10-9230-M-RD-CL-L**,; ,LRD2-06-10-9230-M-RM-CL-L**,; ,LRD2-06-10-9230-M-RS-CL-L**,; ,LRD2-06-10-9230-N-RD-CL-L**,; ,LRD2-06-10-9230-N-RM-CL-L**,; ,LRD2-06-10-9230-N-RS-CL-L**,; ,LRD2-06-10-9230-W-RD-CL-L**,; ,LRD2-06-10-9230-W-RM-CL-L**,; ,LRD2-06-10-9230-W-RS-CL-L**,; ,LRD2-06-10-9235-M-RD-CL-L**,; ,LRD2-06-10-9235-M-RM-CL-L**,; ,LRD2-06-10-9235-M-RS-CL-L**,; ,LRD2-06-10-9235-N-RD-CL-L**,; ,LRD2-06-10-9235-N-RM-CL-L**,; ,LRD2-06-10-9235-N-RS-CL-L**,; ,LRD2-06-10-9235-W-RD-CL-L**,; ,LRD2-06-10-9235-W-RM-CL-L**,; ,LRD2-06-10-9235-W-RS-CL-L**,; ,LRD2-06-10-9240-M-RD-CL-L**,; ,LRD2-06-10-9240-M-RM-CL-L**,; ,LRD2-06-10-9240-M-RS-CL-L**,; ,LRD2-06-10-9240-N-RD-CL-L**,; ,LRD2-06-10-9240-N-RM-CL-L**,; ,LRD2-06-10-9240-N-RS-CL-L**,; ,LRD2-06-10-9240-W-RD-CL-L**,; ,LRD2-06-10-9240-W-RM-CL-L**,; ,LRD2-06-10-9240-W-RS-CL-L**,; ,LRD2-06-15-9227-M-RD-CL-L**,; ,LRD2-06-15-9227-M-RM-CL-L**,; ,LRD2-06-15-9227-M-RS-CL-L**,; ,LRD2-06-15-9227-N-RD-CL-L**,; ,LRD2-06-15-9227-N-RM-CL-L**,; ,LRD2-06-15-9227-N-RS-CL-L**,; ,LRD2-06-15-9227-W-RD-CL-L**,; ,LRD2-06-15-9227-W-RM-CL-L**,; ,LRD2-06-15-9227-W-RS-CL-L**,; ,LRD2-06-15-9230-M-RD-CL-L**,; ,LRD2-06-15-9230-M-RM-CL-L**,; ,LRD2-06-15-9230-M-RS-CL-L**,; ,LRD2-06-15-9230-N-RD-CL-L**,; ,LRD2-06-15-9230-N-RM-CL-L**,; ,LRD2-06-15-9230-N-RS-CL-L**,; ,LRD2-06-15-9230-W-RD-CL-L**,; ,LRD2-06-15-9230-W-RM-CL-L**,; ,LRD2-06-15-9230-W-RS-CL-L**,; ,LRD2-06-15-9235-M-RD-CL-L**,; ,LRD2-06-15-9235-M-RM-CL-L**,; ,LRD2-06-15-9235-M-RS-CL-L**,; ,LRD2-06-15-9235-N-RD-CL-L**,; ,LRD2-06-15-9235-N-RM-CL-L**,; ,LRD2-06-15-9235-N-RS-CL-L**,; ,LRD2-06-15-9235-W-RD-CL-L**,; ,LRD2-06-15-9235-W-RM-CL-L**,; ,LRD2-06-15-9235-W-RS-CL-L**,; ,LRD2-06-15-9240-M-RD-CL-L**,; ,LRD2-06-15-9240-M-RM-CL-L**,; ,LRD2-06-15-9240-M-RS-CL-L**,; ,LRD2-06-15-9240-N-RD-CL-L**,; ,LRD2-06-15-9240-N-RM-CL-L**,; ,LRD2-06-15-9240-N-RS-CL-L**,; ,LRD2-06-15-9240-W-RD-CL-L**,; ,LRD2-06-15-9240-W-RM-CL-L**,; ,LRD2-06-15-9240-W-RS-CL-L**,; ,LRD2-06-20-9227-M-RD-CL-L**,; ,LRD2-06-20-9227-M-RM-CL-L**,; ,LRD2-06-20-9227-M-RS-CL-L**,; ,LRD2-06-20-9227-N-RD-CL-L**,; ,LRD2-06-20-9227-N-RM-CL-L**,; ,LRD2-06-20-9227-N-RS-CL-L**,; ,LRD2-06-20-9227-W-RD-CL-L**,; ,LRD2-06-20-9227-W-RM-CL-L**,; ,LRD2-06-20-9227-W-RS-CL-L**,; ,LRD2-06-20-9230-M-RD-CL-L**,; ,LRD2-06-20-9230-M-RM-CL-L**,; ,LRD2-06-20-9230-M-RS-CL-L**,; ,LRD2-06-20-9230-N-RD-CL-L**,; ,LRD2-06-20-9230-N-RM-CL-L**,; ,LRD2-06-20-9230-N-RS-CL-L**,; ,LRD2-06-20-9230-W-RD-CL-L**,; ,LRD2-06-20-9230-W-RM-CL-L**,; ,LRD2-06-20-9230-W-RS-CL-L**,; ,LRD2-06-20-9235-M-RD-CL-L**,; ,LRD2-06-20-9235-M-RM-CL-L**,; ,LRD2-06-20-9235-M-RS-CL-L**,; ,LRD2-06-20-9235-N-RD-CL-L**,; ,LRD2-06-20-9235-N-RM-CL-L**,; ,LRD2-06-20-9235-N-RS-CL-L**,; ,LRD2-06-20-9235-W-RD-CL-L**,; ,LRD2-06-20-9235-W-RM-CL-L**,; ,LRD2-06-20-9235-W-RS-CL-L**,; ,LRD2-06-20-9240-M-RD-CL-L**,; ,LRD2-06-20-9240-M-RM-CL-L**,; ,LRD2-06-20-9240-M-RS-CL-L**,; ,LRD2-06-20-9240-N-RD-CL-L**,; ,LRD2-06-20-9240-N-RM-CL-L**,; ,LRD2-06-20-9240-N-RS-CL-L**,; ,LRD2-06-20-9240-W-RD-CL-L**,; ,LRD2-06-20-9240-W-RM-CL-L**,; ,LRD2-06-20-9240-W-RS-CL-L**,; ,LRD2-06-30-9227-M-RD-CL-L**,; ,LRD2-06-30-9227-M-RM-CL-L**,; ,LRD2-06-30-9227-M-RS-CL-L**,; ,LRD2-06-30-9227-N-RD-CL-L**,; ,LRD2-06-30-9227-N-RM-CL-L**,; ,LRD2-06-30-9227-N-RS-CL-L**,; ,LRD2-06-30-9227-W-RD-CL-L**,; ,LRD2-06-30-9227-W-RM-CL-L**,; ,LRD2-06-30-9227-W-RS-CL-L**,; ,LRD2-06-30-9230-M-RD-CL-L**,; ,LRD2-06-30-9230-M-RM-CL-L**,; ,LRD2-06-30-9230-M-RS-CL-L**,; ,LRD2-06-30-9230-N-RD-CL-L**,; ,LRD2-06-30-9230-N-RM-CL-L**,; ,LRD2-06-30-9230-N-RS-CL-L**,; ,LRD2-06-30-9230-W-RD-CL-L**,; ,LRD2-06-30-9230-W-RM-CL-L**,; ,LRD2-06-30-9230-W-RS-CL-L**,; ,LRD2-06-30-9235-M-RD-CL-L**,; ,LRD2-06-30-9235-M-RM-CL-L**,; ,LRD2-06-30-9235-M-RS-CL-L**,; ,LRD2-06-30-9235-N-RD-CL-L**,; ,LRD2-06-30-9235-N-RM-CL-L**,; ,LRD2-06-30-9235-N-RS-CL-L**,; ,LRD2-06-30-9235-W-RD-CL-L**,; ,LRD2-06-30-9235-W-RM-CL-L**,; ,LRD2-06-30-9235-W-RS-CL-L**,; ,LRD2-06-30-9240-M-RD-CL-L**,; ,LRD2-06-30-9240-M-RM-CL-L**,; ,LRD2-06-30-9240-M-RS-CL-L**,; ,LRD2-06-30-9240-N-RD-CL-L**,; ,LRD2-06-30-9240-N-RM-CL-L**,; ,LRD2-06-30-9240-N-RS-CL-L**,; ,LRD2-06-30-9240-W-RD-CL-L**,; ,LRD2-06-30-9240-W-RM-CL-L**,; ,LRD2-06-30-9240-W-RS-CL-L**, | Indoor | LED | Downlight Solid State Retrofit | 3316 | 53 | 62.6 |  | 2700K | 95 | 42000 | Non-Dimmable |  | 2015-10-14
LumenOptix LLC | Lumenoptix | LRD3-06-40-9327-N-RM-CL-L** | LRD3-06-40-9327-N-RM-CL-L** | ,LRD3-06-40-9327-M-RD-CL-L**,; ,LRD3-06-40-9327-M-RM-CL-L**,; ,LRD3-06-40-9327-M-RS-CL-L**,; ,LRD3-06-40-9327-N-RD-CL-L**,; ,LRD3-06-40-9327-N-RS-CL-L**,; ,LRD3-06-40-9327-W-RD-CL-L**,; ,LRD3-06-40-9327-W-RM-CL-L**,; ,LRD3-06-40-9327-W-RS-CL-L**,; ,LRD3-06-40-9330-M-RD-CL-L**,; ,LRD3-06-40-9330-M-RM-CL-L**,; ,LRD3-06-40-9330-M-RS-CL-L**,; ,LRD3-06-40-9330-N-RD-CL-L**,; ,LRD3-06-40-9330-N-RM-CL-L**,; ,LRD3-06-40-9330-N-RS-CL-L**,; ,LRD3-06-40-9330-W-RD-CL-L**,; ,LRD3-06-40-9330-W-RM-CL-L**,; ,LRD3-06-40-9330-W-RS-CL-L**,; ,LRD3-06-40-9335-M-RD-CL-L**,; ,LRD3-06-40-9335-M-RM-CL-L**,; ,LRD3-06-40-9335-M-RS-CL-L**,; ,LRD3-06-40-9335-N-RD-CL-L**,; ,LRD3-06-40-9335-N-RM-CL-L**,; ,LRD3-06-40-9335-N-RS-CL-L**,; ,LRD3-06-40-9335-W-RD-CL-L**,; ,LRD3-06-40-9335-W-RM-CL-L**,; ,LRD3-06-40-9335-W-RS-CL-L**,; ,LRD3-06-40-9340-M-RD-CL-L**,; ,LRD3-06-40-9340-M-RM-CL-L**,; ,LRD3-06-40-9340-M-RS-CL-L**,; ,LRD3-06-40-9340-N-RD-CL-L**,; ,LRD3-06-40-9340-N-RM-CL-L**,; ,LRD3-06-40-9340-N-RS-CL-L**,; ,LRD3-06-40-9340-W-RD-CL-L**,; ,LRD3-06-40-9340-W-RM-CL-L**,; ,LRD3-06-40-9340-W-RS-CL-L**,; ,LRD3-06-60-9327-M-RD-CL-L**,; ,LRD3-06-60-9327-M-RM-CL-L**,; ,LRD3-06-60-9327-M-RS-CL-L**,; ,LRD3-06-60-9327-N-RD-CL-L**,; ,LRD3-06-60-9327-N-RM-CL-L**,; ,LRD3-06-60-9327-N-RS-CL-L**,; ,LRD3-06-60-9327-W-RD-CL-L**,; ,LRD3-06-60-9327-W-RM-CL-L**,; ,LRD3-06-60-9327-W-RS-CL-L**,; ,LRD3-06-60-9330-M-RD-CL-L**,; ,LRD3-06-60-9330-M-RM-CL-L**,; ,LRD3-06-60-9330-M-RS-CL-L**,; ,LRD3-06-60-9330-N-RD-CL-L**,; ,LRD3-06-60-9330-N-RM-CL-L**,; ,LRD3-06-60-9330-N-RS-CL-L**,; ,LRD3-06-60-9330-W-RD-CL-L**,; ,LRD3-06-60-9330-W-RM-CL-L**,; ,LRD3-06-60-9330-W-RS-CL-L**,; ,LRD3-06-60-9335-M-RD-CL-L**,; ,LRD3-06-60-9335-M-RM-CL-L**,; ,LRD3-06-60-9335-M-RS-CL-L**,; ,LRD3-06-60-9335-N-RD-CL-L**,; ,LRD3-06-60-9335-N-RM-CL-L**,; ,LRD3-06-60-9335-N-RS-CL-L**,; ,LRD3-06-60-9335-W-RD-CL-L**,; ,LRD3-06-60-9335-W-RM-CL-L**,; ,LRD3-06-60-9335-W-RS-CL-L**,; ,LRD3-06-60-9340-M-RD-CL-L**,; ,LRD3-06-60-9340-M-RM-CL-L**,; ,LRD3-06-60-9340-M-RS-CL-L**,; ,LRD3-06-60-9340-N-RD-CL-L**,; ,LRD3-06-60-9340-N-RM-CL-L**,; ,LRD3-06-60-9340-N-RS-CL-L**,; ,LRD3-06-60-9340-W-RD-CL-L**,; ,LRD3-06-60-9340-W-RM-CL-L**,; ,LRD3-06-60-9340-W-RS-CL-L**,; ,LRD3-06-80-9327-M-RD-CL-L**,; ,LRD3-06-80-9327-M-RM-CL-L**,; ,LRD3-06-80-9327-M-RS-CL-L**,; ,LRD3-06-80-9327-N-RD-CL-L**,; ,LRD3-06-80-9327-N-RM-CL-L**,; ,LRD3-06-80-9327-N-RS-CL-L**,; ,LRD3-06-80-9327-W-RD-CL-L**,; ,LRD3-06-80-9327-W-RM-CL-L**,; ,LRD3-06-80-9327-W-RS-CL-L**,; ,LRD3-06-80-9330-M-RD-CL-L**,; ,LRD3-06-80-9330-M-RM-CL-L**,; ,LRD3-06-80-9330-M-RS-CL-L**,; ,LRD3-06-80-9330-N-RD-CL-L**,; ,LRD3-06-80-9330-N-RM-CL-L**,; ,LRD3-06-80-9330-N-RS-CL-L**,; ,LRD3-06-80-9330-W-RD-CL-L**,; ,LRD3-06-80-9330-W-RM-CL-L**,; ,LRD3-06-80-9330-W-RS-CL-L**,; ,LRD3-06-80-9335-M-RD-CL-L**,; ,LRD3-06-80-9335-M-RM-CL-L**,; ,LRD3-06-80-9335-M-RS-CL-L**,; ,LRD3-06-80-9335-N-RD-CL-L**,; ,LRD3-06-80-9335-N-RM-CL-L**,; ,LRD3-06-80-9335-N-RS-CL-L**,; ,LRD3-06-80-9335-W-RD-CL-L**,; ,LRD3-06-80-9335-W-RM-CL-L**,; ,LRD3-06-80-9335-W-RS-CL-L**,; ,LRD3-06-80-9340-M-RD-CL-L**,; ,LRD3-06-80-9340-M-RM-CL-L**,; ,LRD3-06-80-9340-M-RS-CL-L**,; ,LRD3-06-80-9340-N-RD-CL-L**,; ,LRD3-06-80-9340-N-RM-CL-L**,; ,LRD3-06-80-9340-N-RS-CL-L**,; ,LRD3-06-80-9340-W-RD-CL-L**,; ,LRD3-06-80-9340-W-RM-CL-L**,; ,LRD3-06-80-9340-W-RS-CL-L**,; ,LRD3-07-10-9327-M-RD-CL-L**,; ,LRD3-07-10-9327-M-RM-CL-L**,; ,LRD3-07-10-9327-M-RS-CL-L**,; ,LRD3-07-10-9327-N-RD-CL-L**,; ,LRD3-07-10-9327-N-RM-CL-L**,; ,LRD3-07-10-9327-N-RS-CL-L**,; ,LRD3-07-10-9327-W-RD-CL-L**,; ,LRD3-07-10-9327-W-RM-CL-L**,; ,LRD3-07-10-9327-W-RS-CL-L**,; ,LRD3-07-10-9330-M-RD-CL-L**,; ,LRD3-07-10-9330-M-RM-CL-L**,; ,LRD3-07-10-9330-M-RS-CL-L**,; ,LRD3-07-10-9330-N-RD-CL-L**,; ,LRD3-07-10-9330-N-RM-CL-L**,; ,LRD3-07-10-9330-N-RS-CL-L**,; ,LRD3-07-10-9330-W-RD-CL-L**,; ,LRD3-07-10-9330-W-RM-CL-L**,; ,LRD3-07-10-9330-W-RS-CL-L**,; ,LRD3-07-10-9335-M-RD-CL-L**,; ,LRD3-07-10-9335-M-RM-CL-L**,; ,LRD3-07-10-9335-M-RS-CL-L**,; ,LRD3-07-10-9335-N-RD-CL-L**,; ,LRD3-07-10-9335-N-RM-CL-L**,; ,LRD3-07-10-9335-N-RS-CL-L**,; ,LRD3-07-10-9335-W-RD-CL-L**,; ,LRD3-07-10-9335-W-RM-CL-L**,; ,LRD3-07-10-9335-W-RS-CL-L**,; ,LRD3-07-10-9340-M-RD-CL-L**,; ,LRD3-07-10-9340-M-RM-CL-L**,; ,LRD3-07-10-9340-M-RS-CL-L**,; ,LRD3-07-10-9340-N-RD-CL-L**,; ,LRD3-07-10-9340-N-RM-CL-L**,; ,LRD3-07-10-9340-N-RS-CL-L**,; ,LRD3-07-10-9340-W-RD-CL-L**,; ,LRD3-07-10-9340-W-RM-CL-L**,; ,LRD3-07-10-9340-W-RS-CL-L**, | Indoor | LED | Downlight Solid State Retrofit | 6420 | 99 | 64.9 |  | 3000K | 89 | 42000 | Non-Dimmable |  | 2015-10-14
LumenOptix LLC | Lumenoptix | LRD3-07-15-9327-N-RM-CL-L** | LRD3-07-15-9327-N-RM-CL-L** | ,LRD3-07-15-9327-M-RD-CL-L**,; ,LRD3-07-15-9327-M-RM-CL-L**,; ,LRD3-07-15-9327-M-RS-CL-L**,; ,LRD3-07-15-9327-N-RD-CL-L**,; ,LRD3-07-15-9327-N-RS-CL-L**,; ,LRD3-07-15-9327-W-RD-CL-L**,; ,LRD3-07-15-9327-W-RM-CL-L**,; ,LRD3-07-15-9327-W-RS-CL-L**,; ,LRD3-07-15-9330-M-RD-CL-L**,; ,LRD3-07-15-9330-M-RM-CL-L**,; ,LRD3-07-15-9330-M-RS-CL-L**,; ,LRD3-07-15-9330-N-RD-CL-L**,; ,LRD3-07-15-9330-N-RM-CL-L**,; ,LRD3-07-15-9330-N-RS-CL-L**,; ,LRD3-07-15-9330-W-RD-CL-L**,; ,LRD3-07-15-9330-W-RM-CL-L**,; ,LRD3-07-15-9330-W-RS-CL-L**,; ,LRD3-07-15-9335-M-RD-CL-L**,; ,LRD3-07-15-9335-M-RM-CL-L**,; ,LRD3-07-15-9335-M-RS-CL-L**,; ,LRD3-07-15-9335-N-RD-CL-L**,; ,LRD3-07-15-9335-N-RM-CL-L**,; ,LRD3-07-15-9335-N-RS-CL-L**,; ,LRD3-07-15-9335-W-RD-CL-L**,; ,LRD3-07-15-9335-W-RM-CL-L**,; ,LRD3-07-15-9335-W-RS-CL-L**,; ,LRD3-07-15-9340-M-RD-CL-L**,; ,LRD3-07-15-9340-M-RM-CL-L**,; ,LRD3-07-15-9340-M-RS-CL-L**,; ,LRD3-07-15-9340-N-RD-CL-L**,; ,LRD3-07-15-9340-N-RM-CL-L**,; ,LRD3-07-15-9340-N-RS-CL-L**,; ,LRD3-07-15-9340-W-RD-CL-L**,; ,LRD3-07-15-9340-W-RM-CL-L**,; ,LRD3-07-15-9340-W-RS-CL-L**,; ,LRD3-07-20-9327-M-RD-CL-L**,; ,LRD3-07-20-9327-M-RM-CL-L**,; ,LRD3-07-20-9327-M-RS-CL-L**,; ,LRD3-07-20-9327-N-RD-CL-L**,; ,LRD3-07-20-9327-N-RM-CL-L**,; ,LRD3-07-20-9327-N-RS-CL-L**,; ,LRD3-07-20-9327-W-RD-CL-L**,; ,LRD3-07-20-9327-W-RM-CL-L**,; ,LRD3-07-20-9327-W-RS-CL-L**,; ,LRD3-07-20-9330-M-RD-CL-L**,; ,LRD3-07-20-9330-M-RM-CL-L**,; ,LRD3-07-20-9330-M-RS-CL-L**,; ,LRD3-07-20-9330-N-RD-CL-L**,; ,LRD3-07-20-9330-N-RM-CL-L**,; ,LRD3-07-20-9330-N-RS-CL-L**,; ,LRD3-07-20-9330-W-RD-CL-L**,; ,LRD3-07-20-9330-W-RM-CL-L**,; ,LRD3-07-20-9330-W-RS-CL-L**,; ,LRD3-07-20-9335-M-RD-CL-L**,; ,LRD3-07-20-9335-M-RM-CL-L**,; ,LRD3-07-20-9335-M-RS-CL-L**,; ,LRD3-07-20-9335-N-RD-CL-L**,; ,LRD3-07-20-9335-N-RM-CL-L**,; ,LRD3-07-20-9335-N-RS-CL-L**,; ,LRD3-07-20-9335-W-RD-CL-L**,; ,LRD3-07-20-9335-W-RM-CL-L**,; ,LRD3-07-20-9335-W-RS-CL-L**,; ,LRD3-07-20-9340-M-RD-CL-L**,; ,LRD3-07-20-9340-M-RM-CL-L**,; ,LRD3-07-20-9340-M-RS-CL-L**,; ,LRD3-07-20-9340-N-RD-CL-L**,; ,LRD3-07-20-9340-N-RM-CL-L**,; ,LRD3-07-20-9340-N-RS-CL-L**,; ,LRD3-07-20-9340-W-RD-CL-L**,; ,LRD3-07-20-9340-W-RM-CL-L**,; ,LRD3-07-20-9340-W-RS-CL-L**,; ,LRD3-07-30-9327-M-RD-CL-L**,; ,LRD3-07-30-9327-M-RM-CL-L**,; ,LRD3-07-30-9327-M-RS-CL-L**,; ,LRD3-07-30-9327-N-RD-CL-L**,; ,LRD3-07-30-9327-N-RM-CL-L**,; ,LRD3-07-30-9327-N-RS-CL-L**,; ,LRD3-07-30-9327-W-RD-CL-L**,; ,LRD3-07-30-9327-W-RM-CL-L**,; ,LRD3-07-30-9327-W-RS-CL-L**,; ,LRD3-07-30-9330-M-RD-CL-L**,; ,LRD3-07-30-9330-M-RM-CL-L**,; ,LRD3-07-30-9330-M-RS-CL-L**,; ,LRD3-07-30-9330-N-RD-CL-L**,; ,LRD3-07-30-9330-N-RM-CL-L**,; ,LRD3-07-30-9330-N-RS-CL-L**,; ,LRD3-07-30-9330-W-RD-CL-L**,; ,LRD3-07-30-9330-W-RM-CL-L**,; ,LRD3-07-30-9330-W-RS-CL-L**,; ,LRD3-07-30-9335-M-RD-CL-L**,; ,LRD3-07-30-9335-M-RM-CL-L**,; ,LRD3-07-30-9335-M-RS-CL-L**,; ,LRD3-07-30-9335-N-RD-CL-L**,; ,LRD3-07-30-9335-N-RM-CL-L**,; ,LRD3-07-30-9335-N-RS-CL-L**,; ,LRD3-07-30-9335-W-RD-CL-L**,; ,LRD3-07-30-9335-W-RM-CL-L**,; ,LRD3-07-30-9335-W-RS-CL-L**,; ,LRD3-07-30-9340-M-RD-CL-L**,; ,LRD3-07-30-9340-M-RM-CL-L**,; ,LRD3-07-30-9340-M-RS-CL-L**,; ,LRD3-07-30-9340-N-RD-CL-L**,; ,LRD3-07-30-9340-N-RM-CL-L**,; ,LRD3-07-30-9340-N-RS-CL-L**,; ,LRD3-07-30-9340-W-RD-CL-L**,; ,LRD3-07-30-9340-W-RM-CL-L**,; ,LRD3-07-30-9340-W-RS-CL-L**,; ,LRD3-07-40-9327-M-RD-CL-L**,; ,LRD3-07-40-9327-M-RM-CL-L**,; ,LRD3-07-40-9327-M-RS-CL-L**,; ,LRD3-07-40-9327-N-RD-CL-L**,; ,LRD3-07-40-9327-N-RM-CL-L**,; ,LRD3-07-40-9327-N-RS-CL-L**,; ,LRD3-07-40-9327-W-RD-CL-L**,; ,LRD3-07-40-9327-W-RM-CL-L**,; ,LRD3-07-40-9327-W-RS-CL-L**,; ,LRD3-07-40-9330-M-RD-CL-L**,; ,LRD3-07-40-9330-M-RM-CL-L**,; ,LRD3-07-40-9330-M-RS-CL-L**,; ,LRD3-07-40-9330-N-RD-CL-L**,; ,LRD3-07-40-9330-N-RM-CL-L**,; ,LRD3-07-40-9330-N-RS-CL-L**,; ,LRD3-07-40-9330-W-RD-CL-L**,; ,LRD3-07-40-9330-W-RM-CL-L**,; ,LRD3-07-40-9330-W-RS-CL-L**,; ,LRD3-07-40-9335-M-RD-CL-L**,; ,LRD3-07-40-9335-M-RM-CL-L**,; ,LRD3-07-40-9335-M-RS-CL-L**,; ,LRD3-07-40-9335-N-RD-CL-L**,; ,LRD3-07-40-9335-N-RM-CL-L**,; ,LRD3-07-40-9335-N-RS-CL-L**,; ,LRD3-07-40-9335-W-RD-CL-L**,; ,LRD3-07-40-9335-W-RM-CL-L**,; ,LRD3-07-40-9335-W-RS-CL-L**,; ,LRD3-07-40-9340-M-RD-CL-L**,; ,LRD3-07-40-9340-M-RM-CL-L**,; ,LRD3-07-40-9340-M-RS-CL-L**,; ,LRD3-07-40-9340-N-RD-CL-L**,; ,LRD3-07-40-9340-N-RM-CL-L**,; ,LRD3-07-40-9340-N-RS-CL-L**,; ,LRD3-07-40-9340-W-RD-CL-L**,; ,LRD3-07-40-9340-W-RM-CL-L**,; ,LRD3-07-40-9340-W-RS-CL-L**, | Indoor | LED | Downlight Solid State Retrofit | 6420 | 99 | 64.9 |  | 3000K | 89 | 42000 | Non-Dimmable |  | 2015-10-14
LumenOptix LLC | Lumenoptix | LRD3-07-60-9327-N-RM-CL-L** | LRD3-07-60-9327-N-RM-CL-L** | ,LRD3-07-60-9327-M-RD-CL-L**,; ,LRD3-07-60-9327-M-RM-CL-L**,; ,LRD3-07-60-9327-M-RS-CL-L**,; ,LRD3-07-60-9327-N-RD-CL-L**,; ,LRD3-07-60-9327-N-RS-CL-L**,; ,LRD3-07-60-9327-W-RD-CL-L**,; ,LRD3-07-60-9327-W-RM-CL-L**,; ,LRD3-07-60-9327-W-RS-CL-L**,; ,LRD3-07-60-9330-M-RD-CL-L**,; ,LRD3-07-60-9330-M-RM-CL-L**,; ,LRD3-07-60-9330-M-RS-CL-L**,; ,LRD3-07-60-9330-N-RD-CL-L**,; ,LRD3-07-60-9330-N-RM-CL-L**,; ,LRD3-07-60-9330-N-RS-CL-L**,; ,LRD3-07-60-9330-W-RD-CL-L**,; ,LRD3-07-60-9330-W-RM-CL-L**,; ,LRD3-07-60-9330-W-RS-CL-L**,; ,LRD3-07-60-9335-M-RD-CL-L**,; ,LRD3-07-60-9335-M-RM-CL-L**,; ,LRD3-07-60-9335-M-RS-CL-L**,; ,LRD3-07-60-9335-N-RD-CL-L**,; ,LRD3-07-60-9335-N-RM-CL-L**,; ,LRD3-07-60-9335-N-RS-CL-L**,; ,LRD3-07-60-9335-W-RD-CL-L**,; ,LRD3-07-60-9335-W-RM-CL-L**,; ,LRD3-07-60-9335-W-RS-CL-L**,; ,LRD3-07-60-9340-M-RD-CL-L**,; ,LRD3-07-60-9340-M-RM-CL-L**,; ,LRD3-07-60-9340-M-RS-CL-L**,; ,LRD3-07-60-9340-N-RD-CL-L**,; ,LRD3-07-60-9340-N-RM-CL-L**,; ,LRD3-07-60-9340-N-RS-CL-L**,; ,LRD3-07-60-9340-W-RD-CL-L**,; ,LRD3-07-60-9340-W-RM-CL-L**,; ,LRD3-07-60-9340-W-RS-CL-L**,; ,LRD3-07-80-9327-M-RD-CL-L**,; ,LRD3-07-80-9327-M-RM-CL-L**,; ,LRD3-07-80-9327-M-RS-CL-L**,; ,LRD3-07-80-9327-N-RD-CL-L**,; ,LRD3-07-80-9327-N-RM-CL-L**,; ,LRD3-07-80-9327-N-RS-CL-L**,; ,LRD3-07-80-9327-W-RD-CL-L**,; ,LRD3-07-80-9327-W-RM-CL-L**,; ,LRD3-07-80-9327-W-RS-CL-L**,; ,LRD3-07-80-9330-M-RD-CL-L**,; ,LRD3-07-80-9330-M-RM-CL-L**,; ,LRD3-07-80-9330-M-RS-CL-L**,; ,LRD3-07-80-9330-N-RD-CL-L**,; ,LRD3-07-80-9330-N-RM-CL-L**,; ,LRD3-07-80-9330-N-RS-CL-L**,; ,LRD3-07-80-9330-W-RD-CL-L**,; ,LRD3-07-80-9330-W-RM-CL-L**,; ,LRD3-07-80-9330-W-RS-CL-L**,; ,LRD3-07-80-9335-M-RD-CL-L**,; ,LRD3-07-80-9335-M-RM-CL-L**,; ,LRD3-07-80-9335-M-RS-CL-L**,; ,LRD3-07-80-9335-N-RD-CL-L**,; ,LRD3-07-80-9335-N-RM-CL-L**,; ,LRD3-07-80-9335-N-RS-CL-L**,; ,LRD3-07-80-9335-W-RD-CL-L**,; ,LRD3-07-80-9335-W-RM-CL-L**,; ,LRD3-07-80-9335-W-RS-CL-L**,; ,LRD3-07-80-9340-M-RD-CL-L**,; ,LRD3-07-80-9340-M-RM-CL-L**,; ,LRD3-07-80-9340-M-RS-CL-L**,; ,LRD3-07-80-9340-N-RD-CL-L**,; ,LRD3-07-80-9340-N-RM-CL-L**,; ,LRD3-07-80-9340-N-RS-CL-L**,; ,LRD3-07-80-9340-W-RD-CL-L**,; ,LRD3-07-80-9340-W-RM-CL-L**,; ,LRD3-07-80-9340-W-RS-CL-L**,; ,LRD3-08-10-9327-M-RD-CL-L**,; ,LRD3-08-10-9327-M-RM-CL-L**,; ,LRD3-08-10-9327-M-RS-CL-L**,; ,LRD3-08-10-9327-N-RD-CL-L**,; ,LRD3-08-10-9327-N-RM-CL-L**,; ,LRD3-08-10-9327-N-RS-CL-L**,; ,LRD3-08-10-9327-W-RD-CL-L**,; ,LRD3-08-10-9327-W-RM-CL-L**,; ,LRD3-08-10-9327-W-RS-CL-L**,; ,LRD3-08-10-9330-M-RD-CL-L**,; ,LRD3-08-10-9330-M-RM-CL-L**,; ,LRD3-08-10-9330-M-RS-CL-L**,; ,LRD3-08-10-9330-N-RD-CL-L**,; ,LRD3-08-10-9330-N-RM-CL-L**,; ,LRD3-08-10-9330-N-RS-CL-L**,; ,LRD3-08-10-9330-W-RD-CL-L**,; ,LRD3-08-10-9330-W-RM-CL-L**,; ,LRD3-08-10-9330-W-RS-CL-L**,; ,LRD3-08-10-9335-M-RD-CL-L**,; ,LRD3-08-10-9335-M-RM-CL-L**,; ,LRD3-08-10-9335-M-RS-CL-L**,; ,LRD3-08-10-9335-N-RD-CL-L**,; ,LRD3-08-10-9335-N-RM-CL-L**,; ,LRD3-08-10-9335-N-RS-CL-L**,; ,LRD3-08-10-9335-W-RD-CL-L**,; ,LRD3-08-10-9335-W-RM-CL-L**,; ,LRD3-08-10-9335-W-RS-CL-L**,; ,LRD3-08-10-9340-M-RD-CL-L**,; ,LRD3-08-10-9340-M-RM-CL-L**,; ,LRD3-08-10-9340-M-RS-CL-L**,; ,LRD3-08-10-9340-N-RD-CL-L**,; ,LRD3-08-10-9340-N-RM-CL-L**,; ,LRD3-08-10-9340-N-RS-CL-L**,; ,LRD3-08-10-9340-W-RD-CL-L**,; ,LRD3-08-10-9340-W-RM-CL-L**,; ,LRD3-08-10-9340-W-RS-CL-L**,; ,LRD3-08-15-9327-M-RD-CL-L**,; ,LRD3-08-15-9327-M-RM-CL-L**,; ,LRD3-08-15-9327-M-RS-CL-L**,; ,LRD3-08-15-9327-N-RD-CL-L**,; ,LRD3-08-15-9327-N-RM-CL-L**,; ,LRD3-08-15-9327-N-RS-CL-L**,; ,LRD3-08-15-9327-W-RD-CL-L**,; ,LRD3-08-15-9327-W-RM-CL-L**,; ,LRD3-08-15-9327-W-RS-CL-L**,; ,LRD3-08-15-9330-M-RD-CL-L**,; ,LRD3-08-15-9330-M-RM-CL-L**,; ,LRD3-08-15-9330-M-RS-CL-L**,; ,LRD3-08-15-9330-N-RD-CL-L**,; ,LRD3-08-15-9330-N-RM-CL-L**,; ,LRD3-08-15-9330-N-RS-CL-L**,; ,LRD3-08-15-9330-W-RD-CL-L**,; ,LRD3-08-15-9330-W-RM-CL-L**,; ,LRD3-08-15-9330-W-RS-CL-L**,; ,LRD3-08-15-9335-M-RD-CL-L**,; ,LRD3-08-15-9335-M-RM-CL-L**,; ,LRD3-08-15-9335-M-RS-CL-L**,; ,LRD3-08-15-9335-N-RD-CL-L**,; ,LRD3-08-15-9335-N-RM-CL-L**,; ,LRD3-08-15-9335-N-RS-CL-L**,; ,LRD3-08-15-9335-W-RD-CL-L**,; ,LRD3-08-15-9335-W-RM-CL-L**,; ,LRD3-08-15-9335-W-RS-CL-L**,; ,LRD3-08-15-9340-M-RD-CL-L**,; ,LRD3-08-15-9340-M-RM-CL-L**,; ,LRD3-08-15-9340-M-RS-CL-L**,; ,LRD3-08-15-9340-N-RD-CL-L**,; ,LRD3-08-15-9340-N-RM-CL-L**,; ,LRD3-08-15-9340-N-RS-CL-L**,; ,LRD3-08-15-9340-W-RD-CL-L**,; ,LRD3-08-15-9340-W-RM-CL-L**,; ,LRD3-08-15-9340-W-RS-CL-L**, | Indoor | LED | Downlight Solid State Retrofit | 6420 | 99 | 64.9 |  | 3000K | 89 | 42000 | Non-Dimmable |  | 2015-10-14
LumenOptix LLC | Lumenoptix | LRD3-08-20-9327-N-RM-CL-L** | LRD3-08-20-9327-N-RM-CL-L** | ,LRD3-08-20-9327-M-RD-CL-L**,; ,LRD3-08-20-9327-M-RM-CL-L**,; ,LRD3-08-20-9327-M-RS-CL-L**,; ,LRD3-08-20-9327-N-RD-CL-L**,; ,LRD3-08-20-9327-N-RS-CL-L**,; ,LRD3-08-20-9327-W-RD-CL-L**,; ,LRD3-08-20-9327-W-RM-CL-L**,; ,LRD3-08-20-9327-W-RS-CL-L**,; ,LRD3-08-20-9330-M-RD-CL-L**,; ,LRD3-08-20-9330-M-RM-CL-L**,; ,LRD3-08-20-9330-M-RS-CL-L**,; ,LRD3-08-20-9330-N-RD-CL-L**,; ,LRD3-08-20-9330-N-RM-CL-L**,; ,LRD3-08-20-9330-N-RS-CL-L**,; ,LRD3-08-20-9330-W-RD-CL-L**,; ,LRD3-08-20-9330-W-RM-CL-L**,; ,LRD3-08-20-9330-W-RS-CL-L**,; ,LRD3-08-20-9335-M-RD-CL-L**,; ,LRD3-08-20-9335-M-RM-CL-L**,; ,LRD3-08-20-9335-M-RS-CL-L**,; ,LRD3-08-20-9335-N-RD-CL-L**,; ,LRD3-08-20-9335-N-RM-CL-L**,; ,LRD3-08-20-9335-N-RS-CL-L**,; ,LRD3-08-20-9335-W-RD-CL-L**,; ,LRD3-08-20-9335-W-RM-CL-L**,; ,LRD3-08-20-9335-W-RS-CL-L**,; ,LRD3-08-20-9340-M-RD-CL-L**,; ,LRD3-08-20-9340-M-RM-CL-L**,; ,LRD3-08-20-9340-M-RS-CL-L**,; ,LRD3-08-20-9340-N-RD-CL-L**,; ,LRD3-08-20-9340-N-RM-CL-L**,; ,LRD3-08-20-9340-N-RS-CL-L**,; ,LRD3-08-20-9340-W-RD-CL-L**,; ,LRD3-08-20-9340-W-RM-CL-L**,; ,LRD3-08-20-9340-W-RS-CL-L**,; ,LRD3-08-30-9327-M-RD-CL-L**,; ,LRD3-08-30-9327-M-RM-CL-L**,; ,LRD3-08-30-9327-M-RS-CL-L**,; ,LRD3-08-30-9327-N-RD-CL-L**,; ,LRD3-08-30-9327-N-RM-CL-L**,; ,LRD3-08-30-9327-N-RS-CL-L**,; ,LRD3-08-30-9327-W-RD-CL-L**,; ,LRD3-08-30-9327-W-RM-CL-L**,; ,LRD3-08-30-9327-W-RS-CL-L**,; ,LRD3-08-30-9330-M-RD-CL-L**,; ,LRD3-08-30-9330-M-RM-CL-L**,; ,LRD3-08-30-9330-M-RS-CL-L**,; ,LRD3-08-30-9330-N-RD-CL-L**,; ,LRD3-08-30-9330-N-RM-CL-L**,; ,LRD3-08-30-9330-N-RS-CL-L**,; ,LRD3-08-30-9330-W-RD-CL-L**,; ,LRD3-08-30-9330-W-RM-CL-L**,; ,LRD3-08-30-9330-W-RS-CL-L**,; ,LRD3-08-30-9335-M-RD-CL-L**,; ,LRD3-08-30-9335-M-RM-CL-L**,; ,LRD3-08-30-9335-M-RS-CL-L**,; ,LRD3-08-30-9335-N-RD-CL-L**,; ,LRD3-08-30-9335-N-RM-CL-L**,; ,LRD3-08-30-9335-N-RS-CL-L**,; ,LRD3-08-30-9335-W-RD-CL-L**,; ,LRD3-08-30-9335-W-RM-CL-L**,; ,LRD3-08-30-9335-W-RS-CL-L**,; ,LRD3-08-30-9340-M-RD-CL-L**,; ,LRD3-08-30-9340-M-RM-CL-L**,; ,LRD3-08-30-9340-M-RS-CL-L**,; ,LRD3-08-30-9340-N-RD-CL-L**,; ,LRD3-08-30-9340-N-RM-CL-L**,; ,LRD3-08-30-9340-N-RS-CL-L**,; ,LRD3-08-30-9340-W-RD-CL-L**,; ,LRD3-08-30-9340-W-RM-CL-L**,; ,LRD3-08-30-9340-W-RS-CL-L**,; ,LRD3-08-40-9327-M-RD-CL-L**,; ,LRD3-08-40-9327-M-RM-CL-L**,; ,LRD3-08-40-9327-M-RS-CL-L**,; ,LRD3-08-40-9327-N-RD-CL-L**,; ,LRD3-08-40-9327-N-RM-CL-L**,; ,LRD3-08-40-9327-N-RS-CL-L**,; ,LRD3-08-40-9327-W-RD-CL-L**,; ,LRD3-08-40-9327-W-RM-CL-L**,; ,LRD3-08-40-9327-W-RS-CL-L**,; ,LRD3-08-40-9330-M-RD-CL-L**,; ,LRD3-08-40-9330-M-RM-CL-L**,; ,LRD3-08-40-9330-M-RS-CL-L**,; ,LRD3-08-40-9330-N-RD-CL-L**,; ,LRD3-08-40-9330-N-RM-CL-L**,; ,LRD3-08-40-9330-N-RS-CL-L**,; ,LRD3-08-40-9330-W-RD-CL-L**,; ,LRD3-08-40-9330-W-RM-CL-L**,; ,LRD3-08-40-9330-W-RS-CL-L**,; ,LRD3-08-40-9335-M-RD-CL-L**,; ,LRD3-08-40-9335-M-RM-CL-L**,; ,LRD3-08-40-9335-M-RS-CL-L**,; ,LRD3-08-40-9335-N-RD-CL-L**,; ,LRD3-08-40-9335-N-RM-CL-L**,; ,LRD3-08-40-9335-N-RS-CL-L**,; ,LRD3-08-40-9335-W-RD-CL-L**,; ,LRD3-08-40-9335-W-RM-CL-L**,; ,LRD3-08-40-9335-W-RS-CL-L**,; ,LRD3-08-40-9340-M-RD-CL-L**,; ,LRD3-08-40-9340-M-RM-CL-L**,; ,LRD3-08-40-9340-M-RS-CL-L**,; ,LRD3-08-40-9340-N-RD-CL-L**,; ,LRD3-08-40-9340-N-RM-CL-L**,; ,LRD3-08-40-9340-N-RS-CL-L**,; ,LRD3-08-40-9340-W-RD-CL-L**,; ,LRD3-08-40-9340-W-RM-CL-L**,; ,LRD3-08-40-9340-W-RS-CL-L**,; ,LRD3-08-60-9327-M-RD-CL-L**,; ,LRD3-08-60-9327-M-RM-CL-L**,; ,LRD3-08-60-9327-M-RS-CL-L**,; ,LRD3-08-60-9327-N-RD-CL-L**,; ,LRD3-08-60-9327-N-RM-CL-L**,; ,LRD3-08-60-9327-N-RS-CL-L**,; ,LRD3-08-60-9327-W-RD-CL-L**,; ,LRD3-08-60-9327-W-RM-CL-L**,; ,LRD3-08-60-9327-W-RS-CL-L**,; ,LRD3-08-60-9330-M-RD-CL-L**,; ,LRD3-08-60-9330-M-RM-CL-L**,; ,LRD3-08-60-9330-M-RS-CL-L**,; ,LRD3-08-60-9330-N-RD-CL-L**,; ,LRD3-08-60-9330-N-RM-CL-L**,; ,LRD3-08-60-9330-N-RS-CL-L**,; ,LRD3-08-60-9330-W-RD-CL-L**,; ,LRD3-08-60-9330-W-RM-CL-L**,; ,LRD3-08-60-9330-W-RS-CL-L**,; ,LRD3-08-60-9335-M-RD-CL-L**,; ,LRD3-08-60-9335-M-RM-CL-L**,; ,LRD3-08-60-9335-M-RS-CL-L**,; ,LRD3-08-60-9335-N-RD-CL-L**,; ,LRD3-08-60-9335-N-RM-CL-L**,; ,LRD3-08-60-9335-N-RS-CL-L**,; ,LRD3-08-60-9335-W-RD-CL-L**,; ,LRD3-08-60-9335-W-RM-CL-L**,; ,LRD3-08-60-9335-W-RS-CL-L**,; ,LRD3-08-60-9340-M-RD-CL-L**,; ,LRD3-08-60-9340-M-RM-CL-L**,; ,LRD3-08-60-9340-M-RS-CL-L**,; ,LRD3-08-60-9340-N-RD-CL-L**,; ,LRD3-08-60-9340-N-RM-CL-L**,; ,LRD3-08-60-9340-N-RS-CL-L**,; ,LRD3-08-60-9340-W-RD-CL-L**,; ,LRD3-08-60-9340-W-RM-CL-L**,; ,LRD3-08-60-9340-W-RS-CL-L**, | Indoor | LED | Downlight Solid State Retrofit | 6420 | 99 | 64.9 |  | 3000K | 89 | 42000 | Non-Dimmable |  | 2015-10-14
LumenOptix LLC | Lumenoptix | LRD3-08-80-9327-N-RM-CL-L** | LRD3-08-80-9327-N-RM-CL-L** | ,LRD3-08-80-9327-M-RD-CL-L**,; ,LRD3-08-80-9327-M-RM-CL-L**,; ,LRD3-08-80-9327-M-RS-CL-L**,; ,LRD3-08-80-9327-N-RD-CL-L**,; ,LRD3-08-80-9327-N-RS-CL-L**,; ,LRD3-08-80-9327-W-RD-CL-L**,; ,LRD3-08-80-9327-W-RM-CL-L**,; ,LRD3-08-80-9327-W-RS-CL-L**,; ,LRD3-08-80-9330-M-RD-CL-L**,; ,LRD3-08-80-9330-M-RM-CL-L**,; ,LRD3-08-80-9330-M-RS-CL-L**,; ,LRD3-08-80-9330-N-RD-CL-L**,; ,LRD3-08-80-9330-N-RM-CL-L**,; ,LRD3-08-80-9330-N-RS-CL-L**,; ,LRD3-08-80-9330-W-RD-CL-L**,; ,LRD3-08-80-9330-W-RM-CL-L**,; ,LRD3-08-80-9330-W-RS-CL-L**,; ,LRD3-08-80-9335-M-RD-CL-L**,; ,LRD3-08-80-9335-M-RM-CL-L**,; ,LRD3-08-80-9335-M-RS-CL-L**,; ,LRD3-08-80-9335-N-RD-CL-L**,; ,LRD3-08-80-9335-N-RM-CL-L**,; ,LRD3-08-80-9335-N-RS-CL-L**,; ,LRD3-08-80-9335-W-RD-CL-L**,; ,LRD3-08-80-9335-W-RM-CL-L**,; ,LRD3-08-80-9335-W-RS-CL-L**,; ,LRD3-08-80-9340-M-RD-CL-L**,; ,LRD3-08-80-9340-M-RM-CL-L**,; ,LRD3-08-80-9340-M-RS-CL-L**,; ,LRD3-08-80-9340-N-RD-CL-L**,; ,LRD3-08-80-9340-N-RM-CL-L**,; ,LRD3-08-80-9340-N-RS-CL-L**,; ,LRD3-08-80-9340-W-RD-CL-L**,; ,LRD3-08-80-9340-W-RM-CL-L**,; ,LRD3-08-80-9340-W-RS-CL-L**,; ,LRD3-10-10-9327-M-RD-CL-L**,; ,LRD3-10-10-9327-M-RM-CL-L**,; ,LRD3-10-10-9327-M-RS-CL-L**,; ,LRD3-10-10-9327-N-RD-CL-L**,; ,LRD3-10-10-9327-N-RM-CL-L**,; ,LRD3-10-10-9327-N-RS-CL-L**,; ,LRD3-10-10-9327-W-RD-CL-L**,; ,LRD3-10-10-9327-W-RM-CL-L**,; ,LRD3-10-10-9327-W-RS-CL-L**,; ,LRD3-10-10-9330-M-RD-CL-L**,; ,LRD3-10-10-9330-M-RM-CL-L**,; ,LRD3-10-10-9330-M-RS-CL-L**,; ,LRD3-10-10-9330-N-RD-CL-L**,; ,LRD3-10-10-9330-N-RM-CL-L**,; ,LRD3-10-10-9330-N-RS-CL-L**,; ,LRD3-10-10-9330-W-RD-CL-L**,; ,LRD3-10-10-9330-W-RM-CL-L**,; ,LRD3-10-10-9330-W-RS-CL-L**,; ,LRD3-10-10-9335-M-RD-CL-L**,; ,LRD3-10-10-9335-M-RM-CL-L**,; ,LRD3-10-10-9335-M-RS-CL-L**,; ,LRD3-10-10-9335-N-RD-CL-L**,; ,LRD3-10-10-9335-N-RM-CL-L**,; ,LRD3-10-10-9335-N-RS-CL-L**,; ,LRD3-10-10-9335-W-RD-CL-L**,; ,LRD3-10-10-9335-W-RM-CL-L**,; ,LRD3-10-10-9335-W-RS-CL-L**,; ,LRD3-10-10-9340-M-RD-CL-L**,; ,LRD3-10-10-9340-M-RM-CL-L**,; ,LRD3-10-10-9340-M-RS-CL-L**,; ,LRD3-10-10-9340-N-RD-CL-L**,; ,LRD3-10-10-9340-N-RM-CL-L**,; ,LRD3-10-10-9340-N-RS-CL-L**,; ,LRD3-10-10-9340-W-RD-CL-L**,; ,LRD3-10-10-9340-W-RM-CL-L**,; ,LRD3-10-10-9340-W-RS-CL-L**,; ,LRD3-10-15-9327-M-RD-CL-L**,; ,LRD3-10-15-9327-M-RM-CL-L**,; ,LRD3-10-15-9327-M-RS-CL-L**,; ,LRD3-10-15-9327-N-RD-CL-L**,; ,LRD3-10-15-9327-N-RM-CL-L**,; ,LRD3-10-15-9327-N-RS-CL-L**,; ,LRD3-10-15-9327-W-RD-CL-L**,; ,LRD3-10-15-9327-W-RM-CL-L**,; ,LRD3-10-15-9327-W-RS-CL-L**,; ,LRD3-10-15-9330-M-RD-CL-L**,; ,LRD3-10-15-9330-M-RM-CL-L**,; ,LRD3-10-15-9330-M-RS-CL-L**,; ,LRD3-10-15-9330-N-RD-CL-L**,; ,LRD3-10-15-9330-N-RM-CL-L**,; ,LRD3-10-15-9330-N-RS-CL-L**,; ,LRD3-10-15-9330-W-RD-CL-L**,; ,LRD3-10-15-9330-W-RM-CL-L**,; ,LRD3-10-15-9330-W-RS-CL-L**,; ,LRD3-10-15-9335-M-RD-CL-L**,; ,LRD3-10-15-9335-M-RM-CL-L**,; ,LRD3-10-15-9335-M-RS-CL-L**,; ,LRD3-10-15-9335-N-RD-CL-L**,; ,LRD3-10-15-9335-N-RM-CL-L**,; ,LRD3-10-15-9335-N-RS-CL-L**,; ,LRD3-10-15-9335-W-RD-CL-L**,; ,LRD3-10-15-9335-W-RM-CL-L**,; ,LRD3-10-15-9335-W-RS-CL-L**,; ,LRD3-10-15-9340-M-RD-CL-L**,; ,LRD3-10-15-9340-M-RM-CL-L**,; ,LRD3-10-15-9340-M-RS-CL-L**,; ,LRD3-10-15-9340-N-RD-CL-L**,; ,LRD3-10-15-9340-N-RM-CL-L**,; ,LRD3-10-15-9340-N-RS-CL-L**,; ,LRD3-10-15-9340-W-RD-CL-L**,; ,LRD3-10-15-9340-W-RM-CL-L**,; ,LRD3-10-15-9340-W-RS-CL-L**,; ,LRD3-10-20-9235-W-RD-CL-L**,; ,LRD3-10-20-9235-W-RM-CL-L**,; ,LRD3-10-20-9235-W-RS-CL-L**,; ,LRD3-10-20-9240-M-RD-CL-L**,; ,LRD3-10-20-9240-M-RM-CL-L**,; ,LRD3-10-20-9240-M-RS-CL-L**,; ,LRD3-10-20-9240-N-RD-CL-L**,; ,LRD3-10-20-9240-N-RM-CL-L**,; ,LRD3-10-20-9240-N-RS-CL-L**,; ,LRD3-10-20-9240-W-RD-CL-L**,; ,LRD3-10-20-9240-W-RM-CL-L**,; ,LRD3-10-20-9240-W-RS-CL-L**,; ,LRD3-10-20-9327-M-RD-CL-L**,; ,LRD3-10-20-9327-M-RM-CL-L**,; ,LRD3-10-20-9327-M-RS-CL-L**,; ,LRD3-10-20-9327-N-RD-CL-L**,; ,LRD3-10-20-9327-N-RM-CL-L**,; ,LRD3-10-20-9327-N-RS-CL-L**,; ,LRD3-10-20-9327-W-RD-CL-L**,; ,LRD3-10-20-9327-W-RM-CL-L**,; ,LRD3-10-20-9327-W-RS-CL-L**,; ,LRD3-10-20-9330-M-RD-CL-L**,; ,LRD3-10-20-9330-M-RM-CL-L**,; ,LRD3-10-20-9330-M-RS-CL-L**,; ,LRD3-10-20-9330-N-RD-CL-L**,; ,LRD3-10-20-9330-N-RM-CL-L**,; ,LRD3-10-20-9330-N-RS-CL-L**,; ,LRD3-10-20-9330-W-RD-CL-L**,; ,LRD3-10-20-9330-W-RM-CL-L**,; ,LRD3-10-20-9330-W-RS-CL-L**,; ,LRD3-10-20-9335-M-RD-CL-L**,; ,LRD3-10-20-9335-M-RM-CL-L**,; ,LRD3-10-20-9335-M-RS-CL-L**,; ,LRD3-10-20-9335-N-RD-CL-L**,; ,LRD3-10-20-9335-N-RM-CL-L**,; ,LRD3-10-20-9335-N-RS-CL-L**, | Indoor | LED | Downlight Solid State Retrofit | 6420 | 99 | 64.9 |  | 3000K | 89 | 42000 | Non-Dimmable |  | 2015-10-14
LumenOptix LLC | Lumenoptix | LRD3-10-30-9227-N-RM-CL-L** | LRD3-10-30-9227-N-RM-CL-L** | ,LRD3-10-30-9227-M-RD-CL-L**,; ,LRD3-10-30-9227-M-RM-CL-L**,; ,LRD3-10-30-9227-M-RS-CL-L**,; ,LRD3-10-30-9227-N-RD-CL-L**,; ,LRD3-10-30-9227-N-RS-CL-L**,; ,LRD3-10-30-9227-W-RD-CL-L**,; ,LRD3-10-30-9227-W-RM-CL-L**,; ,LRD3-10-30-9227-W-RS-CL-L**,; ,LRD3-10-30-9230-M-RD-CL-L**,; ,LRD3-10-30-9230-M-RM-CL-L**,; ,LRD3-10-30-9230-M-RS-CL-L**,; ,LRD3-10-30-9230-N-RD-CL-L**,; ,LRD3-10-30-9230-N-RM-CL-L**,; ,LRD3-10-30-9230-N-RS-CL-L**,; ,LRD3-10-30-9230-W-RD-CL-L**,; ,LRD3-10-30-9230-W-RM-CL-L**,; ,LRD3-10-30-9230-W-RS-CL-L**,; ,LRD3-10-30-9235-M-RD-CL-L**,; ,LRD3-10-30-9235-M-RM-CL-L**,; ,LRD3-10-30-9235-M-RS-CL-L**,; ,LRD3-10-30-9235-N-RD-CL-L**,; ,LRD3-10-30-9235-N-RM-CL-L**,; ,LRD3-10-30-9235-N-RS-CL-L**,; ,LRD3-10-30-9235-W-RD-CL-L**,; ,LRD3-10-30-9235-W-RM-CL-L**,; ,LRD3-10-30-9235-W-RS-CL-L**,; ,LRD3-10-30-9240-M-RD-CL-L**,; ,LRD3-10-30-9240-M-RM-CL-L**,; ,LRD3-10-30-9240-M-RS-CL-L**,; ,LRD3-10-30-9240-N-RD-CL-L**,; ,LRD3-10-30-9240-N-RM-CL-L**,; ,LRD3-10-30-9240-N-RS-CL-L**,; ,LRD3-10-30-9240-W-RD-CL-L**,; ,LRD3-10-30-9240-W-RM-CL-L**,; ,LRD3-10-30-9240-W-RS-CL-L**,; ,LRD3-10-40-9227-M-RD-CL-L**,; ,LRD3-10-40-9227-M-RM-CL-L**,; ,LRD3-10-40-9227-M-RS-CL-L**,; ,LRD3-10-40-9227-N-RD-CL-L**,; ,LRD3-10-40-9227-N-RM-CL-L**,; ,LRD3-10-40-9227-N-RS-CL-L**,; ,LRD3-10-40-9227-W-RD-CL-L**,; ,LRD3-10-40-9227-W-RM-CL-L**,; ,LRD3-10-40-9227-W-RS-CL-L**,; ,LRD3-10-40-9230-M-RD-CL-L**,; ,LRD3-10-40-9230-M-RM-CL-L**,; ,LRD3-10-40-9230-M-RS-CL-L**,; ,LRD3-10-40-9230-N-RD-CL-L**,; ,LRD3-10-40-9230-N-RM-CL-L**,; ,LRD3-10-40-9230-N-RS-CL-L**,; ,LRD3-10-40-9230-W-RD-CL-L**,; ,LRD3-10-40-9230-W-RM-CL-L**,; ,LRD3-10-40-9230-W-RS-CL-L**,; ,LRD3-10-40-9235-M-RD-CL-L**,; ,LRD3-10-40-9235-M-RM-CL-L**,; ,LRD3-10-40-9235-M-RS-CL-L**,; ,LRD3-10-40-9235-N-RD-CL-L**,; ,LRD3-10-40-9235-N-RM-CL-L**,; ,LRD3-10-40-9235-N-RS-CL-L**,; ,LRD3-10-40-9235-W-RD-CL-L**,; ,LRD3-10-40-9235-W-RM-CL-L**,; ,LRD3-10-40-9235-W-RS-CL-L**,; ,LRD3-10-40-9240-M-RD-CL-L**,; ,LRD3-10-40-9240-M-RM-CL-L**,; ,LRD3-10-40-9240-M-RS-CL-L**,; ,LRD3-10-40-9240-N-RD-CL-L**,; ,LRD3-10-40-9240-N-RM-CL-L**,; ,LRD3-10-40-9240-N-RS-CL-L**,; ,LRD3-10-40-9240-W-RD-CL-L**,; ,LRD3-10-40-9240-W-RM-CL-L**,; ,LRD3-10-40-9240-W-RS-CL-L**,; ,LRD3-10-60-9227-M-RD-CL-L**,; ,LRD3-10-60-9227-M-RM-CL-L**,; ,LRD3-10-60-9227-M-RS-CL-L**,; ,LRD3-10-60-9227-N-RD-CL-L**,; ,LRD3-10-60-9227-N-RM-CL-L**,; ,LRD3-10-60-9227-N-RS-CL-L**,; ,LRD3-10-60-9227-W-RD-CL-L**,; ,LRD3-10-60-9227-W-RS-CL-L**,; ,LRD3-10-60-9230-M-RD-CL-L**,; ,LRD3-10-60-9230-M-RM-CL-L**,; ,LRD3-10-60-9230-M-RS-CL-L**,; ,LRD3-10-60-9230-N-RD-CL-L**,; ,LRD3-10-60-9230-N-RM-CL-L**,; ,LRD3-10-60-9230-N-RS-CL-L**,; ,LRD3-10-60-9230-W-RD-CL-L**,; ,LRD3-10-60-9230-W-RM-CL-L**,; ,LRD3-10-60-9230-W-RS-CL-L**,; ,LRD3-10-60-9235-M-RD-CL-L**,; ,LRD3-10-60-9235-M-RM-CL-L**,; ,LRD3-10-60-9235-M-RS-CL-L**,; ,LRD3-10-60-9235-N-RD-CL-L**,; ,LRD3-10-60-9235-N-RM-CL-L**,; ,LRD3-10-60-9235-N-RS-CL-L**,; ,LRD3-10-60-9235-W-RD-CL-L**,; ,LRD3-10-60-9235-W-RM-CL-L**,; ,LRD3-10-60-9235-W-RS-CL-L**,; ,LRD3-10-60-9240-M-RD-CL-L**,; ,LRD3-10-60-9240-M-RM-CL-L**,; ,LRD3-10-60-9240-M-RS-CL-L**,; ,LRD3-10-60-9240-N-RD-CL-L**,; ,LRD3-10-60-9240-N-RM-CL-L**,; ,LRD3-10-60-9240-N-RS-CL-L**,; ,LRD3-10-60-9240-W-RD-CL-L**,; ,LRD3-10-60-9240-W-RM-CL-L**,; ,LRD3-10-60-9240-W-RS-CL-L**,; ,LRD3-10-80-9227-M-RD-CL-L**,; ,LRD3-10-80-9227-M-RM-CL-L**,; ,LRD3-10-80-9227-M-RS-CL-L**,; ,LRD3-10-80-9227-N-RD-CL-L**,; ,LRD3-10-80-9227-N-RM-CL-L**,; ,LRD3-10-80-9227-N-RS-CL-L**,; ,LRD3-10-80-9227-W-RD-CL-L**,; ,LRD3-10-80-9227-W-RM-CL-L**,; ,LRD3-10-80-9227-W-RS-CL-L**,; ,LRD3-10-80-9230-M-RD-CL-L**,; ,LRD3-10-80-9230-M-RM-CL-L**,; ,LRD3-10-80-9230-M-RS-CL-L**,; ,LRD3-10-80-9230-N-RD-CL-L**,; ,LRD3-10-80-9230-N-RM-CL-L**,; ,LRD3-10-80-9230-N-RS-CL-L**,; ,LRD3-10-80-9230-W-RD-CL-L**,; ,LRD3-10-80-9230-W-RM-CL-L**,; ,LRD3-10-80-9230-W-RS-CL-L**,; ,LRD3-10-80-9235-M-RD-CL-L**,; ,LRD3-10-80-9235-M-RM-CL-L**,; ,LRD3-10-80-9235-M-RS-CL-L**,; ,LRD3-10-80-9235-N-RD-CL-L**,; ,LRD3-10-80-9235-N-RM-CL-L**,; ,LRD3-10-80-9235-N-RS-CL-L**,; ,LRD3-10-80-9235-W-RD-CL-L**,; ,LRD3-10-80-9235-W-RM-CL-L**,; ,LRD3-10-80-9235-W-RS-CL-L**,; ,LRD3-10-80-9240-M-RD-CL-L**,; ,LRD3-10-80-9240-M-RM-CL-L**,; ,LRD3-10-80-9240-M-RS-CL-L**,; ,LRD3-10-80-9240-N-RD-CL-L**,; ,LRD3-10-80-9240-N-RM-CL-L**,; ,LRD3-10-80-9240-N-RS-CL-L**,; ,LRD3-10-80-9240-W-RD-CL-L**,; ,LRD3-10-80-9240-W-RM-CL-L**,; ,LRD3-10-80-9240-W-RS-CL-L**, | Indoor | LED | Downlight Solid State Retrofit | 6420 | 99 | 64.9 |  | 3000K | 89 | 42000 | Non-Dimmable |  | 2015-10-14
LumenOptix LLC | Lumenoptix | LRD3-10-60-9227-W-RM-CL-L** | LRD3-10-60-9227-W-RM-CL-L** | ,LRD3-06-10-9327-M-RD-CL-L**,; ,LRD3-06-10-9327-M-RM-CL-L**,; ,LRD3-06-10-9327-M-RS-CL-L**,; ,LRD3-06-10-9327-N-RD-CL-L**,; ,LRD3-06-10-9327-N-RM-CL-L**,; ,LRD3-06-10-9327-N-RS-CL-L**,; ,LRD3-06-10-9327-W-RD-CL-L**,; ,LRD3-06-10-9327-W-RM-CL-L**,; ,LRD3-06-10-9327-W-RS-CL-L**,; ,LRD3-06-10-9330-M-RD-CL-L**,; ,LRD3-06-10-9330-M-RM-CL-L**,; ,LRD3-06-10-9330-M-RS-CL-L**,; ,LRD3-06-10-9330-N-RD-CL-L**,; ,LRD3-06-10-9330-N-RM-CL-L**,; ,LRD3-06-10-9330-N-RS-CL-L**,; ,LRD3-06-10-9330-W-RD-CL-L**,; ,LRD3-06-10-9330-W-RM-CL-L**,; ,LRD3-06-10-9330-W-RS-CL-L**,; ,LRD3-06-10-9335-M-RD-CL-L**,; ,LRD3-06-10-9335-M-RM-CL-L**,; ,LRD3-06-10-9335-M-RS-CL-L**,; ,LRD3-06-10-9335-N-RD-CL-L**,; ,LRD3-06-10-9335-N-RM-CL-L**,; ,LRD3-06-10-9335-N-RS-CL-L**,; ,LRD3-06-10-9335-W-RD-CL-L**,; ,LRD3-06-10-9335-W-RM-CL-L**,; ,LRD3-06-10-9335-W-RS-CL-L**,; ,LRD3-06-10-9340-M-RD-CL-L**,; ,LRD3-06-10-9340-M-RM-CL-L**,; ,LRD3-06-10-9340-M-RS-CL-L**,; ,LRD3-06-10-9340-N-RD-CL-L**,; ,LRD3-06-10-9340-N-RM-CL-L**,; ,LRD3-06-10-9340-N-RS-CL-L**,; ,LRD3-06-10-9340-W-RD-CL-L**,; ,LRD3-06-10-9340-W-RM-CL-L**,; ,LRD3-06-10-9340-W-RS-CL-L**,; ,LRD3-06-15-9327-M-RD-CL-L**,; ,LRD3-06-15-9327-M-RM-CL-L**,; ,LRD3-06-15-9327-M-RS-CL-L**,; ,LRD3-06-15-9327-N-RD-CL-L**,; ,LRD3-06-15-9327-N-RM-CL-L**,; ,LRD3-06-15-9327-N-RS-CL-L**,; ,LRD3-06-15-9327-W-RD-CL-L**,; ,LRD3-06-15-9327-W-RM-CL-L**,; ,LRD3-06-15-9327-W-RS-CL-L**,; ,LRD3-06-15-9330-M-RD-CL-L**,; ,LRD3-06-15-9330-M-RM-CL-L**,; ,LRD3-06-15-9330-M-RS-CL-L**,; ,LRD3-06-15-9330-N-RD-CL-L**,; ,LRD3-06-15-9330-N-RM-CL-L**,; ,LRD3-06-15-9330-N-RS-CL-L**,; ,LRD3-06-15-9330-W-RD-CL-L**,; ,LRD3-06-15-9330-W-RM-CL-L**,; ,LRD3-06-15-9330-W-RS-CL-L**,; ,LRD3-06-15-9335-M-RD-CL-L**,; ,LRD3-06-15-9335-M-RM-CL-L**,; ,LRD3-06-15-9335-M-RS-CL-L**,; ,LRD3-06-15-9335-N-RD-CL-L**,; ,LRD3-06-15-9335-N-RM-CL-L**,; ,LRD3-06-15-9335-N-RS-CL-L**,; ,LRD3-06-15-9335-W-RD-CL-L**,; ,LRD3-06-15-9335-W-RM-CL-L**,; ,LRD3-06-15-9335-W-RS-CL-L**,; ,LRD3-06-15-9340-M-RD-CL-L**,; ,LRD3-06-15-9340-M-RM-CL-L**,; ,LRD3-06-15-9340-M-RS-CL-L**,; ,LRD3-06-15-9340-N-RD-CL-L**,; ,LRD3-06-15-9340-N-RM-CL-L**,; ,LRD3-06-15-9340-N-RS-CL-L**,; ,LRD3-06-15-9340-W-RD-CL-L**,; ,LRD3-06-15-9340-W-RM-CL-L**,; ,LRD3-06-15-9340-W-RS-CL-L**,; ,LRD3-06-20-9327-M-RD-CL-L**,; ,LRD3-06-20-9327-M-RM-CL-L**,; ,LRD3-06-20-9327-M-RS-CL-L**,; ,LRD3-06-20-9327-N-RD-CL-L**,; ,LRD3-06-20-9327-N-RM-CL-L**,; ,LRD3-06-20-9327-N-RS-CL-L**,; ,LRD3-06-20-9327-W-RD-CL-L**,; ,LRD3-06-20-9327-W-RM-CL-L**,; ,LRD3-06-20-9327-W-RS-CL-L**,; ,LRD3-06-20-9330-M-RD-CL-L**,; ,LRD3-06-20-9330-M-RM-CL-L**,; ,LRD3-06-20-9330-M-RS-CL-L**,; ,LRD3-06-20-9330-N-RD-CL-L**,; ,LRD3-06-20-9330-N-RM-CL-L**,; ,LRD3-06-20-9330-N-RS-CL-L**,; ,LRD3-06-20-9330-W-RD-CL-L**,; ,LRD3-06-20-9330-W-RM-CL-L**,; ,LRD3-06-20-9330-W-RS-CL-L**,; ,LRD3-06-20-9335-M-RD-CL-L**,; ,LRD3-06-20-9335-M-RM-CL-L**,; ,LRD3-06-20-9335-M-RS-CL-L**,; ,LRD3-06-20-9335-N-RD-CL-L**,; ,LRD3-06-20-9335-N-RM-CL-L**,; ,LRD3-06-20-9335-N-RS-CL-L**,; ,LRD3-06-20-9335-W-RD-CL-L**,; ,LRD3-06-20-9335-W-RM-CL-L**,; ,LRD3-06-20-9335-W-RS-CL-L**,; ,LRD3-06-20-9340-M-RD-CL-L**,; ,LRD3-06-20-9340-M-RM-CL-L**,; ,LRD3-06-20-9340-M-RS-CL-L**,; ,LRD3-06-20-9340-N-RD-CL-L**,; ,LRD3-06-20-9340-N-RM-CL-L**,; ,LRD3-06-20-9340-N-RS-CL-L**,; ,LRD3-06-20-9340-W-RD-CL-L**,; ,LRD3-06-20-9340-W-RM-CL-L**,; ,LRD3-06-20-9340-W-RS-CL-L**,; ,LRD3-06-30-9327-M-RD-CL-L**,; ,LRD3-06-30-9327-M-RM-CL-L**,; ,LRD3-06-30-9327-M-RS-CL-L**,; ,LRD3-06-30-9327-N-RD-CL-L**,; ,LRD3-06-30-9327-N-RM-CL-L**,; ,LRD3-06-30-9327-N-RS-CL-L**,; ,LRD3-06-30-9327-W-RD-CL-L**,; ,LRD3-06-30-9327-W-RM-CL-L**,; ,LRD3-06-30-9327-W-RS-CL-L**,; ,LRD3-06-30-9330-M-RD-CL-L**,; ,LRD3-06-30-9330-M-RM-CL-L**,; ,LRD3-06-30-9330-M-RS-CL-L**,; ,LRD3-06-30-9330-N-RD-CL-L**,; ,LRD3-06-30-9330-N-RM-CL-L**,; ,LRD3-06-30-9330-N-RS-CL-L**,; ,LRD3-06-30-9330-W-RD-CL-L**,; ,LRD3-06-30-9330-W-RM-CL-L**,; ,LRD3-06-30-9330-W-RS-CL-L**,; ,LRD3-06-30-9335-M-RD-CL-L**,; ,LRD3-06-30-9335-M-RM-CL-L**,; ,LRD3-06-30-9335-M-RS-CL-L**,; ,LRD3-06-30-9335-N-RD-CL-L**,; ,LRD3-06-30-9335-N-RM-CL-L**,; ,LRD3-06-30-9335-N-RS-CL-L**,; ,LRD3-06-30-9335-W-RD-CL-L**,; ,LRD3-06-30-9335-W-RM-CL-L**,; ,LRD3-06-30-9335-W-RS-CL-L**,; ,LRD3-06-30-9340-M-RD-CL-L**,; ,LRD3-06-30-9340-M-RM-CL-L**,; ,LRD3-06-30-9340-M-RS-CL-L**,; ,LRD3-06-30-9340-N-RD-CL-L**,; ,LRD3-06-30-9340-N-RM-CL-L**,; ,LRD3-06-30-9340-N-RS-CL-L**,; ,LRD3-06-30-9340-W-RD-CL-L**,; ,LRD3-06-30-9340-W-RM-CL-L**,; ,LRD3-06-30-9340-W-RS-CL-L**, | Indoor | LED | Downlight Solid State Retrofit | 6420 | 99 | 64.9 |  | 3000K | 89 | 42000 | Non-Dimmable |  | 2015-10-14
LumenOptix LLC | Lumenoptix | LRD3-xx-xx-xxxx-x | LRD3-xx-xx-xxxx-x |  | Indoor | LED | Downlight Solid State Retrofit | 6420 | 99 | 64.9 |  | 3000K | 89 | 42000 | Non-Dimmable |  | 2015-10-14
LumenOptix LLC | Lumenoptix | LSRS-11-10-PF8-27K-W-RD-CL-L** | LSRS-11-10-PF8-27K-W-RD-CL-L** | ,LSRS-11-10-PF8-30K-W-RD-CL-L**,; ,LSRS-11-10-PF8-35K-W-RD-CL-L**,; ,LSRS-11-10-PF8-40K-W-RD-CL-L**,; ,LSRS-11-10-PF8-50K-W-RD-CL-L**,; ,LSRS-11-15-PF8-27K-W-RD-CL-L**,; ,LSRS-11-15-PF8-30K-W-RD-CL-L**,; ,LSRS-11-15-PF8-35K-W-RD-CL-L**,; ,LSRS-11-15-PF8-40K-W-RD-CL-L**,; ,LSRS-11-15-PF8-50K-W-RD-CL-L**,; ,LSRS-11-20-PF8-27K-W-RD-CL-L**,; ,LSRS-11-20-PF8-30K-W-RD-CL-L**,; ,LSRS-11-20-PF8-35K-W-RD-CL-L**,; ,LSRS-11-20-PF8-40K-W-RD-CL-L**,; ,LSRS-11-20-PF8-50K-W-RD-CL-L**,; ,LSRS-11-30-PF8-27K-W-RD-CL-L**,; ,LSRS-11-30-PF8-30K-W-RD-CL-L**,; ,LSRS-11-30-PF8-35K-W-RD-CL-L**,; ,LSRS-11-30-PF8-40K-W-RD-CL-L**,; ,LSRS-11-30-PF8-50K-W-RD-CL-L**,; ,LSRS-11-40-PF8-27K-W-RD-CL-L**,; ,LSRS-11-40-PF8-30K-W-RD-CL-L**,; ,LSRS-11-40-PF8-35K-W-RD-CL-L**,; ,LSRS-11-40-PF8-40K-W-RD-CL-L**,; ,LSRS-11-40-PF8-50K-W-RD-CL-L**,; ,LSRS-11-50-PF8-27K-W-RD-CL-L**,; ,LSRS-11-50-PF8-30K-W-RD-CL-L**,; ,LSRS-11-50-PF8-35K-W-RD-CL-L**,; ,LSRS-11-50-PF8-40K-W-RD-CL-L**,; ,LSRS-11-50-PF8-50K-W-RD-CL-L**,; ,LSRS-12-10-PF8-27K-W-RD-CL-L**,; ,LSRS-12-10-PF8-30K-W-RD-CL-L**,; ,LSRS-12-10-PF8-35K-W-RD-CL-L**,; ,LSRS-12-10-PF8-40K-W-RD-CL-L**,; ,LSRS-12-10-PF8-50K-W-RD-CL-L**,; ,LSRS-12-15-PF8-27K-W-RD-CL-L**,; ,LSRS-12-15-PF8-30K-W-RD-CL-L**,; ,LSRS-12-15-PF8-35K-W-RD-CL-L**,; ,LSRS-12-15-PF8-40K-W-RD-CL-L**,; ,LSRS-12-15-PF8-50K-W-RD-CL-L**,; ,LSRS-12-20-PF8-27K-W-RD-CL-L**,; ,LSRS-12-20-PF8-30K-W-RD-CL-L**,; ,LSRS-12-20-PF8-35K-W-RD-CL-L**,; ,LSRS-12-20-PF8-40K-W-RD-CL-L**,; ,LSRS-12-20-PF8-50K-W-RD-CL-L**,; ,LSRS-12-30-PF8-27K-W-RD-CL-L**,; ,LSRS-12-30-PF8-30K-W-RD-CL-L**,; ,LSRS-12-30-PF8-35K-W-RD-CL-L**,; ,LSRS-12-30-PF8-40K-W-RD-CL-L**,; ,LSRS-12-30-PF8-50K-W-RD-CL-L**,; ,LSRS-12-40-PF8-27K-W-RD-CL-L**,; ,LSRS-12-40-PF8-30K-W-RD-CL-L**,; ,LSRS-12-40-PF8-35K-W-RD-CL-L**,; ,LSRS-12-40-PF8-40K-W-RD-CL-L**,; ,LSRS-12-40-PF8-50K-W-RD-CL-L**,; ,LSRS-12-50-PF8-30K-W-RD-CL-L**,; ,LSRS-12-50-PF8-35K-W-RD-CL-L**,; ,LSRS-12-50-PF8-40K-W-RD-CL-L**, | Indoor | LED | Downlight Recessed | 4114 | 68 | 60.8 |  | 2700K | 81 | 36000 | Continuously Dimmable |  | 2015-11-11
LumenOptix LLC | Lumenoptix | LSRS-12-50-PF8-27K-W | LSRS-12-50-PF8-27K-W | ,LSRS-06-10-PF8-27K-W-RD-CL-L**,; ,LSRS-06-10-PF8-30K-W-RD-CL-L**,; ,LSRS-06-10-PF8-35K-W-RD-CL-L**,; ,LSRS-06-10-PF8-40K-W-RD-CL-L**,; ,LSRS-06-10-PF8-50K-W-RD-CL-L**,; ,LSRS-06-15-PF8-27K-W-RD-CL-L**,; ,LSRS-06-15-PF8-30K-W-RD-CL-L**,; ,LSRS-06-15-PF8-35K-W-RD-CL-L**,; ,LSRS-06-15-PF8-40K-W-RD-CL-L**,; ,LSRS-06-15-PF8-50K-W-RD-CL-L**,; ,LSRS-06-20-PF8-27K-W-RD-CL-L**,; ,LSRS-06-20-PF8-30K-W-RD-CL-L**,; ,LSRS-06-20-PF8-35K-W-RD-CL-L**,; ,LSRS-06-20-PF8-40K-W-RD-CL-L**,; ,LSRS-06-20-PF8-50K-W-RD-CL-L**,; ,LSRS-06-30-PF8-27K-W-RD-CL-L**,; ,LSRS-06-30-PF8-30K-W-RD-CL-L**,; ,LSRS-06-30-PF8-35K-W-RD-CL-L**,; ,LSRS-06-30-PF8-40K-W-RD-CL-L**,; ,LSRS-06-30-PF8-50K-W-RD-CL-L**,; ,LSRS-06-40-PF8-27K-W-RD-CL-L**,; ,LSRS-06-40-PF8-30K-W-RD-CL-L**,; ,LSRS-06-40-PF8-35K-W-RD-CL-L**,; ,LSRS-06-40-PF8-40K-W-RD-CL-L**,; ,LSRS-06-40-PF8-50K-W-RD-CL-L**,; ,LSRS-06-50-PF8-27K-W-RD-CL-L**,; ,LSRS-06-50-PF8-30K-W-RD-CL-L**,; ,LSRS-06-50-PF8-35K-W-RD-CL-L**,; ,LSRS-06-50-PF8-40K-W-RD-CL-L**,; ,LSRS-06-50-PF8-50K-W-RD-CL-L**,; ,LSRS-07-10-PF8-27K-W-RD-CL-L**,; ,LSRS-07-10-PF8-30K-W-RD-CL-L**,; ,LSRS-07-10-PF8-35K-W-RD-CL-L**,; ,LSRS-07-10-PF8-40K-W-RD-CL-L**,; ,LSRS-07-10-PF8-50K-W-RD-CL-L**,; ,LSRS-07-15-PF8-27K-W-RD-CL-L**,; ,LSRS-07-15-PF8-30K-W-RD-CL-L**,; ,LSRS-07-15-PF8-35K-W-RD-CL-L**,; ,LSRS-07-15-PF8-40K-W-RD-CL-L**,; ,LSRS-07-15-PF8-50K-W-RD-CL-L**,; ,LSRS-07-20-PF8-27K-W-RD-CL-L**,; ,LSRS-07-20-PF8-30K-W-RD-CL-L**,; ,LSRS-07-20-PF8-35K-W-RD-CL-L**,; ,LSRS-07-20-PF8-40K-W-RD-CL-L**,; ,LSRS-07-20-PF8-50K-W-RD-CL-L**,; ,LSRS-07-30-PF8-27K-W-RD-CL-L**,; ,LSRS-07-30-PF8-30K-W-RD-CL-L**,; ,LSRS-07-30-PF8-35K-W-RD-CL-L**,; ,LSRS-07-30-PF8-40K-W-RD-CL-L**,; ,LSRS-07-30-PF8-50K-W-RD-CL-L**,; ,LSRS-07-40-PF8-27K-W-RD-CL-L**,; ,LSRS-07-40-PF8-30K-W-RD-CL-L**,; ,LSRS-07-40-PF8-35K-W-RD-CL-L**,; ,LSRS-07-40-PF8-40K-W-RD-CL-L**,; ,LSRS-07-40-PF8-50K-W-RD-CL-L**,; ,LSRS-07-50-PF8-27K-W-RD-CL-L**,; ,LSRS-07-50-PF8-30K-W-RD-CL-L**,; ,LSRS-07-50-PF8-35K-W-RD-CL-L**,; ,LSRS-07-50-PF8-40K-W-RD-CL-L**,; ,LSRS-07-50-PF8-50K-W-RD-CL-L**,; ,LSRS-08-10-PF8-27K-W-RD-CL-L**,; ,LSRS-08-10-PF8-30K-W-RD-CL-L**,; ,LSRS-08-10-PF8-35K-W-RD-CL-L**,; ,LSRS-08-10-PF8-40K-W-RD-CL-L**,; ,LSRS-08-10-PF8-50K-W-RD-CL-L**,; ,LSRS-08-15-PF8-27K-W-RD-CL-L**,; ,LSRS-08-15-PF8-30K-W-RD-CL-L**,; ,LSRS-08-15-PF8-35K-W-RD-CL-L**,; ,LSRS-08-15-PF8-40K-W-RD-CL-L**,; ,LSRS-08-15-PF8-50K-W-RD-CL-L**,; ,LSRS-08-20-PF8-27K-W-RD-CL-L**,; ,LSRS-08-20-PF8-30K-W-RD-CL-L**,; ,LSRS-08-20-PF8-35K-W-RD-CL-L**,; ,LSRS-08-20-PF8-40K-W-RD-CL-L**,; ,LSRS-08-20-PF8-50K-W-RD-CL-L**,; ,LSRS-08-30-PF8-27K-W-RD-CL-L**,; ,LSRS-08-30-PF8-30K-W-RD-CL-L**,; ,LSRS-08-30-PF8-35K-W-RD-CL-L**,; ,LSRS-08-30-PF8-40K-W-RD-CL-L**,; ,LSRS-08-30-PF8-50K-W-RD-CL-L**,; ,LSRS-08-40-PF8-27K-W-RD-CL-L**,; ,LSRS-08-40-PF8-30K-W-RD-CL-L**,; ,LSRS-08-40-PF8-35K-W-RD-CL-L**,; ,LSRS-08-40-PF8-40K-W-RD-CL-L**,; ,LSRS-08-40-PF8-50K-W-RD-CL-L**,; ,LSRS-08-50-PF8-27K-W-RD-CL-L**,; ,LSRS-08-50-PF8-30K-W-RD-CL-L**,; ,LSRS-08-50-PF8-35K-W-RD-CL-L**,; ,LSRS-08-50-PF8-40K-W-RD-CL-L**,; ,LSRS-08-50-PF8-50K-W-RD-CL-L**,; ,LSRS-09-10-PF8-27K-W-RD-CL-L**,; ,LSRS-09-10-PF8-30K-W-RD-CL-L**,; ,LSRS-09-10-PF8-35K-W-RD-CL-L**,; ,LSRS-09-10-PF8-40K-W-RD-CL-L**,; ,LSRS-09-10-PF8-50K-W-RD-CL-L**,; ,LSRS-09-15-PF8-27K-W-RD-CL-L**,; ,LSRS-09-15-PF8-30K-W-RD-CL-L**,; ,LSRS-09-15-PF8-35K-W-RD-CL-L**,; ,LSRS-09-15-PF8-40K-W-RD-CL-L**,; ,LSRS-09-15-PF8-50K-W-RD-CL-L**,; ,LSRS-09-20-PF8-27K-W-RD-CL-L**,; ,LSRS-09-20-PF8-30K-W-RD-CL-L**,; ,LSRS-09-20-PF8-35K-W-RD-CL-L**,; ,LSRS-09-20-PF8-40K-W-RD-CL-L**,; ,LSRS-09-20-PF8-50K-W-RD-CL-L**,; ,LSRS-09-30-PF8-27K-W-RD-CL-L**,; ,LSRS-09-30-PF8-30K-W-RD-CL-L**,; ,LSRS-09-30-PF8-35K-W-RD-CL-L**,; ,LSRS-09-30-PF8-40K-W-RD-CL-L**,; ,LSRS-09-30-PF8-50K-W-RD-CL-L**,; ,LSRS-09-40-PF8-27K-W-RD-CL-L**,; ,LSRS-09-40-PF8-30K-W-RD-CL-L**,; ,LSRS-09-40-PF8-35K-W-RD-CL-L**,; ,LSRS-09-40-PF8-40K-W-RD-CL-L**,; ,LSRS-09-40-PF8-50K-W-RD-CL-L**,; ,LSRS-09-50-PF8-27K-W-RD-CL-L**,; ,LSRS-09-50-PF8-30K-W-RD-CL-L**,; ,LSRS-09-50-PF8-35K-W-RD-CL-L**,; ,LSRS-09-50-PF8-40K-W-RD-CL-L**,; ,LSRS-09-50-PF8-50K-W-RD-CL-L**,; ,LSRS-10-10-PF8-27K-W-RD-CL-L**,; ,LSRS-10-10-PF8-30K-W-RD-CL-L**,; ,LSRS-10-10-PF8-35K-W-RD-CL-L**,; ,LSRS-10-10-PF8-40K-W-RD-CL-L**,; ,LSRS-10-10-PF8-50K-W-RD-CL-L**,; ,LSRS-10-15-PF8-27K-W-RD-CL-L**,; ,LSRS-10-15-PF8-30K-W-RD-CL-L**,; ,LSRS-10-15-PF8-35K-W-RD-CL-L**,; ,LSRS-10-15-PF8-40K-W-RD-CL-L**,; ,LSRS-10-15-PF8-50K-W-RD-CL-L**,; ,LSRS-10-20-PF8-27K-W-RD-CL-L**,; ,LSRS-10-20-PF8-30K-W-RD-CL-L**,; ,LSRS-10-20-PF8-35K-W-RD-CL-L**,; ,LSRS-10-20-PF8-40K-W-RD-CL-L**,; ,LSRS-10-20-PF8-50K-W-RD-CL-L**,; ,LSRS-10-30-PF8-27K-W-RD-CL-L**,; ,LSRS-10-30-PF8-30K-W-RD-CL-L**,; ,LSRS-10-30-PF8-35K-W-RD-CL-L**,; ,LSRS-10-30-PF8-40K-W-RD-CL-L**,; ,LSRS-10-30-PF8-50K-W-RD-CL-L**,; ,LSRS-10-40-PF8-27K-W-RD-CL-L**,; ,LSRS-10-40-PF8-30K-W-RD-CL-L**,; ,LSRS-10-40-PF8-35K-W-RD-CL-L**,; ,LSRS-10-40-PF8-40K-W-RD-CL-L**,; ,LSRS-10-40-PF8-50K-W-RD-CL-L**,; ,LSRS-10-50-PF8-27K-W-RD-CL-L**,; ,LSRS-10-50-PF8-30K-W-RD-CL-L**,; ,LSRS-10-50-PF8-35K-W-RD-CL-L**,; ,LSRS-10-50-PF8-40K-W-RD-CL-L**,; ,LSRS-10-50-PF8-50K-W-RD-CL-L**, | Indoor | LED | Downlight Recessed | 4114 | 68 | 60.8 |  | 2700K | 81 | 36000 | Continuously Dimmable |  | 2015-11-11
LumenOptix LLC | Lumenoptix | SDR10-10-LA8-27K-N-RM-CL-L** | SDR10-10-LA8-27K-N-RM-CL-L** | ,SDR10-10-LA8-27K-M-RD-CL-L**,; ,SDR10-10-LA8-27K-M-RM-CL-L**,; ,SDR10-10-LA8-27K-M-RS-CL-L**,; ,SDR10-10-LA8-27K-N-RD-CL-L**,; ,SDR10-10-LA8-27K-N-RS-CL-L**,; ,SDR10-10-LA8-27K-W-RD-CL-L**,; ,SDR10-10-LA8-27K-W-RM-CL-L**,; ,SDR10-10-LA8-27K-W-RS-CL-L**,; ,SDR10-10-LA8-30K-M-RD-CL-L**,; ,SDR10-10-LA8-30K-M-RM-CL-L**,; ,SDR10-10-LA8-30K-M-RS-CL-L**,; ,SDR10-10-LA8-30K-N-RD-CL-L**,; ,SDR10-10-LA8-30K-N-RM-CL-L**,; ,SDR10-10-LA8-30K-N-RS-CL-L**,; ,SDR10-10-LA8-30K-W-RD-CL-L**,; ,SDR10-10-LA8-30K-W-RM-CL-L**,; ,SDR10-10-LA8-30K-W-RS-CL-L**,; ,SDR10-10-LA8-35K-M-RD-CL-L**,; ,SDR10-10-LA8-35K-M-RM-CL-L**,; ,SDR10-10-LA8-35K-M-RS-CL-L**,; ,SDR10-10-LA8-35K-N-RD-CL-L**,; ,SDR10-10-LA8-35K-N-RM-CL-L**,; ,SDR10-10-LA8-35K-N-RS-CL-L**,; ,SDR10-10-LA8-35K-W-RD-CL-L**,; ,SDR10-10-LA8-35K-W-RM-CL-L**,; ,SDR10-10-LA8-35K-W-RS-CL-L**,; ,SDR10-10-LA8-40K-M-RD-CL-L**,; ,SDR10-10-LA8-40K-M-RM-CL-L**,; ,SDR10-10-LA8-40K-M-RS-CL-L**,; ,SDR10-10-LA8-40K-N-RD-CL-L**,; ,SDR10-10-LA8-40K-N-RM-CL-L**,; ,SDR10-10-LA8-40K-N-RS-CL-L**,; ,SDR10-10-LA8-40K-W-RD-CL-L**,; ,SDR10-10-LA8-40K-W-RM-CL-L**,; ,SDR10-10-LA8-40K-W-RS-CL-L**,; ,SDR10-10-LA8-50K-M-RD-CL-L**,; ,SDR10-10-LA8-50K-M-RM-CL-L**,; ,SDR10-10-LA8-50K-M-RS-CL-L**,; ,SDR10-10-LA8-50K-N-RD-CL-L**,; ,SDR10-10-LA8-50K-N-RM-CL-L**,; ,SDR10-10-LA8-50K-N-RS-CL-L**,; ,SDR10-10-LA8-50K-W-RD-CL-L**,; ,SDR10-10-LA8-50K-W-RM-CL-L**,; ,SDR10-10-LA8-50K-W-RS-CL-L**,; ,SDR10-15-LA8-27K-M-RD-CL-L**,; ,SDR10-15-LA8-27K-M-RM-CL-L**,; ,SDR10-15-LA8-27K-M-RS-CL-L**,; ,SDR10-15-LA8-27K-N-RD-CL-L**,; ,SDR10-15-LA8-27K-N-RM-CL-L**,; ,SDR10-15-LA8-27K-N-RS-CL-L**,; ,SDR10-15-LA8-27K-W-RD-CL-L**,; ,SDR10-15-LA8-27K-W-RM-CL-L**,; ,SDR10-15-LA8-27K-W-RS-CL-L**,; ,SDR10-15-LA8-30K-M-RD-CL-L**,; ,SDR10-15-LA8-30K-M-RM-CL-L**,; ,SDR10-15-LA8-30K-M-RS-CL-L**,; ,SDR10-15-LA8-30K-N-RD-CL-L**,; ,SDR10-15-LA8-30K-N-RM-CL-L**,; ,SDR10-15-LA8-30K-N-RS-CL-L**,; ,SDR10-15-LA8-30K-W-RD-CL-L**,; ,SDR10-15-LA8-30K-W-RM-CL-L**,; ,SDR10-15-LA8-30K-W-RS-CL-L**,; ,SDR10-15-LA8-35K-M-RD-CL-L**,; ,SDR10-15-LA8-35K-M-RM-CL-L**,; ,SDR10-15-LA8-35K-M-RS-CL-L**,; ,SDR10-15-LA8-35K-N-RD-CL-L**,; ,SDR10-15-LA8-35K-N-RM-CL-L**,; ,SDR10-15-LA8-35K-N-RS-CL-L**,; ,SDR10-15-LA8-35K-W-RD-CL-L**,; ,SDR10-15-LA8-35K-W-RM-CL-L**,; ,SDR10-15-LA8-35K-W-RS-CL-L**,; ,SDR10-15-LA8-40K-M-RD-CL-L**,; ,SDR10-15-LA8-40K-M-RM-CL-L**,; ,SDR10-15-LA8-40K-M-RS-CL-L**,; ,SDR10-15-LA8-40K-N-RD-CL-L**,; ,SDR10-15-LA8-40K-N-RM-CL-L**,; ,SDR10-15-LA8-40K-N-RS-CL-L**,; ,SDR10-15-LA8-40K-W-RD-CL-L**,; ,SDR10-15-LA8-40K-W-RM-CL-L**,; ,SDR10-15-LA8-40K-W-RS-CL-L**,; ,SDR10-15-LA8-50K-M-RD-CL-L**,; ,SDR10-15-LA8-50K-M-RM-CL-L**,; ,SDR10-15-LA8-50K-M-RS-CL-L**,; ,SDR10-15-LA8-50K-N-RD-CL-L**,; ,SDR10-15-LA8-50K-N-RM-CL-L**,; ,SDR10-15-LA8-50K-N-RS-CL-L**,; ,SDR10-15-LA8-50K-W-RD-CL-L**,; ,SDR10-15-LA8-50K-W-RM-CL-L**,; ,SDR10-15-LA8-50K-W-RS-CL-L**,; ,SDR10-20-LA8-27K-M-RD-CL-L**,; ,SDR10-20-LA8-27K-M-RM-CL-L**,; ,SDR10-20-LA8-27K-M-RS-CL-L**,; ,SDR10-20-LA8-27K-N-RD-CL-L**,; ,SDR10-20-LA8-27K-N-RM-CL-L**,; ,SDR10-20-LA8-27K-N-RS-CL-L**,; ,SDR10-20-LA8-27K-W-RD-CL-L**,; ,SDR10-20-LA8-27K-W-RM-CL-L**,; ,SDR10-20-LA8-27K-W-RS-CL-L**,; ,SDR10-20-LA8-30K-M-RD-CL-L**,; ,SDR10-20-LA8-30K-M-RM-CL-L**,; ,SDR10-20-LA8-30K-M-RS-CL-L**,; ,SDR10-20-LA8-30K-N-RD-CL-L**,; ,SDR10-20-LA8-30K-N-RM-CL-L**,; ,SDR10-20-LA8-30K-N-RS-CL-L**,; ,SDR10-20-LA8-30K-W-RD-CL-L**,; ,SDR10-20-LA8-30K-W-RM-CL-L**,; ,SDR10-20-LA8-30K-W-RS-CL-L**,; ,SDR10-20-LA8-35K-M-RD-CL-L**,; ,SDR10-20-LA8-35K-M-RM-CL-L**,; ,SDR10-20-LA8-35K-M-RS-CL-L**,; ,SDR10-20-LA8-35K-N-RD-CL-L**,; ,SDR10-20-LA8-35K-N-RM-CL-L**,; ,SDR10-20-LA8-35K-N-RS-CL-L**,; ,SDR10-20-LA8-35K-W-RD-CL-L**,; ,SDR10-20-LA8-35K-W-RM-CL-L**,; ,SDR10-20-LA8-35K-W-RS-CL-L**,; ,SDR10-20-LA8-40K-M-RD-CL-L**,; ,SDR10-20-LA8-40K-M-RM-CL-L**,; ,SDR10-20-LA8-40K-M-RS-CL-L**,; ,SDR10-20-LA8-40K-N-RD-CL-L**,; ,SDR10-20-LA8-40K-N-RM-CL-L**,; ,SDR10-20-LA8-40K-N-RS-CL-L**,; ,SDR10-20-LA8-40K-W-RD-CL-L**,; ,SDR10-20-LA8-40K-W-RM-CL-L**,; ,SDR10-20-LA8-40K-W-RS-CL-L**,; ,SDR10-20-LA8-50K-M-RD-CL-L**,; ,SDR10-20-LA8-50K-M-RM-CL-L**,; ,SDR10-20-LA8-50K-M-RS-CL-L**,; ,SDR10-20-LA8-50K-N-RD-CL-L**,; ,SDR10-20-LA8-50K-N-RM-CL-L**,; ,SDR10-20-LA8-50K-N-RS-CL-L**,; ,SDR10-20-LA8-50K-W-RD-CL-L**,; ,SDR10-20-LA8-50K-W-RM-CL-L**,; ,SDR10-20-LA8-50K-W-RS-CL-L**, | Indoor | LED | Downlight Solid State Retrofit | 4386 | 54.9 | 80.2 |  | 2700K | 81 | 54000 | Continuously Dimmable |  | 2015-11-11
LumenOptix LLC | Lumenoptix | SDR10-30-LA8-27K-N-RM-CL-L** | SDR10-30-LA8-27K-N-RM-CL-L** | ,SDR10-30-LA8-27K-M-RD-CL-L**,; ,SDR10-30-LA8-27K-M-RM-CL-L**,; ,SDR10-30-LA8-27K-M-RS-CL-L**,; ,SDR10-30-LA8-27K-N-RD-CL-L**,; ,SDR10-30-LA8-27K-N-RS-CL-L**,; ,SDR10-30-LA8-27K-W-RD-CL-L**,; ,SDR10-30-LA8-27K-W-RM-CL-L**,; ,SDR10-30-LA8-27K-W-RS-CL-L**,; ,SDR10-30-LA8-30K-M-RD-CL-L**,; ,SDR10-30-LA8-30K-M-RM-CL-L**,; ,SDR10-30-LA8-30K-M-RS-CL-L**,; ,SDR10-30-LA8-30K-N-RD-CL-L**,; ,SDR10-30-LA8-30K-N-RM-CL-L**,; ,SDR10-30-LA8-30K-N-RS-CL-L**,; ,SDR10-30-LA8-30K-W-RD-CL-L**,; ,SDR10-30-LA8-30K-W-RM-CL-L**,; ,SDR10-30-LA8-30K-W-RS-CL-L**,; ,SDR10-30-LA8-35K-M-RD-CL-L**,; ,SDR10-30-LA8-35K-M-RM-CL-L**,; ,SDR10-30-LA8-35K-M-RS-CL-L**,; ,SDR10-30-LA8-35K-N-RD-CL-L**,; ,SDR10-30-LA8-35K-N-RM-CL-L**,; ,SDR10-30-LA8-35K-N-RS-CL-L**,; ,SDR10-30-LA8-35K-W-RD-CL-L**,; ,SDR10-30-LA8-35K-W-RM-CL-L**,; ,SDR10-30-LA8-35K-W-RS-CL-L**,; ,SDR10-30-LA8-40K-M-RD-CL-L**,; ,SDR10-30-LA8-40K-M-RM-CL-L**,; ,SDR10-30-LA8-40K-M-RS-CL-L**,; ,SDR10-30-LA8-40K-N-RD-CL-L**,; ,SDR10-30-LA8-40K-N-RM-CL-L**,; ,SDR10-30-LA8-40K-N-RS-CL-L**,; ,SDR10-30-LA8-40K-W-RD-CL-L**,; ,SDR10-30-LA8-40K-W-RM-CL-L**,; ,SDR10-30-LA8-40K-W-RS-CL-L**,; ,SDR10-30-LA8-50K-M-RD-CL-L**,; ,SDR10-30-LA8-50K-M-RM-CL-L**,; ,SDR10-30-LA8-50K-M-RS-CL-L**,; ,SDR10-30-LA8-50K-N-RD-CL-L**,; ,SDR10-30-LA8-50K-N-RM-CL-L**,; ,SDR10-30-LA8-50K-N-RS-CL-L**,; ,SDR10-30-LA8-50K-W-RD-CL-L**,; ,SDR10-30-LA8-50K-W-RM-CL-L**,; ,SDR10-30-LA8-50K-W-RS-CL-L**,; ,SDR10-40-LA8-27K-M-RD-CL-L**,; ,SDR10-40-LA8-27K-M-RM-CL-L**,; ,SDR10-40-LA8-27K-M-RS-CL-L**,; ,SDR10-40-LA8-27K-N-RD-CL-L**,; ,SDR10-40-LA8-27K-N-RM-CL-L**,; ,SDR10-40-LA8-27K-N-RS-CL-L**,; ,SDR10-40-LA8-27K-W-RD-CL-L**,; ,SDR10-40-LA8-27K-W-RS-CL-L**,; ,SDR10-40-LA8-30K-M-RD-CL-L**,; ,SDR10-40-LA8-30K-M-RM-CL-L**,; ,SDR10-40-LA8-30K-M-RS-CL-L**,; ,SDR10-40-LA8-30K-N-RD-CL-L**,; ,SDR10-40-LA8-30K-N-RM-CL-L**,; ,SDR10-40-LA8-30K-N-RS-CL-L**,; ,SDR10-40-LA8-30K-W-RD-CL-L**,; ,SDR10-40-LA8-30K-W-RM-CL-L**,; ,SDR10-40-LA8-30K-W-RS-CL-L**,; ,SDR10-40-LA8-35K-M-RD-CL-L**,; ,SDR10-40-LA8-35K-M-RM-CL-L**,; ,SDR10-40-LA8-35K-M-RS-CL-L**,; ,SDR10-40-LA8-35K-N-RD-CL-L**,; ,SDR10-40-LA8-35K-N-RM-CL-L**,; ,SDR10-40-LA8-35K-N-RS-CL-L**,; ,SDR10-40-LA8-35K-W-RD-CL-L**,; ,SDR10-40-LA8-35K-W-RM-CL-L**,; ,SDR10-40-LA8-35K-W-RS-CL-L**,; ,SDR10-40-LA8-40K-M-RD-CL-L**,; ,SDR10-40-LA8-40K-M-RM-CL-L**,; ,SDR10-40-LA8-40K-M-RS-CL-L**,; ,SDR10-40-LA8-40K-N-RD-CL-L**,; ,SDR10-40-LA8-40K-N-RM-CL-L**,; ,SDR10-40-LA8-40K-N-RS-CL-L**,; ,SDR10-40-LA8-40K-W-RD-CL-L**,; ,SDR10-40-LA8-40K-W-RM-CL-L**,; ,SDR10-40-LA8-40K-W-RS-CL-L**,; ,SDR10-40-LA8-50K-M-RD-CL-L**,; ,SDR10-40-LA8-50K-M-RM-CL-L**,; ,SDR10-40-LA8-50K-M-RS-CL-L**,; ,SDR10-40-LA8-50K-N-RD-CL-L**,; ,SDR10-40-LA8-50K-N-RM-CL-L**,; ,SDR10-40-LA8-50K-N-RS-CL-L**,; ,SDR10-40-LA8-50K-W-RD-CL-L**,; ,SDR10-40-LA8-50K-W-RM-CL-L**,; ,SDR10-40-LA8-50K-W-RS-CL-L**, | Indoor | LED | Downlight Solid State Retrofit | 4386 | 54.9 | 80.2 |  | 2700K | 81 | 54000 | Continuously Dimmable |  | 2015-11-11
LumenOptix LLC | Lumenoptix | SDR10-40-LA8-27K-W-RM-CL-L** | SDR10-40-LA8-27K-W-RM-CL-L** | ,SDR6-10-LA8-27K-M-RD-CL-L**,; ,SDR6-10-LA8-27K-M-RM-CL-L**,; ,SDR6-10-LA8-27K-M-RS-CL-L**,; ,SDR6-10-LA8-27K-N-RD-CL-L**,; ,SDR6-10-LA8-27K-N-RM-CL-L**,; ,SDR6-10-LA8-27K-N-RS-CL-L**,; ,SDR6-10-LA8-27K-W-RD-CL-L**,; ,SDR6-10-LA8-27K-W-RM-CL-L**,; ,SDR6-10-LA8-27K-W-RS-CL-L**,; ,SDR6-10-LA8-30K-M-RD-CL-L**,; ,SDR6-10-LA8-30K-M-RM-CL-L**,; ,SDR6-10-LA8-30K-M-RS-CL-L**,; ,SDR6-10-LA8-30K-N-RD-CL-L**,; ,SDR6-10-LA8-30K-N-RM-CL-L**,; ,SDR6-10-LA8-30K-N-RS-CL-L**,; ,SDR6-10-LA8-30K-W-RD-CL-L**,; ,SDR6-10-LA8-30K-W-RM-CL-L**,; ,SDR6-10-LA8-30K-W-RS-CL-L**,; ,SDR6-10-LA8-35K-M-RD-CL-L**,; ,SDR6-10-LA8-35K-M-RM-CL-L**,; ,SDR6-10-LA8-35K-M-RS-CL-L**,; ,SDR6-10-LA8-35K-N-RD-CL-L**,; ,SDR6-10-LA8-35K-N-RM-CL-L**,; ,SDR6-10-LA8-35K-N-RS-CL-L**,; ,SDR6-10-LA8-35K-W-RD-CL-L**,; ,SDR6-10-LA8-35K-W-RM-CL-L**,; ,SDR6-10-LA8-35K-W-RS-CL-L**,; ,SDR6-10-LA8-40K-M-RD-CL-L**,; ,SDR6-10-LA8-40K-M-RM-CL-L**,; ,SDR6-10-LA8-40K-M-RS-CL-L**,; ,SDR6-10-LA8-40K-N-RD-CL-L**,; ,SDR6-10-LA8-40K-N-RM-CL-L**,; ,SDR6-10-LA8-40K-N-RS-CL-L**,; ,SDR6-10-LA8-40K-W-RD-CL-L**,; ,SDR6-10-LA8-40K-W-RM-CL-L**,; ,SDR6-10-LA8-40K-W-RS-CL-L**,; ,SDR6-10-LA8-50K-M-RD-CL-L**,; ,SDR6-10-LA8-50K-M-RM-CL-L**,; ,SDR6-10-LA8-50K-M-RS-CL-L**,; ,SDR6-10-LA8-50K-N-RD-CL-L**,; ,SDR6-10-LA8-50K-N-RM-CL-L**,; ,SDR6-10-LA8-50K-N-RS-CL-L**,; ,SDR6-10-LA8-50K-W-RD-CL-L**,; ,SDR6-10-LA8-50K-W-RM-CL-L**,; ,SDR6-10-LA8-50K-W-RS-CL-L**,; ,SDR6-15-LA8-27K-M-RD-CL-L**,; ,SDR6-15-LA8-27K-M-RM-CL-L**,; ,SDR6-15-LA8-27K-M-RS-CL-L**,; ,SDR6-15-LA8-27K-N-RD-CL-L**,; ,SDR6-15-LA8-27K-N-RM-CL-L**,; ,SDR6-15-LA8-27K-N-RS-CL-L**,; ,SDR6-15-LA8-27K-W-RD-CL-L**,; ,SDR6-15-LA8-27K-W-RM-CL-L**,; ,SDR6-15-LA8-27K-W-RS-CL-L**,; ,SDR6-15-LA8-30K-M-RD-CL-L**,; ,SDR6-15-LA8-30K-M-RM-CL-L**,; ,SDR6-15-LA8-30K-M-RS-CL-L**,; ,SDR6-15-LA8-30K-N-RD-CL-L**,; ,SDR6-15-LA8-30K-N-RM-CL-L**,; ,SDR6-15-LA8-30K-N-RS-CL-L**,; ,SDR6-15-LA8-30K-W-RD-CL-L**,; ,SDR6-15-LA8-30K-W-RM-CL-L**,; ,SDR6-15-LA8-30K-W-RS-CL-L**,; ,SDR6-15-LA8-35K-M-RD-CL-L**,; ,SDR6-15-LA8-35K-M-RM-CL-L**,; ,SDR6-15-LA8-35K-M-RS-CL-L**,; ,SDR6-15-LA8-35K-N-RD-CL-L**,; ,SDR6-15-LA8-35K-N-RM-CL-L**,; ,SDR6-15-LA8-35K-N-RS-CL-L**,; ,SDR6-15-LA8-35K-W-RD-CL-L**,; ,SDR6-15-LA8-35K-W-RM-CL-L**,; ,SDR6-15-LA8-35K-W-RS-CL-L**,; ,SDR6-15-LA8-40K-M-RD-CL-L**,; ,SDR6-15-LA8-40K-M-RM-CL-L**,; ,SDR6-15-LA8-40K-M-RS-CL-L**,; ,SDR6-15-LA8-40K-N-RD-CL-L**,; ,SDR6-15-LA8-40K-N-RM-CL-L**,; ,SDR6-15-LA8-40K-N-RS-CL-L**,; ,SDR6-15-LA8-40K-W-RD-CL-L**,; ,SDR6-15-LA8-40K-W-RM-CL-L**,; ,SDR6-15-LA8-40K-W-RS-CL-L**,; ,SDR6-15-LA8-50K-M-RD-CL-L**,; ,SDR6-15-LA8-50K-M-RM-CL-L**,; ,SDR6-15-LA8-50K-M-RS-CL-L**,; ,SDR6-15-LA8-50K-N-RD-CL-L**,; ,SDR6-15-LA8-50K-N-RM-CL-L**,; ,SDR6-15-LA8-50K-N-RS-CL-L**,; ,SDR6-15-LA8-50K-W-RD-CL-L**,; ,SDR6-15-LA8-50K-W-RM-CL-L**,; ,SDR6-15-LA8-50K-W-RS-CL-L**,; ,SDR6-20-LA8-27K-M-RD-CL-L**,; ,SDR6-20-LA8-27K-M-RM-CL-L**,; ,SDR6-20-LA8-27K-M-RS-CL-L**,; ,SDR6-20-LA8-27K-N-RD-CL-L**,; ,SDR6-20-LA8-27K-N-RM-CL-L**,; ,SDR6-20-LA8-27K-N-RS-CL-L**,; ,SDR6-20-LA8-27K-W-RD-CL-L**,; ,SDR6-20-LA8-27K-W-RM-CL-L**,; ,SDR6-20-LA8-27K-W-RS-CL-L**,; ,SDR6-20-LA8-30K-M-RD-CL-L**,; ,SDR6-20-LA8-30K-M-RM-CL-L**,; ,SDR6-20-LA8-30K-M-RS-CL-L**,; ,SDR6-20-LA8-30K-N-RD-CL-L**,; ,SDR6-20-LA8-30K-N-RM-CL-L**,; ,SDR6-20-LA8-30K-N-RS-CL-L**,; ,SDR6-20-LA8-30K-W-RD-CL-L**,; ,SDR6-20-LA8-30K-W-RM-CL-L**,; ,SDR6-20-LA8-30K-W-RS-CL-L**,; ,SDR6-20-LA8-35K-M-RD-CL-L**,; ,SDR6-20-LA8-35K-M-RM-CL-L**,; ,SDR6-20-LA8-35K-M-RS-CL-L**,; ,SDR6-20-LA8-35K-N-RD-CL-L**,; ,SDR6-20-LA8-35K-N-RM-CL-L**,; ,SDR6-20-LA8-35K-N-RS-CL-L**,; ,SDR6-20-LA8-35K-W-RD-CL-L**,; ,SDR6-20-LA8-35K-W-RM-CL-L**,; ,SDR6-20-LA8-35K-W-RS-CL-L**,; ,SDR6-20-LA8-40K-M-RD-CL-L**,; ,SDR6-20-LA8-40K-M-RM-CL-L**,; ,SDR6-20-LA8-40K-M-RS-CL-L**,; ,SDR6-20-LA8-40K-N-RD-CL-L**,; ,SDR6-20-LA8-40K-N-RM-CL-L**,; ,SDR6-20-LA8-40K-N-RS-CL-L**,; ,SDR6-20-LA8-40K-W-RD-CL-L**,; ,SDR6-20-LA8-40K-W-RM-CL-L**,; ,SDR6-20-LA8-40K-W-RS-CL-L**,; ,SDR6-20-LA8-50K-M-RD-CL-L**,; ,SDR6-20-LA8-50K-M-RM-CL-L**,; ,SDR6-20-LA8-50K-M-RS-CL-L**,; ,SDR6-20-LA8-50K-N-RD-CL-L**,; ,SDR6-20-LA8-50K-N-RM-CL-L**,; ,SDR6-20-LA8-50K-N-RS-CL-L**,; ,SDR6-20-LA8-50K-W-RD-CL-L**,; ,SDR6-20-LA8-50K-W-RM-CL-L**,; ,SDR6-20-LA8-50K-W-RS-CL-L**, | Indoor | LED | Downlight Solid State Retrofit | 4386 | 54.9 | 80.2 |  | 2700K | 81 | 54000 | Continuously Dimmable |  | 2015-11-11
LumenOptix LLC | Lumenoptix | SDR6-30-LA8-27K-N-RM-CL-L** | SDR6-30-LA8-27K-N-RM-CL-L** | ,SDR6-30-LA8-27K-M-RD-CL-L**,; ,SDR6-30-LA8-27K-M-RM-CL-L**,; ,SDR6-30-LA8-27K-M-RS-CL-L**,; ,SDR6-30-LA8-27K-N-RD-CL-L**,; ,SDR6-30-LA8-27K-N-RS-CL-L**,; ,SDR6-30-LA8-27K-W-RD-CL-L**,; ,SDR6-30-LA8-27K-W-RM-CL-L**,; ,SDR6-30-LA8-27K-W-RS-CL-L**,; ,SDR6-30-LA8-30K-M-RD-CL-L**,; ,SDR6-30-LA8-30K-M-RM-CL-L**,; ,SDR6-30-LA8-30K-M-RS-CL-L**,; ,SDR6-30-LA8-30K-N-RD-CL-L**,; ,SDR6-30-LA8-30K-N-RM-CL-L**,; ,SDR6-30-LA8-30K-N-RS-CL-L**,; ,SDR6-30-LA8-30K-W-RD-CL-L**,; ,SDR6-30-LA8-30K-W-RM-CL-L**,; ,SDR6-30-LA8-30K-W-RS-CL-L**,; ,SDR6-30-LA8-35K-M-RD-CL-L**,; ,SDR6-30-LA8-35K-M-RM-CL-L**,; ,SDR6-30-LA8-35K-M-RS-CL-L**,; ,SDR6-30-LA8-35K-N-RD-CL-L**,; ,SDR6-30-LA8-35K-N-RM-CL-L**,; ,SDR6-30-LA8-35K-N-RS-CL-L**,; ,SDR6-30-LA8-35K-W-RD-CL-L**,; ,SDR6-30-LA8-35K-W-RM-CL-L**,; ,SDR6-30-LA8-35K-W-RS-CL-L**,; ,SDR6-30-LA8-40K-M-RD-CL-L**,; ,SDR6-30-LA8-40K-M-RM-CL-L**,; ,SDR6-30-LA8-40K-M-RS-CL-L**,; ,SDR6-30-LA8-40K-N-RD-CL-L**,; ,SDR6-30-LA8-40K-N-RM-CL-L**,; ,SDR6-30-LA8-40K-N-RS-CL-L**,; ,SDR6-30-LA8-40K-W-RD-CL-L**,; ,SDR6-30-LA8-40K-W-RM-CL-L**,; ,SDR6-30-LA8-40K-W-RS-CL-L**,; ,SDR6-30-LA8-50K-M-RD-CL-L**,; ,SDR6-30-LA8-50K-M-RM-CL-L**,; ,SDR6-30-LA8-50K-M-RS-CL-L**,; ,SDR6-30-LA8-50K-N-RD-CL-L**,; ,SDR6-30-LA8-50K-N-RM-CL-L**,; ,SDR6-30-LA8-50K-N-RS-CL-L**,; ,SDR6-30-LA8-50K-W-RD-CL-L**,; ,SDR6-30-LA8-50K-W-RM-CL-L**,; ,SDR6-30-LA8-50K-W-RS-CL-L**,; ,SDR6-40-LA8-27K-M-RD-CL-L**,; ,SDR6-40-LA8-27K-M-RM-CL-L**,; ,SDR6-40-LA8-27K-M-RS-CL-L**,; ,SDR6-40-LA8-27K-N-RD-CL-L**,; ,SDR6-40-LA8-27K-N-RM-CL-L**,; ,SDR6-40-LA8-27K-N-RS-CL-L**,; ,SDR6-40-LA8-27K-W-RD-CL-L**,; ,SDR6-40-LA8-27K-W-RM-CL-L**,; ,SDR6-40-LA8-27K-W-RS-CL-L**,; ,SDR6-40-LA8-30K-M-RD-CL-L**,; ,SDR6-40-LA8-30K-M-RM-CL-L**,; ,SDR6-40-LA8-30K-M-RS-CL-L**,; ,SDR6-40-LA8-30K-N-RD-CL-L**,; ,SDR6-40-LA8-30K-N-RM-CL-L**,; ,SDR6-40-LA8-30K-N-RS-CL-L**,; ,SDR6-40-LA8-30K-W-RD-CL-L**,; ,SDR6-40-LA8-30K-W-RM-CL-L**,; ,SDR6-40-LA8-30K-W-RS-CL-L**,; ,SDR6-40-LA8-35K-M-RD-CL-L**,; ,SDR6-40-LA8-35K-M-RM-CL-L**,; ,SDR6-40-LA8-35K-M-RS-CL-L**,; ,SDR6-40-LA8-35K-N-RD-CL-L**,; ,SDR6-40-LA8-35K-N-RM-CL-L**,; ,SDR6-40-LA8-35K-N-RS-CL-L**,; ,SDR6-40-LA8-35K-W-RD-CL-L**,; ,SDR6-40-LA8-35K-W-RM-CL-L**,; ,SDR6-40-LA8-35K-W-RS-CL-L**,; ,SDR6-40-LA8-40K-M-RD-CL-L**,; ,SDR6-40-LA8-40K-M-RM-CL-L**,; ,SDR6-40-LA8-40K-M-RS-CL-L**,; ,SDR6-40-LA8-40K-N-RD-CL-L**,; ,SDR6-40-LA8-40K-N-RM-CL-L**,; ,SDR6-40-LA8-40K-N-RS-CL-L**,; ,SDR6-40-LA8-40K-W-RD-CL-L**,; ,SDR6-40-LA8-40K-W-RM-CL-L**,; ,SDR6-40-LA8-40K-W-RS-CL-L**,; ,SDR6-40-LA8-50K-M-RD-CL-L**,; ,SDR6-40-LA8-50K-M-RM-CL-L**,; ,SDR6-40-LA8-50K-M-RS-CL-L**,; ,SDR6-40-LA8-50K-N-RD-CL-L**,; ,SDR6-40-LA8-50K-N-RM-CL-L**,; ,SDR6-40-LA8-50K-N-RS-CL-L**,; ,SDR6-40-LA8-50K-W-RD-CL-L**,; ,SDR6-40-LA8-50K-W-RM-CL-L**,; ,SDR6-40-LA8-50K-W-RS-CL-L**,; ,SDR7-10-LA8-27K-M-RD-CL-L**,; ,SDR7-10-LA8-27K-M-RM-CL-L**,; ,SDR7-10-LA8-27K-M-RS-CL-L**,; ,SDR7-10-LA8-27K-N-RD-CL-L**,; ,SDR7-10-LA8-27K-N-RM-CL-L**,; ,SDR7-10-LA8-27K-N-RS-CL-L**,; ,SDR7-10-LA8-27K-W-RD-CL-L**,; ,SDR7-10-LA8-27K-W-RM-CL-L**,; ,SDR7-10-LA8-27K-W-RS-CL-L**,; ,SDR7-10-LA8-30K-M-RD-CL-L**,; ,SDR7-10-LA8-30K-M-RM-CL-L**,; ,SDR7-10-LA8-30K-M-RS-CL-L**,; ,SDR7-10-LA8-30K-N-RD-CL-L**,; ,SDR7-10-LA8-30K-N-RM-CL-L**,; ,SDR7-10-LA8-30K-N-RS-CL-L**,; ,SDR7-10-LA8-30K-W-RD-CL-L**,; ,SDR7-10-LA8-30K-W-RM-CL-L**,; ,SDR7-10-LA8-30K-W-RS-CL-L**,; ,SDR7-10-LA8-35K-M-RD-CL-L**,; ,SDR7-10-LA8-35K-M-RM-CL-L**,; ,SDR7-10-LA8-35K-M-RS-CL-L**,; ,SDR7-10-LA8-35K-N-RD-CL-L**,; ,SDR7-10-LA8-35K-N-RM-CL-L**,; ,SDR7-10-LA8-35K-N-RS-CL-L**,; ,SDR7-10-LA8-35K-W-RD-CL-L**,; ,SDR7-10-LA8-35K-W-RM-CL-L**,; ,SDR7-10-LA8-35K-W-RS-CL-L**,; ,SDR7-10-LA8-40K-M-RD-CL-L**,; ,SDR7-10-LA8-40K-M-RM-CL-L**,; ,SDR7-10-LA8-40K-M-RS-CL-L**,; ,SDR7-10-LA8-40K-N-RD-CL-L**,; ,SDR7-10-LA8-40K-N-RM-CL-L**,; ,SDR7-10-LA8-40K-N-RS-CL-L**,; ,SDR7-10-LA8-40K-W-RD-CL-L**,; ,SDR7-10-LA8-40K-W-RM-CL-L**,; ,SDR7-10-LA8-40K-W-RS-CL-L**,; ,SDR7-10-LA8-50K-M-RD-CL-L**,; ,SDR7-10-LA8-50K-M-RM-CL-L**,; ,SDR7-10-LA8-50K-M-RS-CL-L**,; ,SDR7-10-LA8-50K-N-RD-CL-L**,; ,SDR7-10-LA8-50K-N-RM-CL-L**,; ,SDR7-10-LA8-50K-N-RS-CL-L**,; ,SDR7-10-LA8-50K-W-RD-CL-L**,; ,SDR7-10-LA8-50K-W-RM-CL-L**,; ,SDR7-10-LA8-50K-W-RS-CL-L**, | Indoor | LED | Downlight Solid State Retrofit | 4386 | 54.9 | 80.2 |  | 2700K | 81 | 54000 | Continuously Dimmable |  | 2015-11-11
LumenOptix LLC | Lumenoptix | SDR7-15-LA8-27K-N-RM-CL-L** | SDR7-15-LA8-27K-N-RM-CL-L** | ,SDR7-15-LA8-27K-M-RD-CL-L**,; ,SDR7-15-LA8-27K-M-RM-CL-L**,; ,SDR7-15-LA8-27K-M-RS-CL-L**,; ,SDR7-15-LA8-27K-N-RD-CL-L**,; ,SDR7-15-LA8-27K-N-RS-CL-L**,; ,SDR7-15-LA8-27K-W-RD-CL-L**,; ,SDR7-15-LA8-27K-W-RM-CL-L**,; ,SDR7-15-LA8-27K-W-RS-CL-L**,; ,SDR7-15-LA8-30K-M-RD-CL-L**,; ,SDR7-15-LA8-30K-M-RM-CL-L**,; ,SDR7-15-LA8-30K-M-RS-CL-L**,; ,SDR7-15-LA8-30K-N-RD-CL-L**,; ,SDR7-15-LA8-30K-N-RM-CL-L**,; ,SDR7-15-LA8-30K-N-RS-CL-L**,; ,SDR7-15-LA8-30K-W-RD-CL-L**,; ,SDR7-15-LA8-30K-W-RM-CL-L**,; ,SDR7-15-LA8-30K-W-RS-CL-L**,; ,SDR7-15-LA8-35K-M-RD-CL-L**,; ,SDR7-15-LA8-35K-M-RM-CL-L**,; ,SDR7-15-LA8-35K-M-RS-CL-L**,; ,SDR7-15-LA8-35K-N-RD-CL-L**,; ,SDR7-15-LA8-35K-N-RM-CL-L**,; ,SDR7-15-LA8-35K-N-RS-CL-L**,; ,SDR7-15-LA8-35K-W-RD-CL-L**,; ,SDR7-15-LA8-35K-W-RM-CL-L**,; ,SDR7-15-LA8-35K-W-RS-CL-L**,; ,SDR7-15-LA8-40K-M-RD-CL-L**,; ,SDR7-15-LA8-40K-M-RM-CL-L**,; ,SDR7-15-LA8-40K-M-RS-CL-L**,; ,SDR7-15-LA8-40K-N-RD-CL-L**,; ,SDR7-15-LA8-40K-N-RM-CL-L**,; ,SDR7-15-LA8-40K-N-RS-CL-L**,; ,SDR7-15-LA8-40K-W-RD-CL-L**,; ,SDR7-15-LA8-40K-W-RM-CL-L**,; ,SDR7-15-LA8-40K-W-RS-CL-L**,; ,SDR7-15-LA8-50K-M-RD-CL-L**,; ,SDR7-15-LA8-50K-M-RM-CL-L**,; ,SDR7-15-LA8-50K-M-RS-CL-L**,; ,SDR7-15-LA8-50K-N-RD-CL-L**,; ,SDR7-15-LA8-50K-N-RM-CL-L**,; ,SDR7-15-LA8-50K-N-RS-CL-L**,; ,SDR7-15-LA8-50K-W-RD-CL-L**,; ,SDR7-15-LA8-50K-W-RM-CL-L**,; ,SDR7-15-LA8-50K-W-RS-CL-L**,; ,SDR7-20-LA8-27K-M-RD-CL-L**,; ,SDR7-20-LA8-27K-M-RM-CL-L**,; ,SDR7-20-LA8-27K-M-RS-CL-L**,; ,SDR7-20-LA8-27K-N-RD-CL-L**,; ,SDR7-20-LA8-27K-N-RM-CL-L**,; ,SDR7-20-LA8-27K-N-RS-CL-L**,; ,SDR7-20-LA8-27K-W-RD-CL-L**,; ,SDR7-20-LA8-27K-W-RM-CL-L**,; ,SDR7-20-LA8-27K-W-RS-CL-L**,; ,SDR7-20-LA8-30K-M-RD-CL-L**,; ,SDR7-20-LA8-30K-M-RM-CL-L**,; ,SDR7-20-LA8-30K-M-RS-CL-L**,; ,SDR7-20-LA8-30K-N-RD-CL-L**,; ,SDR7-20-LA8-30K-N-RM-CL-L**,; ,SDR7-20-LA8-30K-N-RS-CL-L**,; ,SDR7-20-LA8-30K-W-RD-CL-L**,; ,SDR7-20-LA8-30K-W-RM-CL-L**,; ,SDR7-20-LA8-30K-W-RS-CL-L**,; ,SDR7-20-LA8-35K-M-RD-CL-L**,; ,SDR7-20-LA8-35K-M-RM-CL-L**,; ,SDR7-20-LA8-35K-M-RS-CL-L**,; ,SDR7-20-LA8-35K-N-RD-CL-L**,; ,SDR7-20-LA8-35K-N-RM-CL-L**,; ,SDR7-20-LA8-35K-N-RS-CL-L**,; ,SDR7-20-LA8-35K-W-RD-CL-L**,; ,SDR7-20-LA8-35K-W-RM-CL-L**,; ,SDR7-20-LA8-35K-W-RS-CL-L**,; ,SDR7-20-LA8-40K-M-RD-CL-L**,; ,SDR7-20-LA8-40K-M-RM-CL-L**,; ,SDR7-20-LA8-40K-M-RS-CL-L**,; ,SDR7-20-LA8-40K-N-RD-CL-L**,; ,SDR7-20-LA8-40K-N-RM-CL-L**,; ,SDR7-20-LA8-40K-N-RS-CL-L**,; ,SDR7-20-LA8-40K-W-RD-CL-L**,; ,SDR7-20-LA8-40K-W-RM-CL-L**,; ,SDR7-20-LA8-40K-W-RS-CL-L**,; ,SDR7-20-LA8-50K-M-RD-CL-L**,; ,SDR7-20-LA8-50K-M-RM-CL-L**,; ,SDR7-20-LA8-50K-M-RS-CL-L**,; ,SDR7-20-LA8-50K-N-RD-CL-L**,; ,SDR7-20-LA8-50K-N-RM-CL-L**,; ,SDR7-20-LA8-50K-N-RS-CL-L**,; ,SDR7-20-LA8-50K-W-RD-CL-L**,; ,SDR7-20-LA8-50K-W-RM-CL-L**,; ,SDR7-20-LA8-50K-W-RS-CL-L**,; ,SDR7-30-LA8-27K-M-RD-CL-L**,; ,SDR7-30-LA8-27K-M-RM-CL-L**,; ,SDR7-30-LA8-27K-M-RS-CL-L**,; ,SDR7-30-LA8-27K-N-RD-CL-L**,; ,SDR7-30-LA8-27K-N-RM-CL-L**,; ,SDR7-30-LA8-27K-N-RS-CL-L**,; ,SDR7-30-LA8-27K-W-RD-CL-L**,; ,SDR7-30-LA8-27K-W-RM-CL-L**,; ,SDR7-30-LA8-27K-W-RS-CL-L**,; ,SDR7-30-LA8-30K-M-RD-CL-L**,; ,SDR7-30-LA8-30K-M-RM-CL-L**,; ,SDR7-30-LA8-30K-M-RS-CL-L**,; ,SDR7-30-LA8-30K-N-RD-CL-L**,; ,SDR7-30-LA8-30K-N-RM-CL-L**,; ,SDR7-30-LA8-30K-N-RS-CL-L**,; ,SDR7-30-LA8-30K-W-RD-CL-L**,; ,SDR7-30-LA8-30K-W-RM-CL-L**,; ,SDR7-30-LA8-30K-W-RS-CL-L**,; ,SDR7-30-LA8-35K-M-RD-CL-L**,; ,SDR7-30-LA8-35K-M-RM-CL-L**,; ,SDR7-30-LA8-35K-M-RS-CL-L**,; ,SDR7-30-LA8-35K-N-RD-CL-L**,; ,SDR7-30-LA8-35K-N-RM-CL-L**,; ,SDR7-30-LA8-35K-N-RS-CL-L**,; ,SDR7-30-LA8-35K-W-RD-CL-L**,; ,SDR7-30-LA8-35K-W-RM-CL-L**,; ,SDR7-30-LA8-35K-W-RS-CL-L**,; ,SDR7-30-LA8-40K-M-RD-CL-L**,; ,SDR7-30-LA8-40K-M-RM-CL-L**,; ,SDR7-30-LA8-40K-M-RS-CL-L**,; ,SDR7-30-LA8-40K-N-RD-CL-L**,; ,SDR7-30-LA8-40K-N-RM-CL-L**,; ,SDR7-30-LA8-40K-N-RS-CL-L**,; ,SDR7-30-LA8-40K-W-RD-CL-L**,; ,SDR7-30-LA8-40K-W-RM-CL-L**,; ,SDR7-30-LA8-40K-W-RS-CL-L**,; ,SDR7-30-LA8-50K-M-RD-CL-L**,; ,SDR7-30-LA8-50K-M-RM-CL-L**,; ,SDR7-30-LA8-50K-M-RS-CL-L**,; ,SDR7-30-LA8-50K-N-RD-CL-L**,; ,SDR7-30-LA8-50K-N-RM-CL-L**,; ,SDR7-30-LA8-50K-N-RS-CL-L**,; ,SDR7-30-LA8-50K-W-RD-CL-L**,; ,SDR7-30-LA8-50K-W-RM-CL-L**,; ,SDR7-30-LA8-50K-W-RS-CL-L**, | Indoor | LED | Downlight Solid State Retrofit | 4386 | 54.9 | 80.2 |  | 2700K | 81 | 54000 | Continuously Dimmable |  | 2015-11-11
LumenOptix LLC | Lumenoptix | SDR7-40-LA8-27K-N-RM-CL-L** | SDR7-40-LA8-27K-N-RM-CL-L** | ,SDR7-40-LA8-27K-M-RD-CL-L**,; ,SDR7-40-LA8-27K-M-RM-CL-L**,; ,SDR7-40-LA8-27K-M-RS-CL-L**,; ,SDR7-40-LA8-27K-N-RD-CL-L**,; ,SDR7-40-LA8-27K-N-RS-CL-L**,; ,SDR7-40-LA8-27K-W-RD-CL-L**,; ,SDR7-40-LA8-27K-W-RM-CL-L**,; ,SDR7-40-LA8-27K-W-RS-CL-L**,; ,SDR7-40-LA8-30K-M-RD-CL-L**,; ,SDR7-40-LA8-30K-M-RM-CL-L**,; ,SDR7-40-LA8-30K-M-RS-CL-L**,; ,SDR7-40-LA8-30K-N-RD-CL-L**,; ,SDR7-40-LA8-30K-N-RM-CL-L**,; ,SDR7-40-LA8-30K-N-RS-CL-L**,; ,SDR7-40-LA8-30K-W-RD-CL-L**,; ,SDR7-40-LA8-30K-W-RM-CL-L**,; ,SDR7-40-LA8-30K-W-RS-CL-L**,; ,SDR7-40-LA8-35K-M-RD-CL-L**,; ,SDR7-40-LA8-35K-M-RM-CL-L**,; ,SDR7-40-LA8-35K-M-RS-CL-L**,; ,SDR7-40-LA8-35K-N-RD-CL-L**,; ,SDR7-40-LA8-35K-N-RM-CL-L**,; ,SDR7-40-LA8-35K-N-RS-CL-L**,; ,SDR7-40-LA8-35K-W-RD-CL-L**,; ,SDR7-40-LA8-35K-W-RM-CL-L**,; ,SDR7-40-LA8-35K-W-RS-CL-L**,; ,SDR7-40-LA8-40K-M-RD-CL-L**,; ,SDR7-40-LA8-40K-M-RM-CL-L**,; ,SDR7-40-LA8-40K-M-RS-CL-L**,; ,SDR7-40-LA8-40K-N-RD-CL-L**,; ,SDR7-40-LA8-40K-N-RM-CL-L**,; ,SDR7-40-LA8-40K-N-RS-CL-L**,; ,SDR7-40-LA8-40K-W-RD-CL-L**,; ,SDR7-40-LA8-40K-W-RM-CL-L**,; ,SDR7-40-LA8-40K-W-RS-CL-L**,; ,SDR7-40-LA8-50K-M-RD-CL-L**,; ,SDR7-40-LA8-50K-M-RM-CL-L**,; ,SDR7-40-LA8-50K-M-RS-CL-L**,; ,SDR7-40-LA8-50K-N-RD-CL-L**,; ,SDR7-40-LA8-50K-N-RM-CL-L**,; ,SDR7-40-LA8-50K-N-RS-CL-L**,; ,SDR7-40-LA8-50K-W-RD-CL-L**,; ,SDR7-40-LA8-50K-W-RM-CL-L**,; ,SDR7-40-LA8-50K-W-RS-CL-L**,; ,SDR8-10-LA8-27K-M-RD-CL-L**,; ,SDR8-10-LA8-27K-M-RM-CL-L**,; ,SDR8-10-LA8-27K-M-RS-CL-L**,; ,SDR8-10-LA8-27K-N-RD-CL-L**,; ,SDR8-10-LA8-27K-N-RM-CL-L**,; ,SDR8-10-LA8-27K-N-RS-CL-L**,; ,SDR8-10-LA8-27K-W-RD-CL-L**,; ,SDR8-10-LA8-27K-W-RM-CL-L**,; ,SDR8-10-LA8-27K-W-RS-CL-L**,; ,SDR8-10-LA8-30K-M-RD-CL-L**,; ,SDR8-10-LA8-30K-M-RM-CL-L**,; ,SDR8-10-LA8-30K-M-RS-CL-L**,; ,SDR8-10-LA8-30K-N-RD-CL-L**,; ,SDR8-10-LA8-30K-N-RM-CL-L**,; ,SDR8-10-LA8-30K-N-RS-CL-L**,; ,SDR8-10-LA8-30K-W-RD-CL-L**,; ,SDR8-10-LA8-30K-W-RM-CL-L**,; ,SDR8-10-LA8-30K-W-RS-CL-L**,; ,SDR8-10-LA8-35K-M-RD-CL-L**,; ,SDR8-10-LA8-35K-M-RM-CL-L**,; ,SDR8-10-LA8-35K-M-RS-CL-L**,; ,SDR8-10-LA8-35K-N-RD-CL-L**,; ,SDR8-10-LA8-35K-N-RM-CL-L**,; ,SDR8-10-LA8-35K-N-RS-CL-L**,; ,SDR8-10-LA8-35K-W-RD-CL-L**,; ,SDR8-10-LA8-35K-W-RM-CL-L**,; ,SDR8-10-LA8-35K-W-RS-CL-L**,; ,SDR8-10-LA8-40K-M-RD-CL-L**,; ,SDR8-10-LA8-40K-M-RM-CL-L**,; ,SDR8-10-LA8-40K-M-RS-CL-L**,; ,SDR8-10-LA8-40K-N-RD-CL-L**,; ,SDR8-10-LA8-40K-N-RM-CL-L**,; ,SDR8-10-LA8-40K-N-RS-CL-L**,; ,SDR8-10-LA8-40K-W-RD-CL-L**,; ,SDR8-10-LA8-40K-W-RM-CL-L**,; ,SDR8-10-LA8-40K-W-RS-CL-L**,; ,SDR8-10-LA8-50K-M-RD-CL-L**,; ,SDR8-10-LA8-50K-M-RM-CL-L**,; ,SDR8-10-LA8-50K-M-RS-CL-L**,; ,SDR8-10-LA8-50K-N-RD-CL-L**,; ,SDR8-10-LA8-50K-N-RM-CL-L**,; ,SDR8-10-LA8-50K-N-RS-CL-L**,; ,SDR8-10-LA8-50K-W-RD-CL-L**,; ,SDR8-10-LA8-50K-W-RM-CL-L**,; ,SDR8-10-LA8-50K-W-RS-CL-L**,; ,SDR8-15-LA8-27K-M-RD-CL-L**,; ,SDR8-15-LA8-27K-M-RM-CL-L**,; ,SDR8-15-LA8-27K-M-RS-CL-L**,; ,SDR8-15-LA8-27K-N-RD-CL-L**,; ,SDR8-15-LA8-27K-N-RM-CL-L**,; ,SDR8-15-LA8-27K-N-RS-CL-L**,; ,SDR8-15-LA8-27K-W-RD-CL-L**,; ,SDR8-15-LA8-27K-W-RM-CL-L**,; ,SDR8-15-LA8-27K-W-RS-CL-L**,; ,SDR8-15-LA8-30K-M-RD-CL-L**,; ,SDR8-15-LA8-30K-M-RM-CL-L**,; ,SDR8-15-LA8-30K-M-RS-CL-L**,; ,SDR8-15-LA8-30K-N-RD-CL-L**,; ,SDR8-15-LA8-30K-N-RM-CL-L**,; ,SDR8-15-LA8-30K-N-RS-CL-L**,; ,SDR8-15-LA8-30K-W-RD-CL-L**,; ,SDR8-15-LA8-30K-W-RM-CL-L**,; ,SDR8-15-LA8-30K-W-RS-CL-L**,; ,SDR8-15-LA8-35K-M-RD-CL-L**,; ,SDR8-15-LA8-35K-M-RM-CL-L**,; ,SDR8-15-LA8-35K-M-RS-CL-L**,; ,SDR8-15-LA8-35K-N-RD-CL-L**,; ,SDR8-15-LA8-35K-N-RM-CL-L**,; ,SDR8-15-LA8-35K-N-RS-CL-L**,; ,SDR8-15-LA8-35K-W-RD-CL-L**,; ,SDR8-15-LA8-35K-W-RM-CL-L**,; ,SDR8-15-LA8-35K-W-RS-CL-L**,; ,SDR8-15-LA8-40K-M-RD-CL-L**,; ,SDR8-15-LA8-40K-M-RM-CL-L**,; ,SDR8-15-LA8-40K-M-RS-CL-L**,; ,SDR8-15-LA8-40K-N-RD-CL-L**,; ,SDR8-15-LA8-40K-N-RM-CL-L**,; ,SDR8-15-LA8-40K-N-RS-CL-L**,; ,SDR8-15-LA8-40K-W-RD-CL-L**,; ,SDR8-15-LA8-40K-W-RM-CL-L**,; ,SDR8-15-LA8-40K-W-RS-CL-L**,; ,SDR8-15-LA8-50K-M-RD-CL-L**,; ,SDR8-15-LA8-50K-M-RM-CL-L**,; ,SDR8-15-LA8-50K-M-RS-CL-L**,; ,SDR8-15-LA8-50K-N-RD-CL-L**,; ,SDR8-15-LA8-50K-N-RM-CL-L**,; ,SDR8-15-LA8-50K-N-RS-CL-L**,; ,SDR8-15-LA8-50K-W-RD-CL-L**,; ,SDR8-15-LA8-50K-W-RM-CL-L**,; ,SDR8-15-LA8-50K-W-RS-CL-L**, | Indoor | LED | Downlight Solid State Retrofit | 4386 | 54.9 | 80.2 |  | 2700K | 81 | 54000 | Continuously Dimmable |  | 2015-11-11
LumenOptix LLC | Lumenoptix | SDR8-20-LA8-27K-N-RM-CL-L** | SDR8-20-LA8-27K-N-RM-CL-L** | ,SDR8-20-LA8-27K-M-RD-CL-L**,; ,SDR8-20-LA8-27K-M-RM-CL-L**,; ,SDR8-20-LA8-27K-M-RS-CL-L**,; ,SDR8-20-LA8-27K-N-RD-CL-L**,; ,SDR8-20-LA8-27K-N-RS-CL-L**,; ,SDR8-20-LA8-27K-W-RD-CL-L**,; ,SDR8-20-LA8-27K-W-RM-CL-L**,; ,SDR8-20-LA8-27K-W-RS-CL-L**,; ,SDR8-20-LA8-30K-M-RD-CL-L**,; ,SDR8-20-LA8-30K-M-RM-CL-L**,; ,SDR8-20-LA8-30K-M-RS-CL-L**,; ,SDR8-20-LA8-30K-N-RD-CL-L**,; ,SDR8-20-LA8-30K-N-RM-CL-L**,; ,SDR8-20-LA8-30K-N-RS-CL-L**,; ,SDR8-20-LA8-30K-W-RD-CL-L**,; ,SDR8-20-LA8-30K-W-RM-CL-L**,; ,SDR8-20-LA8-30K-W-RS-CL-L**,; ,SDR8-20-LA8-35K-M-RD-CL-L**,; ,SDR8-20-LA8-35K-M-RM-CL-L**,; ,SDR8-20-LA8-35K-M-RS-CL-L**,; ,SDR8-20-LA8-35K-N-RD-CL-L**,; ,SDR8-20-LA8-35K-N-RM-CL-L**,; ,SDR8-20-LA8-35K-N-RS-CL-L**,; ,SDR8-20-LA8-35K-W-RD-CL-L**,; ,SDR8-20-LA8-35K-W-RM-CL-L**,; ,SDR8-20-LA8-35K-W-RS-CL-L**,; ,SDR8-20-LA8-40K-M-RD-CL-L**,; ,SDR8-20-LA8-40K-M-RM-CL-L**,; ,SDR8-20-LA8-40K-M-RS-CL-L**,; ,SDR8-20-LA8-40K-N-RD-CL-L**,; ,SDR8-20-LA8-40K-N-RM-CL-L**,; ,SDR8-20-LA8-40K-N-RS-CL-L**,; ,SDR8-20-LA8-40K-W-RD-CL-L**,; ,SDR8-20-LA8-40K-W-RM-CL-L**,; ,SDR8-20-LA8-40K-W-RS-CL-L**,; ,SDR8-20-LA8-50K-M-RD-CL-L**,; ,SDR8-20-LA8-50K-M-RM-CL-L**,; ,SDR8-20-LA8-50K-M-RS-CL-L**,; ,SDR8-20-LA8-50K-N-RD-CL-L**,; ,SDR8-20-LA8-50K-N-RM-CL-L**,; ,SDR8-20-LA8-50K-N-RS-CL-L**,; ,SDR8-20-LA8-50K-W-RD-CL-L**,; ,SDR8-20-LA8-50K-W-RM-CL-L**,; ,SDR8-20-LA8-50K-W-RS-CL-L**,; ,SDR8-30-LA8-27K-M-RD-CL-L**,; ,SDR8-30-LA8-27K-M-RM-CL-L**,; ,SDR8-30-LA8-27K-M-RS-CL-L**,; ,SDR8-30-LA8-27K-N-RD-CL-L**,; ,SDR8-30-LA8-27K-N-RM-CL-L**,; ,SDR8-30-LA8-27K-N-RS-CL-L**,; ,SDR8-30-LA8-27K-W-RD-CL-L**,; ,SDR8-30-LA8-27K-W-RM-CL-L**,; ,SDR8-30-LA8-27K-W-RS-CL-L**,; ,SDR8-30-LA8-30K-M-RD-CL-L**,; ,SDR8-30-LA8-30K-M-RM-CL-L**,; ,SDR8-30-LA8-30K-M-RS-CL-L**,; ,SDR8-30-LA8-30K-N-RD-CL-L**,; ,SDR8-30-LA8-30K-N-RM-CL-L**,; ,SDR8-30-LA8-30K-N-RS-CL-L**,; ,SDR8-30-LA8-30K-W-RD-CL-L**,; ,SDR8-30-LA8-30K-W-RM-CL-L**,; ,SDR8-30-LA8-30K-W-RS-CL-L**,; ,SDR8-30-LA8-35K-M-RD-CL-L**,; ,SDR8-30-LA8-35K-M-RM-CL-L**,; ,SDR8-30-LA8-35K-M-RS-CL-L**,; ,SDR8-30-LA8-35K-N-RD-CL-L**,; ,SDR8-30-LA8-35K-N-RM-CL-L**,; ,SDR8-30-LA8-35K-N-RS-CL-L**,; ,SDR8-30-LA8-35K-W-RD-CL-L**,; ,SDR8-30-LA8-35K-W-RM-CL-L**,; ,SDR8-30-LA8-35K-W-RS-CL-L**,; ,SDR8-30-LA8-40K-M-RD-CL-L**,; ,SDR8-30-LA8-40K-M-RM-CL-L**,; ,SDR8-30-LA8-40K-M-RS-CL-L**,; ,SDR8-30-LA8-40K-N-RD-CL-L**,; ,SDR8-30-LA8-40K-N-RM-CL-L**,; ,SDR8-30-LA8-40K-N-RS-CL-L**,; ,SDR8-30-LA8-40K-W-RD-CL-L**,; ,SDR8-30-LA8-40K-W-RM-CL-L**,; ,SDR8-30-LA8-40K-W-RS-CL-L**,; ,SDR8-30-LA8-50K-M-RD-CL-L**,; ,SDR8-30-LA8-50K-M-RM-CL-L**,; ,SDR8-30-LA8-50K-M-RS-CL-L**,; ,SDR8-30-LA8-50K-N-RD-CL-L**,; ,SDR8-30-LA8-50K-N-RM-CL-L**,; ,SDR8-30-LA8-50K-N-RS-CL-L**,; ,SDR8-30-LA8-50K-W-RD-CL-L**,; ,SDR8-30-LA8-50K-W-RM-CL-L**,; ,SDR8-30-LA8-50K-W-RS-CL-L**,; ,SDR8-40-LA8-27K-M-RD-CL-L**,; ,SDR8-40-LA8-27K-M-RM-CL-L**,; ,SDR8-40-LA8-27K-M-RS-CL-L**,; ,SDR8-40-LA8-27K-N-RD-CL-L**,; ,SDR8-40-LA8-27K-N-RM-CL-L**,; ,SDR8-40-LA8-27K-N-RS-CL-L**,; ,SDR8-40-LA8-27K-W-RD-CL-L**,; ,SDR8-40-LA8-27K-W-RM-CL-L**,; ,SDR8-40-LA8-27K-W-RS-CL-L**,; ,SDR8-40-LA8-30K-M-RD-CL-L**,; ,SDR8-40-LA8-30K-M-RM-CL-L**,; ,SDR8-40-LA8-30K-M-RS-CL-L**,; ,SDR8-40-LA8-30K-N-RD-CL-L**,; ,SDR8-40-LA8-30K-N-RM-CL-L**,; ,SDR8-40-LA8-30K-N-RS-CL-L**,; ,SDR8-40-LA8-30K-W-RD-CL-L**,; ,SDR8-40-LA8-30K-W-RM-CL-L**,; ,SDR8-40-LA8-30K-W-RS-CL-L**,; ,SDR8-40-LA8-35K-M-RD-CL-L**,; ,SDR8-40-LA8-35K-M-RM-CL-L**,; ,SDR8-40-LA8-35K-M-RS-CL-L**,; ,SDR8-40-LA8-35K-N-RD-CL-L**,; ,SDR8-40-LA8-35K-N-RM-CL-L**,; ,SDR8-40-LA8-35K-N-RS-CL-L**,; ,SDR8-40-LA8-35K-W-RD-CL-L**,; ,SDR8-40-LA8-35K-W-RM-CL-L**,; ,SDR8-40-LA8-35K-W-RS-CL-L**,; ,SDR8-40-LA8-40K-M-RD-CL-L**,; ,SDR8-40-LA8-40K-M-RM-CL-L**,; ,SDR8-40-LA8-40K-M-RS-CL-L**,; ,SDR8-40-LA8-40K-N-RD-CL-L**,; ,SDR8-40-LA8-40K-N-RM-CL-L**,; ,SDR8-40-LA8-40K-N-RS-CL-L**,; ,SDR8-40-LA8-40K-W-RD-CL-L**,; ,SDR8-40-LA8-40K-W-RM-CL-L**,; ,SDR8-40-LA8-40K-W-RS-CL-L**,; ,SDR8-40-LA8-50K-M-RD-CL-L**,; ,SDR8-40-LA8-50K-M-RM-CL-L**,; ,SDR8-40-LA8-50K-M-RS-CL-L**,; ,SDR8-40-LA8-50K-N-RD-CL-L**,; ,SDR8-40-LA8-50K-N-RM-CL-L**,; ,SDR8-40-LA8-50K-N-RS-CL-L**,; ,SDR8-40-LA8-50K-W-RD-CL-L**,; ,SDR8-40-LA8-50K-W-RM-CL-L**,; ,SDR8-40-LA8-50K-W-RS-CL-L**, | Indoor | LED | Downlight Solid State Retrofit | 4386 | 54.9 | 80.2 |  | 2700K | 81 | 54000 | Continuously Dimmable |  | 2015-11-11
Luminance | Sunset Lighting | F8808-30 | F8808-30 |  | Indoor/Outdoor | LED | Downlight Solid State Retrofit | 1050 | 15 | 70.4 |  | 3000K | 94 | 36000 | Continuously Dimmable,Wet Location Rated |  | 2016-08-31
Luminance | Sunset Lighting | LED Downlight | F9901-30 |  | Indoor | LED | Downlight Solid State Retrofit | 1100 | 14 | 75.4 |  | 3000K | 94 | 36000 | Continuously Dimmable |  | 2016-03-01
Luminance | Sunset Lighting | Downlight | F9901-30-1 | Downlight,F9906-30-1, | Indoor | LED | Downlight Solid State Retrofit | 1100 | 14.5 | 75.4 |  | 3000K | 94 | 36000 | Continuously Dimmable |  | 2016-03-07
Luminance | Sunset Lighting | LED Downlight | F9902-30 |  | Indoor | LED | Downlight Solid State Retrofit | 1100 | 14 | 76.8 |  | 4000/4100K | 97 | 36000 | Continuously Dimmable |  | 2016-03-01
Luminance | Sunset Lighting | Downlight | F9902-30-1 |  | Indoor | LED | Downlight Solid State Retrofit | 1100 | 14.5 | 76.8 |  | 4000/4100K | 97 | 36000 | Continuously Dimmable |  | 2016-03-07
Luminance | Sunset Lighting | LED DOWNLIGHT | F9904-30-1 |  | Indoor | LED | Downlight Solid State Retrofit | 644 | 12.5 | 55 |  | 3000K | 90 | 36000 | Continuously Dimmable |  | 2015-12-28
Luminance | Sunset Lighting | LED DOWNLIGHT | F9905-30-1 |  | Indoor | LED | Downlight Solid State Retrofit | 901 | 12.5 | 70 |  | 3000K | 91 | 36000 | Continuously Dimmable |  | 2015-12-28
Luminance | Sunset Lighting | LED Downlight | F9907-XX-YYK | ,,"XX" represents finish code (lamp color) and can be any letter or number 1-99. "YYK represents CCT, 27K=2700K, 30K=3000K, 35K=3500K, 40K=4000K, 50K=5000K. | Indoor/Outdoor | LED | Downlight Solid State Retrofit | 1062 | 12.8 | 90.2 |  | 2700K | 87 | 35000 | Continuously Dimmable |  | 2016-07-20
Luminance | Sunset Lighting | LED Downlight | F9907-XX-YYK | ,,"XX" represents finish code (lamp color) and can be any letter or number 1-99. "YYK represents CCT, 27K=2700K, 30K=3000K, 35K=3500K, 40K=4000K, 50K=5000K. | Indoor/Outdoor | LED | Downlight Solid State Retrofit | 1062 | 12.8 | 90.2 |  | 3000K | 87 | 35000 | Continuously Dimmable |  | 2016-07-20
Luminance | Sunset Lighting | LED Downlight | F9907-XX-YYK | ,,"XX" represents finish code (lamp color) and can be any letter or number 1-99. "YYK represents CCT, 27K=2700K, 30K=3000K, 35K=3500K, 40K=4000K, 50K=5000K. | Indoor/Outdoor | LED | Downlight Solid State Retrofit | 1062 | 12.8 | 90.2 |  | 3500K | 87 | 35000 | Continuously Dimmable |  | 2016-07-20
Luminance | Sunset Lighting | LED Downlight | F9907-XX-YYK | ,,"XX" represents finish code (lamp color) and can be any letter or number 1-99. "YYK represents CCT, 27K=2700K, 30K=3000K, 35K=3500K, 40K=4000K, 50K=5000K. | Indoor/Outdoor | LED | Downlight Solid State Retrofit | 1062 | 12.8 | 90.2 |  | 4000/4100K | 87 | 35000 | Continuously Dimmable |  | 2016-07-20
Luminance | Sunset Lighting | LED Downlight | F9907-XX-YYK | ,,"XX" represents finish code (lamp color) and can be any letter or number 1-99. "YYK represents CCT, 27K=2700K, 30K=3000K, 35K=3500K, 40K=4000K, 50K=5000K. | Indoor/Outdoor | LED | Downlight Solid State Retrofit | 1062 | 12.8 | 90.2 |  | 5000K | 87 | 35000 | Continuously Dimmable |  | 2016-07-20
Luminance | Sunset Lighting | LED Downlight | F9908-XX-YYK | ,,"XX represents finish code (lamp color) and can be any letter or number 1-99. "YY" represents CCT, 27 for 2700K, 30 for 3000K, 35 for 3500K, 40 for 4000K, and 50 for 5000K. | Indoor | LED | Downlight Surface Mount | 980 | 15 | 68.2 |  | 2700K | 83 | 50000 | Continuously Dimmable |  | 2016-07-14
Luminance | Sunset Lighting | LED Downlight | F9908-XX-YYK | ,,"XX represents finish code (lamp color) and can be any letter or number 1-99. "YY" represents CCT, 27 for 2700K, 30 for 3000K, 35 for 3500K, 40 for 4000K, and 50 for 5000K. | Indoor | LED | Downlight Surface Mount | 980 | 15 | 68.2 |  | 3000K | 83 | 50000 | Continuously Dimmable |  | 2016-07-14
Luminance | Sunset Lighting | LED Downlight | F9908-XX-YYK | ,,"XX represents finish code (lamp color) and can be any letter or number 1-99. "YY" represents CCT, 27 for 2700K, 30 for 3000K, 35 for 3500K, 40 for 4000K, and 50 for 5000K. | Indoor | LED | Downlight Surface Mount | 980 | 15 | 68.2 |  | 3500K | 83 | 50000 | Continuously Dimmable |  | 2016-07-14
Luminance | Sunset Lighting | LED Downlight | F9908-XX-YYK | ,,"XX represents finish code (lamp color) and can be any letter or number 1-99. "YY" represents CCT, 27 for 2700K, 30 for 3000K, 35 for 3500K, 40 for 4000K, and 50 for 5000K. | Indoor | LED | Downlight Surface Mount | 980 | 15 | 68.2 |  | 4000/4100K | 83 | 50000 | Continuously Dimmable |  | 2016-07-14
Luminance | Sunset Lighting | LED Downlight | F9908-XX-YYK | ,,"XX represents finish code (lamp color) and can be any letter or number 1-99. "YY" represents CCT, 27 for 2700K, 30 for 3000K, 35 for 3500K, 40 for 4000K, and 50 for 5000K. | Indoor | LED | Downlight Surface Mount | 980 | 15 | 68.2 |  | 5000K | 83 | 50000 | Continuously Dimmable |  | 2016-07-14
Luminance | Sunset Lighting | diode Surface-mounted Luminares | TF9908-XX | ,,"XX" represents CCT, 27 for 2700K, 30 for 3000K, 35 for 3500K, 40 for 4000K, 50 for 5000K | Indoor | LED | Downlight Surface Mount | 980 | 15 | 68.2 |  | 2700K | 83 | 36000 | Continuously Dimmable |  | 2015-11-17
Luminance | Sunset Lighting | diode Surface-mounted Luminares | TF9908-XX | ,,"XX" represents CCT, 27 for 2700K, 30 for 3000K, 35 for 3500K, 40 for 4000K, 50 for 5000K | Indoor | LED | Downlight Surface Mount | 980 | 15 | 68.2 |  | 3000K | 83 | 36000 | Continuously Dimmable |  | 2015-11-17
Luminance | Sunset Lighting | diode Surface-mounted Luminares | TF9908-XX | ,,"XX" represents CCT, 27 for 2700K, 30 for 3000K, 35 for 3500K, 40 for 4000K, 50 for 5000K | Indoor | LED | Downlight Surface Mount | 980 | 15 | 68.2 |  | 3500K | 83 | 36000 | Continuously Dimmable |  | 2015-11-17
Luminance | Sunset Lighting | diode Surface-mounted Luminares | TF9908-XX | ,,"XX" represents CCT, 27 for 2700K, 30 for 3000K, 35 for 3500K, 40 for 4000K, 50 for 5000K | Indoor | LED | Downlight Surface Mount | 980 | 15 | 68.2 |  | 4000/4100K | 83 | 36000 | Continuously Dimmable |  | 2015-11-17
Luminance | Sunset Lighting | diode Surface-mounted Luminares | TF9908-XX | ,,"XX" represents CCT, 27 for 2700K, 30 for 3000K, 35 for 3500K, 40 for 4000K, 50 for 5000K | Indoor | LED | Downlight Surface Mount | 980 | 15 | 68.2 |  | 5000K | 83 | 36000 | Continuously Dimmable |  | 2015-11-17
Luminiz Inc. | Luminiz | Downlight Recessed | DWS4303K |  | Indoor | LED | Downlight Recessed | 750 | 12.5 | 58.9 |  | 3000K | 83 | 36000 | Continuously Dimmable,Connected |  | 2015-12-14
Luminiz Inc. | Luminiz | Downlight Recessed | DWS4303K2 |  | Indoor | LED | Downlight Recessed | 1500 | 24.5 | 58.9 |  | 3000K | 83 | 36000 | Continuously Dimmable,Connected |  | 2015-12-14
Luminiz Inc. | Luminiz | Downlight Recessed | DWS4303K3 |  | Indoor | LED | Downlight Recessed | 2250 | 36.5 | 58.9 |  | 3000K | 83 | 36000 | Continuously Dimmable,Connected |  | 2015-12-14
Luminiz Inc. | Luminiz | Downlight Recessed | DWS4303K4 |  | Indoor | LED | Downlight Recessed | 3000 | 48.5 | 58.9 |  | 3000K | 83 | 36000 | Continuously Dimmable,Connected |  | 2015-12-14
Luminiz Inc. | Luminiz | Downlight Recessed | DWS4403K |  | Indoor | LED | Downlight Recessed | 750 | 12.5 | 58.9 |  | 4000/4100K | 83 | 36000 | Continuously Dimmable,Connected |  | 2015-12-14
Luminiz Inc. | Luminiz | Downlight Recessed | DWS4403K2 |  | Indoor | LED | Downlight Recessed | 1500 | 24.5 | 58.9 |  | 4000/4100K | 83 | 36000 | Continuously Dimmable,Connected |  | 2015-12-14
Luminiz Inc. | Luminiz | Downlight Recessed | DWS4403K3 |  | Indoor | LED | Downlight Recessed | 2250 | 36.5 | 58.9 |  | 4000/4100K | 83 | 36000 | Continuously Dimmable,Connected |  | 2015-12-14
Luminiz Inc. | Luminiz | Downlight Recessed | DWS4403K4 |  | Indoor | LED | Downlight Recessed | 3000 | 48.5 | 58.9 |  | 4000/4100K | 83 | 36000 | Continuously Dimmable,Connected |  | 2015-12-14
Luminiz Inc. | Luminiz | Downlight Recessed | DWS6303K |  | Indoor | LED | Downlight Recessed | 1000 | 16.5 | 65.5 |  | 3000K | 83 | 36000 | Continuously Dimmable,Connected |  | 2015-12-14
Luminiz Inc. | Luminiz | Downlight Recessed | DWS6303K2 |  | Indoor | LED | Downlight Recessed | 2000 | 32 | 65.5 |  | 3000K | 83 | 36000 | Continuously Dimmable,Connected |  | 2015-12-14
Luminiz Inc. | Luminiz | Downlight Recessed | DWS6303K3 |  | Indoor | LED | Downlight Recessed | 3000 | 47.5 | 65.5 |  | 3000K | 83 | 36000 | Continuously Dimmable,Connected |  | 2015-12-14
Luminiz Inc. | Luminiz | Downlight Recessed | DWS6403K |  | Indoor | LED | Downlight Recessed | 1000 | 16.5 | 65.5 |  | 4000/4100K | 83 | 36000 | Continuously Dimmable,Connected |  | 2015-12-14
Luminiz Inc. | Luminiz | Downlight Recessed | DWS6403K2 |  | Indoor | LED | Downlight Recessed | 2000 | 32 | 65.5 |  | 4000/4100K | 83 | 36000 | Continuously Dimmable,Connected |  | 2015-12-14
Luminiz Inc. | Luminiz | Downlight Recessed | DWS6403K3 |  | Indoor | LED | Downlight Recessed | 3000 | 47.5 | 65.5 |  | 4000/4100K | 83 | 36000 | Continuously Dimmable,Connected |  | 2015-12-14
Lutron Electronics Co., Inc. | Lutron | FDZ3RNXX#603UXXPLRZD00MWSOXX | FDZ3RNXX#603UXXPLRZD00MWSOXX | ,FDZ3RNXX#603UXXPLRZD00MWXXXX,; ,FDZ3RNXX#603UXXXXRZD00MWSOXX,; ,FDZ3RNXX#603UXXXXRZD00MWXXXX,; ,FDZ3RNXX#60EUNJPLRZD00MWSOXX,; ,FDZ3RNXX#60EUNJPLRZD00MWXXXX,; ,FDZ3RNXX#60EUNJXXRZD00MWSOXX,; ,FDZ3RNXX#60EUNJXXRZD00MWXXXX,; ,FDZ3RNXX#60EUXXPLRZD00MWSOXX,; ,FDZ3RNXX#60EUXXPLRZD00MWXXXX,; ,FDZ3RNXX#60EUXXXXRZD00MWSOXX,; ,FDZ3RNXX#60EUXXXXRZD00MWXXXX,; ,FDZ3SIHO#403UNJPLSZD00MWSOXX,; ,FDZ3SIHO#403UNJPLSZD00MWXXXX,; ,FDZ3SIHO#403UNJXXSZD00MWSOXX,; ,FDZ3SIHO#403UNJXXSZD00MWXXXX,; ,FDZ3SIHO#403UXXPLSZD00MWSOXX,; ,FDZ3SIHO#403UXXPLSZD00MWXXXX,; ,FDZ3SIHO#403UXXXXSZD00MWSOXX,; ,FDZ3SIHO#403UXXXXSZD00MWXXXX,; ,FDZ3SIHO#40EUNJPLSZD00MWSOXX,; ,FDZ3SIHO#40EUNJPLSZD00MWXXXX,; ,FDZ3SIHO#40EUNJXXSZD00MWSOXX,; ,FDZ3SIHO#40EUNJXXSZD00MWXXXX,; ,FDZ3SIHO#40EUXXPLSZD00MWSOXX,; ,FDZ3SIHO#40EUXXPLSZD00MWXXXX,; ,FDZ3SIHO#40EUXXXXSZD00MWSOXX,; ,FDZ3SIHO#40EUXXXXSZD00MWXXXX,; ,FDZ3SIHO#603UNJPLSZD00MWSOXX,; ,FDZ3SIHO#603UNJPLSZD00MWXXXX,; ,FDZ3SIHO#603UNJXXSZD00MWSOXX,; ,FDZ3SIHO#603UNJXXSZD00MWXXXX,; ,FDZ3SIHO#603UXXPLSZD00MWSOXX,; ,FDZ3SIHO#603UXXPLSZD00MWXXXX,; ,FDZ3SIHO#603UXXXXSZD00MWSOXX,; ,FDZ3SIHO#603UXXXXSZD00MWXXXX,; ,FDZ3SIHO#60EUNJPLSZD00MWSOXX,; ,FDZ3SIHO#60EUNJPLSZD00MWXXXX,; ,FDZ3SIHO#60EUNJXXSZD00MWSOXX,; ,FDZ3SIHO#60EUNJXXSZD00MWXXXX,; ,FDZ3SIHO#60EUXXPLSZD00MWSOXX,; ,FDZ3SIHO#60EUXXPLSZD00MWXXXX,; ,FDZ3SIHO#60EUXXXXSZD00MWSOXX,; ,FDZ3SIHO#60EUXXXXSZD00MWXXXX,; ,FDZ3SIXX#403UNJPLSZD00MWSOXX,; ,FDZ3SIXX#403UNJPLSZD00MWXXXX,; ,FDZ3SIXX#403UNJXXSZD00MWSOXX,; ,FDZ3SIXX#403UNJXXSZD00MWXXXX,; ,FDZ3SIXX#403UXXPLSZD00MWSOXX,; ,FDZ3SIXX#403UXXPLSZD00MWXXXX,; ,FDZ3SIXX#403UXXXXSZD00MWSOXX,; ,FDZ3SIXX#403UXXXXSZD00MWXXXX,; ,FDZ3SIXX#40EUNJPLSZD00MWSOXX,; ,FDZ3SIXX#40EUNJPLSZD00MWXXXX,; ,FDZ3SIXX#40EUNJXXSZD00MWSOXX,; ,FDZ3SIXX#40EUNJXXSZD00MWXXXX,; ,FDZ3SIXX#40EUXXPLSZD00MWSOXX,; ,FDZ3SIXX#40EUXXPLSZD00MWXXXX,; ,FDZ3SIXX#40EUXXXXSZD00MWSOXX,; ,FDZ3SIXX#40EUXXXXSZD00MWXXXX,; ,FDZ3SIXX#603UNJPLSZD00MWSOXX,; ,FDZ3SIXX#603UNJPLSZD00MWXXXX,; ,FDZ3SIXX#603UNJXXSZD00MWSOXX,; ,FDZ3SIXX#603UNJXXSZD00MWXXXX,; ,FDZ3SIXX#603UXXPLSZD00MWSOXX,; ,FDZ3SIXX#603UXXPLSZD00MWXXXX,; ,FDZ3SIXX#603UXXXXSZD00MWSOXX,; ,FDZ3SIXX#603UXXXXSZD00MWXXXX,; ,FDZ3SIXX#60EUNJPLSZD00MWSOXX,; ,FDZ3SIXX#60EUNJPLSZD00MWXXXX,; ,FDZ3SIXX#60EUNJXXSZD00MWSOXX,; ,FDZ3SIXX#60EUNJXXSZD00MWXXXX,; ,FDZ3SIXX#60EUXXPLSZD00MWSOXX,; ,FDZ3SIXX#60EUXXPLSZD00MWXXXX,; ,FDZ3SIXX#60EUXXXXSZD00MWSOXX,; ,FDZ3SIXX#60EUXXXXSZD00MWXXXX,; ,FDZ3SNHO#403UNJPLSZD00MWSOXX,; ,FDZ3SNHO#403UNJPLSZD00MWXXXX,; ,FDZ3SNHO#403UNJXXSZD00MWSOXX,; ,FDZ3SNHO#403UNJXXSZD00MWXXXX,; ,FDZ3SNHO#403UXXPLSZD00MWSOXX,; ,FDZ3SNHO#403UXXPLSZD00MWXXXX,; ,FDZ3SNHO#403UXXXXSZD00MWSOXX,; ,FDZ3SNHO#403UXXXXSZD00MWXXXX,; ,FDZ3SNHO#40EUNJPLSZD00MWSOXX,; ,FDZ3SNHO#40EUNJPLSZD00MWXXXX,; ,FDZ3SNHO#40EUNJXXSZD00MWSOXX,; ,FDZ3SNHO#40EUNJXXSZD00MWXXXX,; ,FDZ3SNHO#40EUXXPLSZD00MWSOXX,; ,FDZ3SNHO#40EUXXPLSZD00MWXXXX,; ,FDZ3SNHO#40EUXXXXSZD00MWSOXX,; ,FDZ3SNHO#40EUXXXXSZD00MWXXXX,; ,FDZ3SNHO#603UNJPLSZD00MWSOXX,; ,FDZ3SNHO#603UNJPLSZD00MWXXXX,; ,FDZ3SNHO#603UNJXXSZD00MWSOXX,; ,FDZ3SNHO#603UNJXXSZD00MWXXXX,; ,FDZ3SNHO#603UXXPLSZD00MWSOXX,; ,FDZ3SNHO#603UXXPLSZD00MWXXXX,; ,FDZ3SNHO#603UXXXXSZD00MWSOXX,; ,FDZ3SNHO#603UXXXXSZD00MWXXXX,; ,FDZ3SNHO#60EUNJPLSZD00MWSOXX,; ,FDZ3SNHO#60EUNJPLSZD00MWXXXX,; ,FDZ3SNHO#60EUNJXXSZD00MWSOXX,; ,FDZ3SNHO#60EUNJXXSZD00MWXXXX,; ,FDZ3SNHO#60EUXXPLSZD00MWSOXX,; ,FDZ3SNHO#60EUXXPLSZD00MWXXXX,; ,FDZ3SNHO#60EUXXXXSZD00MWSOXX,; ,FDZ3SNHO#60EUXXXXSZD00MWXXXX,; ,FDZ3SNXX#403UNJPLSZD00MWSOXX,; ,FDZ3SNXX#403UNJPLSZD00MWXXXX,; ,FDZ3SNXX#403UNJXXSZD00MWSOXX,; ,FDZ3SNXX#403UNJXXSZD00MWXXXX,; ,FDZ3SNXX#403UXXPLSZD00MWSOXX,; ,FDZ3SNXX#403UXXPLSZD00MWXXXX,; ,FDZ3SNXX#403UXXXXSZD00MWSOXX,; ,FDZ3SNXX#403UXXXXSZD00MWXXXX,; ,FDZ3SNXX#40EUNJPLSZD00MWSOXX,; ,FDZ3SNXX#40EUNJPLSZD00MWXXXX,; ,FDZ3SNXX#40EUNJXXSZD00MWSOXX,; ,FDZ3SNXX#40EUNJXXSZD00MWXXXX,; ,FDZ3SNXX#40EUXXPLSZD00MWSOXX,; ,FDZ3SNXX#40EUXXPLSZD00MWXXXX,; ,FDZ3SNXX#40EUXXXXSZD00MWSOXX,; ,FDZ3SNXX#40EUXXXXSZD00MWXXXX,; ,FDZ3SNXX#603UNJPLSZD00MWSOXX,; ,FDZ3SNXX#603UNJPLSZD00MWXXXX,; ,FDZ3SNXX#603UNJXXSZD00MWSOXX,; ,FDZ3SNXX#603UNJXXSZD00MWXXXX,; ,FDZ3SNXX#603UXXPLSZD00MWSOXX,; ,FDZ3SNXX#603UXXPLSZD00MWXXXX,; ,FDZ3SNXX#603UXXXXSZD00MWSOXX,; ,FDZ3SNXX#603UXXXXSZD00MWXXXX,; ,FDZ3SNXX#60EUNJPLSZD00MWSOXX,; ,FDZ3SNXX#60EUNJPLSZD00MWXXXX,; ,FDZ3SNXX#60EUNJXXSZD00MWSOXX,; ,FDZ3SNXX#60EUNJXXSZD00MWXXXX,; ,FDZ3SNXX#60EUXXPLSZD00MWSOXX,; ,FDZ3SNXX#60EUXXPLSZD00MWXXXX,; ,FDZ3SNXX#60EUXXXXSZD00MWSOXX,; ,FDZ3SNXX#60EUXXXXSZD00MWXXXX, | Indoor | LED | Downlight Recessed | 1098 | 17.3 | 63.7 |  | 2700K | 96 | 33000 | Continuously Dimmable,Connected | # = 27,30,35; * = MW, BL, SI, RB, CA, CC, SW, BC | 2015-08-28
Lutron Electronics Co., Inc. | Lutron Electronics Co, Inc. | FDT4RI2S2740E1B2XX - R4466MWSOXX | FDT4RI2S2740E1B2XX - R4466MWSOXX |  | Indoor | LED | Downlight Recessed | 975 | 16.5 | 61.9 |  | 2700K | 82 | 55000 | Continuously Dimmable,Connected |  | 2016-10-06
Lutron Electronics Co., Inc. | Lutron Electronics Co, Inc. | FDT4SI2S2740E1B2XX - R04A4MWSOXX | FDT4SI2S2740E1B2XX - R04A4MWSOXX |  | Indoor | LED | Downlight Recessed | 1000 | 16.5 | 62.9 |  | 2700K | 81 | 55000 | Continuously Dimmable,Connected |  | 2016-10-06
Lutron Electronics Co., Inc. | Lutron | FDT3RIHO#603UNJPLRTD00MWSOXX | FDT3RIHO#603UNJPLRTD00MWSOXX | ,FDT3RIHO#603UNJPLRTD00MWXXXX,; ,FDT3RIHO#603UNJXXRTD00MWSOXX,; ,FDT3RIHO#603UNJXXRTD00MWXXXX,; ,FDT3RIHO#603UXXPLRTD00MWSOXX,; ,FDT3RIHO#603UXXPLRTD00MWXXXX,; ,FDT3RIHO#603UXXXXRTD00MWSOXX,; ,FDT3RIHO#603UXXXXRTD00MWXXXX,; ,FDT3RIHO#60EUNJPLRTD00MWSOXX,; ,FDT3RIHO#60EUNJPLRTD00MWXXXX,; ,FDT3RIHO#60EUNJXXRTD00MWSOXX,; ,FDT3RIHO#60EUNJXXRTD00MWXXXX,; ,FDT3RIHO#60EUXXPLRTD00MWSOXX,; ,FDT3RIHO#60EUXXPLRTD00MWXXXX,; ,FDT3RIHO#60EUXXXXRTD00MWSOXX,; ,FDT3RIHO#60EUXXXXRTD00MWXXXX,; ,FDT3RIXX#403UNJPLRTD00MWSOXX,; ,FDT3RIXX#403UNJPLRTD00MWXXXX,; ,FDT3RIXX#403UNJXXRTD00MWSOXX,; ,FDT3RIXX#403UNJXXRTD00MWXXXX,; ,FDT3RIXX#403UXXPLRTD00MWSOXX,; ,FDT3RIXX#403UXXPLRTD00MWXXXX,; ,FDT3RIXX#403UXXXXRTD00MWSOXX,; ,FDT3RIXX#403UXXXXRTD00MWXXXX,; ,FDT3RIXX#40EUNJPLRTD00MWSOXX,; ,FDT3RIXX#40EUNJPLRTD00MWXXXX,; ,FDT3RIXX#40EUNJXXRTD00MWSOXX,; ,FDT3RIXX#40EUNJXXRTD00MWXXXX,; ,FDT3RIXX#40EUXXPLRTD00MWSOXX,; ,FDT3RIXX#40EUXXPLRTD00MWXXXX,; ,FDT3RIXX#40EUXXXXRTD00MWSOXX,; ,FDT3RIXX#40EUXXXXRTD00MWXXXX,; ,FDT3RIXX#603UNJPLRTD00MWSOXX,; ,FDT3RIXX#603UNJPLRTD00MWXXXX,; ,FDT3RIXX#603UNJXXRTD00MWSOXX,; ,FDT3RIXX#603UNJXXRTD00MWXXXX,; ,FDT3RIXX#603UXXPLRTD00MWSOXX,; ,FDT3RIXX#603UXXPLRTD00MWXXXX,; ,FDT3RIXX#603UXXXXRTD00MWSOXX,; ,FDT3RIXX#603UXXXXRTD00MWXXXX,; ,FDT3RIXX#60EUNJPLRTD00MWSOXX,; ,FDT3RIXX#60EUNJPLRTD00MWXXXX,; ,FDT3RIXX#60EUNJXXRTD00MWSOXX,; ,FDT3RIXX#60EUNJXXRTD00MWXXXX,; ,FDT3RIXX#60EUXXPLRTD00MWSOXX,; ,FDT3RIXX#60EUXXPLRTD00MWXXXX,; ,FDT3RIXX#60EUXXXXRTD00MWSOXX,; ,FDT3RIXX#60EUXXXXRTD00MWXXXX, | Indoor | LED | Downlight Recessed | 1098 | 17.3 | 63.7 |  | 2700K | 96 | 33000 | Continuously Dimmable,Connected | # = 27,30,35; * = MW, BL, SI, RB, CA, CC, SW, BC | 2015-08-28
Lutron Electronics Co., Inc. | Lutron | FDT3RIXX#403UXXXXRTD00*XXXX | FDT3RIXX#403UXXXXRTD00*XXXX | ,FDT3RIHO#403UNJPLRTD00*XXXX,; ,FDT3RIHO#403UNJXXRTD00*XXXX,; ,FDT3RIHO#403UXXPLRTD00*XXXX,; ,FDT3RIHO#403UXXXXRTD00*XXXX,; ,FDT3RIHO#40EUNJPLRTD00*XXXX,; ,FDT3RIHO#40EUNJXXRTD00*XXXX,; ,FDT3RIHO#40EUXXPLRTD00*XXXX,; ,FDT3RIHO#40EUXXXXRTD00*XXXX,; ,FDT3RIXX#403UNJPLRTD00*XXXX,; ,FDT3RIXX#403UNJXXRTD00*XXXX,; ,FDT3RIXX#403UXXPLRTD00*XXXX,; ,FDT3RIXX#40EUNJPLRTD00*XXXX,; ,FDT3RIXX#40EUNJXXRTD00*XXXX,; ,FDT3RIXX#40EUXXPLRTD00*XXXX,; ,FDT3RIXX#40EUXXXXRTD00*XXXX,; ,FDT3RNHO#403UNJPLRTD00*XXXX,; ,FDT3RNHO#403UNJXXRTD00*XXXX,; ,FDT3RNHO#403UXXPLRTD00*XXXX,; ,FDT3RNHO#403UXXXXRTD00*XXXX,; ,FDT3RNHO#40EUNJPLRTD00*XXXX,; ,FDT3RNHO#40EUNJXXRTD00*XXXX,; ,FDT3RNHO#40EUXXPLRTD00*XXXX,; ,FDT3RNHO#40EUXXXXRTD00*XXXX,; ,FDT3RNXX#403UNJPLRTD00*XXXX,; ,FDT3RNXX#403UNJXXRTD00*XXXX,; ,FDT3RNXX#403UXXPLRTD00*XXXX,; ,FDT3RNXX#403UXXXXRTD00*XXXX,; ,FDT3RNXX#40EUNJPLRTD00*XXXX,; ,FDT3RNXX#40EUNJXXRTD00*XXXX,; ,FDT3RNXX#40EUXXPLRTD00*XXXX,; ,FDT3RNXX#40EUXXXXRTD00*XXXX,; ,FDT3SIHO#403UNJPLSTD00*XXXX,; ,FDT3SIHO#403UNJXXSTD00*XXXX,; ,FDT3SIHO#403UXXPLSTD00*XXXX,; ,FDT3SIHO#403UXXXXSTD00*XXXX,; ,FDT3SIHO#40EUNJPLSTD00*XXXX,; ,FDT3SIHO#40EUNJXXSTD00*XXXX,; ,FDT3SIHO#40EUXXPLSTD00*XXXX,; ,FDT3SIHO#40EUXXXXSTD00*XXXX,; ,FDT3SIXX#403UNJPLSTD00*XXXX,; ,FDT3SIXX#403UNJXXSTD00*XXXX,; ,FDT3SIXX#403UXXPLSTD00*XXXX,; ,FDT3SIXX#403UXXXXSTD00*XXXX,; ,FDT3SIXX#40EUNJPLSTD00*XXXX,; ,FDT3SIXX#40EUNJXXSTD00*XXXX,; ,FDT3SIXX#40EUXXPLSTD00*XXXX,; ,FDT3SIXX#40EUXXXXSTD00*XXXX,; ,FDT3SNHO#403UNJPLSTD00*XXXX,; ,FDT3SNHO#403UNJXXSTD00*XXXX,; ,FDT3SNHO#403UXXPLSTD00*XXXX,; ,FDT3SNHO#403UXXXXSTD00*XXXX,; ,FDT3SNHO#40EUNJPLSTD00*XXXX,; ,FDT3SNHO#40EUNJXXSTD00*XXXX,; ,FDT3SNHO#40EUXXPLSTD00*XXXX,; ,FDT3SNHO#40EUXXXXSTD00*XXXX,; ,FDT3SNXX#403UNJPLSTD00*XXXX,; ,FDT3SNXX#403UNJXXSTD00*XXXX,; ,FDT3SNXX#403UXXPLSTD00*XXXX,; ,FDT3SNXX#403UXXXXSTD00*XXXX,; ,FDT3SNXX#40EUNJPLSTD00*XXXX,; ,FDT3SNXX#40EUNJXXSTD00*XXXX,; ,FDT3SNXX#40EUXXPLSTD00*XXXX,; ,FDT3SNXX#40EUXXXXSTD00*XXXX,; ,FDZ3SIHO#403UNJPLSZD00*XXXX,; ,FDZ3SIHO#403UNJXXSZD00*XXXX,; ,FDZ3SIHO#403UXXPLSZD00*XXXX,; ,FDZ3SIHO#403UXXXXSZD00*XXXX,; ,FDZ3SIHO#40EUNJPLSZD00*XXXX,; ,FDZ3SIHO#40EUNJXXSZD00*XXXX,; ,FDZ3SIHO#40EUXXPLSZD00*XXXX,; ,FDZ3SIHO#40EUXXXXSZD00*XXXX,; ,FDZ3SIXX#403UNJPLSZD00*XXXX,; ,FDZ3SIXX#403UNJXXSZD00*XXXX,; ,FDZ3SIXX#403UXXPLSZD00*XXXX,; ,FDZ3SIXX#403UXXXXSZD00*XXXX,; ,FDZ3SIXX#40EUNJPLSZD00*XXXX,; ,FDZ3SIXX#40EUNJXXSZD00*XXXX,; ,FDZ3SIXX#40EUXXPLSZD00*XXXX,; ,FDZ3SIXX#40EUXXXXSZD00*XXXX,; ,FDZ3SNHO#403UNJPLSZD00*XXXX,; ,FDZ3SNHO#403UNJXXSZD00*XXXX,; ,FDZ3SNHO#403UXXPLSZD00*XXXX,; ,FDZ3SNHO#403UXXXXSZD00*XXXX,; ,FDZ3SNHO#40EUNJXXSZD00*XXXX,; ,FDZ3SNHO#40EUXXPLSZD00*XXXX,; ,FDZ3SNHO#40EUXXXXSZD00*XXXX,; ,FDZ3SNXX#403UNJPLSZD00*XXXX,; ,FDZ3SNXX#403UNJXXSZD00*XXXX,; ,FDZ3SNXX#403UXXPLSZD00*XXXX,; ,FDZ3SNXX#403UXXXXSZD00*XXXX,; ,FDZ3SNXX#40EUNJPLSZD00*XXXX,; ,FDZ3SNXX#40EUNJXXSZD00*XXXX,; ,FDZ3SNXX#40EUXXPLSZD00*XXXX,; ,FDZ3SNXX#40EUXXXXSZD00*XXXX, | Indoor | LED | Downlight Recessed | 1098 | 17.3 | 63.7 |  | 2700K | 96 | 33000 | Continuously Dimmable,Connected | # = 27,30,35; * = MW, BL, SI, RB, CA, CC, SW, BC | 2015-08-28
Lutron Electronics Co., Inc. | Lutron | FDT3RNHO#403UNJPLRTD00MWSOXX | FDT3RNHO#403UNJPLRTD00MWSOXX | ,FDT3RNHO#403UNJPLRTD00MWXXXX,; ,FDT3RNHO#403UNJXXRTD00MWSOXX,; ,FDT3RNHO#403UNJXXRTD00MWXXXX,; ,FDT3RNHO#403UXXPLRTD00MWSOXX,; ,FDT3RNHO#403UXXPLRTD00MWXXXX,; ,FDT3RNHO#403UXXXXRTD00MWSOXX,; ,FDT3RNHO#403UXXXXRTD00MWXXXX,; ,FDT3RNHO#40EUNJPLRTD00MWSOXX,; ,FDT3RNHO#40EUNJPLRTD00MWXXXX,; ,FDT3RNHO#40EUNJXXRTD00MWSOXX,; ,FDT3RNHO#40EUNJXXRTD00MWXXXX,; ,FDT3RNHO#40EUXXPLRTD00MWSOXX,; ,FDT3RNHO#40EUXXPLRTD00MWXXXX,; ,FDT3RNHO#40EUXXXXRTD00MWSOXX,; ,FDT3RNHO#40EUXXXXRTD00MWXXXX,; ,FDT3RNHO#603UNJPLRTD00MWSOXX,; ,FDT3RNHO#603UNJPLRTD00MWXXXX,; ,FDT3RNHO#603UNJXXRTD00MWSOXX,; ,FDT3RNHO#603UNJXXRTD00MWXXXX,; ,FDT3RNHO#603UXXPLRTD00MWSOXX,; ,FDT3RNHO#603UXXPLRTD00MWXXXX,; ,FDT3RNHO#603UXXXXRTD00MWSOXX,; ,FDT3RNHO#603UXXXXRTD00MWXXXX,; ,FDT3RNHO#60EUNJPLRTD00MWSOXX,; ,FDT3RNHO#60EUNJPLRTD00MWXXXX,; ,FDT3RNHO#60EUNJXXRTD00MWSOXX,; ,FDT3RNHO#60EUNJXXRTD00MWXXXX,; ,FDT3RNHO#60EUXXPLRTD00MWSOXX,; ,FDT3RNHO#60EUXXPLRTD00MWXXXX,; ,FDT3RNHO#60EUXXXXRTD00MWSOXX,; ,FDT3RNHO#60EUXXXXRTD00MWXXXX,; ,FDT3RNXX#403UNJPLRTD00MWSOXX,; ,FDT3RNXX#403UNJPLRTD00MWXXXX,; ,FDT3RNXX#403UNJXXRTD00MWSOXX,; ,FDT3RNXX#403UNJXXRTD00MWXXXX,; ,FDT3RNXX#403UXXPLRTD00MWSOXX,; ,FDT3RNXX#403UXXPLRTD00MWXXXX,; ,FDT3RNXX#403UXXXXRTD00MWSOXX,; ,FDT3RNXX#403UXXXXRTD00MWXXXX,; ,FDT3RNXX#40EUNJPLRTD00MWSOXX,; ,FDT3RNXX#40EUNJPLRTD00MWXXXX,; ,FDT3RNXX#40EUNJXXRTD00MWSOXX,; ,FDT3RNXX#40EUNJXXRTD00MWXXXX,; ,FDT3RNXX#40EUXXPLRTD00MWSOXX,; ,FDT3RNXX#40EUXXPLRTD00MWXXXX,; ,FDT3RNXX#40EUXXXXRTD00MWSOXX,; ,FDT3RNXX#40EUXXXXRTD00MWXXXX,; ,FDT3RNXX#603UNJPLRTD00MWSOXX,; ,FDT3RNXX#603UNJPLRTD00MWXXXX,; ,FDT3RNXX#603UNJXXRTD00MWSOXX,; ,FDT3RNXX#603UNJXXRTD00MWXXXX,; ,FDT3RNXX#603UXXPLRTD00MWSOXX,; ,FDT3RNXX#603UXXPLRTD00MWXXXX,; ,FDT3RNXX#603UXXXXRTD00MWSOXX,; ,FDT3RNXX#603UXXXXRTD00MWXXXX,; ,FDT3RNXX#60EUNJPLRTD00MWSOXX,; ,FDT3RNXX#60EUNJPLRTD00MWXXXX,; ,FDT3RNXX#60EUNJXXRTD00MWSOXX,; ,FDT3RNXX#60EUNJXXRTD00MWXXXX,; ,FDT3RNXX#60EUXXPLRTD00MWSOXX,; ,FDT3RNXX#60EUXXPLRTD00MWXXXX,; ,FDT3RNXX#60EUXXXXRTD00MWSOXX,; ,FDT3RNXX#60EUXXXXRTD00MWXXXX,; ,FDT3SIHO#403UNJPLSTD00MWSOXX,; ,FDT3SIHO#403UNJPLSTD00MWXXXX,; ,FDT3SIHO#403UNJXXSTD00MWSOXX,; ,FDT3SIHO#403UNJXXSTD00MWXXXX,; ,FDT3SIHO#403UXXPLSTD00MWSOXX,; ,FDT3SIHO#403UXXPLSTD00MWXXXX,; ,FDT3SIHO#403UXXXXSTD00MWSOXX,; ,FDT3SIHO#403UXXXXSTD00MWXXXX,; ,FDT3SIHO#40EUNJPLSTD00MWSOXX,; ,FDT3SIHO#40EUNJPLSTD00MWXXXX,; ,FDT3SIHO#40EUNJXXSTD00MWSOXX,; ,FDT3SIHO#40EUNJXXSTD00MWXXXX,; ,FDT3SIHO#40EUXXPLSTD00MWSOXX,; ,FDT3SIHO#40EUXXPLSTD00MWXXXX,; ,FDT3SIHO#40EUXXXXSTD00MWSOXX,; ,FDT3SIHO#40EUXXXXSTD00MWXXXX,; ,FDT3SIHO#603UNJPLSTD00MWSOXX,; ,FDT3SIHO#603UNJPLSTD00MWXXXX,; ,FDT3SIHO#603UNJXXSTD00MWSOXX,; ,FDT3SIHO#603UNJXXSTD00MWXXXX,; ,FDT3SIHO#603UXXPLSTD00MWSOXX,; ,FDT3SIHO#603UXXPLSTD00MWXXXX,; ,FDT3SIHO#603UXXXXSTD00MWSOXX,; ,FDT3SIHO#603UXXXXSTD00MWXXXX,; ,FDT3SIHO#60EUNJPLSTD00MWSOXX,; ,FDT3SIHO#60EUNJPLSTD00MWXXXX,; ,FDT3SIHO#60EUNJXXSTD00MWSOXX,; ,FDT3SIHO#60EUNJXXSTD00MWXXXX,; ,FDT3SIHO#60EUXXPLSTD00MWSOXX,; ,FDT3SIHO#60EUXXPLSTD00MWXXXX,; ,FDT3SIHO#60EUXXXXSTD00MWSOXX,; ,FDT3SIHO#60EUXXXXSTD00MWXXXX,; ,FDT3SIXX#403UNJPLSTD00MWSOXX,; ,FDT3SIXX#403UNJPLSTD00MWXXXX,; ,FDT3SIXX#403UNJXXSTD00MWSOXX,; ,FDT3SIXX#403UNJXXSTD00MWXXXX,; ,FDT3SIXX#403UXXPLSTD00MWSOXX,; ,FDT3SIXX#403UXXPLSTD00MWXXXX,; ,FDT3SIXX#403UXXXXSTD00MWSOXX,; ,FDT3SIXX#403UXXXXSTD00MWXXXX,; ,FDT3SIXX#40EUNJPLSTD00MWSOXX,; ,FDT3SIXX#40EUNJPLSTD00MWXXXX,; ,FDT3SIXX#40EUNJXXSTD00MWSOXX,; ,FDT3SIXX#40EUNJXXSTD00MWXXXX,; ,FDT3SIXX#40EUXXPLSTD00MWSOXX,; ,FDT3SIXX#40EUXXPLSTD00MWXXXX,; ,FDT3SIXX#40EUXXXXSTD00MWSOXX,; ,FDT3SIXX#40EUXXXXSTD00MWXXXX,; ,FDT3SIXX#603UNJPLSTD00MWSOXX,; ,FDT3SIXX#603UNJPLSTD00MWXXXX,; ,FDT3SIXX#603UNJXXSTD00MWSOXX,; ,FDT3SIXX#603UNJXXSTD00MWXXXX,; ,FDT3SIXX#603UXXPLSTD00MWSOXX,; ,FDT3SIXX#603UXXPLSTD00MWXXXX,; ,FDT3SIXX#603UXXXXSTD00MWSOXX,; ,FDT3SIXX#603UXXXXSTD00MWXXXX,; ,FDT3SIXX#60EUNJPLSTD00MWSOXX,; ,FDT3SIXX#60EUNJPLSTD00MWXXXX,; ,FDT3SIXX#60EUNJXXSTD00MWSOXX,; ,FDT3SIXX#60EUNJXXSTD00MWXXXX,; ,FDT3SIXX#60EUXXPLSTD00MWSOXX,; ,FDT3SIXX#60EUXXPLSTD00MWXXXX,; ,FDT3SIXX#60EUXXXXSTD00MWSOXX,; ,FDT3SIXX#60EUXXXXSTD00MWXXXX, | Indoor | LED | Downlight Recessed | 1098 | 17.3 | 63.7 |  | 2700K | 96 | 33000 | Continuously Dimmable,Connected | # = 27,30,35; * = MW, BL, SI, RB, CA, CC, SW, BC | 2015-08-28
Lutron Electronics Co., Inc. | Lutron | FDT3SNHO#403UNJPLSTD00MWSOXX | FDT3SNHO#403UNJPLSTD00MWSOXX | ,FDT3SNHO#403UNJPLSTD00MWXXXX,; ,FDT3SNHO#403UNJXXSTD00MWSOXX,; ,FDT3SNHO#403UNJXXSTD00MWXXXX,; ,FDT3SNHO#403UXXPLSTD00MWSOXX,; ,FDT3SNHO#403UXXPLSTD00MWXXXX,; ,FDT3SNHO#403UXXXXSTD00MWSOXX,; ,FDT3SNHO#403UXXXXSTD00MWXXXX,; ,FDT3SNHO#40EUNJPLSTD00MWSOXX,; ,FDT3SNHO#40EUNJPLSTD00MWXXXX,; ,FDT3SNHO#40EUNJXXSTD00MWSOXX,; ,FDT3SNHO#40EUNJXXSTD00MWXXXX,; ,FDT3SNHO#40EUXXPLSTD00MWSOXX,; ,FDT3SNHO#40EUXXPLSTD00MWXXXX,; ,FDT3SNHO#40EUXXXXSTD00MWSOXX,; ,FDT3SNHO#40EUXXXXSTD00MWXXXX,; ,FDT3SNHO#603UNJPLSTD00MWSOXX,; ,FDT3SNHO#603UNJPLSTD00MWXXXX,; ,FDT3SNHO#603UNJXXSTD00MWSOXX,; ,FDT3SNHO#603UNJXXSTD00MWXXXX,; ,FDT3SNHO#603UXXPLSTD00MWSOXX,; ,FDT3SNHO#603UXXPLSTD00MWXXXX,; ,FDT3SNHO#603UXXXXSTD00MWSOXX,; ,FDT3SNHO#603UXXXXSTD00MWXXXX,; ,FDT3SNHO#60EUNJPLSTD00MWSOXX,; ,FDT3SNHO#60EUNJPLSTD00MWXXXX,; ,FDT3SNHO#60EUNJXXSTD00MWSOXX,; ,FDT3SNHO#60EUNJXXSTD00MWXXXX,; ,FDT3SNHO#60EUXXPLSTD00MWSOXX,; ,FDT3SNHO#60EUXXPLSTD00MWXXXX,; ,FDT3SNHO#60EUXXXXSTD00MWSOXX,; ,FDT3SNHO#60EUXXXXSTD00MWXXXX,; ,FDT3SNXX#403UNJPLSTD00MWSOXX,; ,FDT3SNXX#403UNJPLSTD00MWXXXX,; ,FDT3SNXX#403UNJXXSTD00MWSOXX,; ,FDT3SNXX#403UNJXXSTD00MWXXXX,; ,FDT3SNXX#403UXXPLSTD00MWSOXX,; ,FDT3SNXX#403UXXPLSTD00MWXXXX,; ,FDT3SNXX#403UXXXXSTD00MWSOXX,; ,FDT3SNXX#403UXXXXSTD00MWXXXX,; ,FDT3SNXX#40EUNJPLSTD00MWSOXX,; ,FDT3SNXX#40EUNJPLSTD00MWXXXX,; ,FDT3SNXX#40EUNJXXSTD00MWSOXX,; ,FDT3SNXX#40EUNJXXSTD00MWXXXX,; ,FDT3SNXX#40EUXXPLSTD00MWSOXX,; ,FDT3SNXX#40EUXXPLSTD00MWXXXX,; ,FDT3SNXX#40EUXXXXSTD00MWSOXX,; ,FDT3SNXX#40EUXXXXSTD00MWXXXX,; ,FDT3SNXX#603UNJPLSTD00MWSOXX,; ,FDT3SNXX#603UNJPLSTD00MWXXXX,; ,FDT3SNXX#603UNJXXSTD00MWSOXX,; ,FDT3SNXX#603UNJXXSTD00MWXXXX,; ,FDT3SNXX#603UXXPLSTD00MWSOXX,; ,FDT3SNXX#603UXXPLSTD00MWXXXX,; ,FDT3SNXX#603UXXXXSTD00MWSOXX,; ,FDT3SNXX#603UXXXXSTD00MWXXXX,; ,FDT3SNXX#60EUNJPLSTD00MWSOXX,; ,FDT3SNXX#60EUNJPLSTD00MWXXXX,; ,FDT3SNXX#60EUNJXXSTD00MWSOXX,; ,FDT3SNXX#60EUNJXXSTD00MWXXXX,; ,FDT3SNXX#60EUXXPLSTD00MWSOXX,; ,FDT3SNXX#60EUXXPLSTD00MWXXXX,; ,FDT3SNXX#60EUXXXXSTD00MWSOXX,; ,FDT3SNXX#60EUXXXXSTD00MWXXXX,; ,FDZ3RIHO#403UNJPLRZD00MWSOXX,; ,FDZ3RIHO#403UNJPLRZD00MWXXXX,; ,FDZ3RIHO#403UNJXXRZD00MWSOXX,; ,FDZ3RIHO#403UNJXXRZD00MWXXXX,; ,FDZ3RIHO#403UXXPLRZD00MWSOXX,; ,FDZ3RIHO#403UXXPLRZD00MWXXXX,; ,FDZ3RIHO#403UXXXXRZD00MWSOXX,; ,FDZ3RIHO#403UXXXXRZD00MWXXXX,; ,FDZ3RIHO#40EUNJPLRZD00MWSOXX,; ,FDZ3RIHO#40EUNJPLRZD00MWXXXX,; ,FDZ3RIHO#40EUNJXXRZD00MWSOXX,; ,FDZ3RIHO#40EUNJXXRZD00MWXXXX,; ,FDZ3RIHO#40EUXXPLRZD00MWSOXX,; ,FDZ3RIHO#40EUXXPLRZD00MWXXXX,; ,FDZ3RIHO#40EUXXXXRZD00MWSOXX,; ,FDZ3RIHO#40EUXXXXRZD00MWXXXX,; ,FDZ3RIHO#603UNJPLRZD00MWSOXX,; ,FDZ3RIHO#603UNJPLRZD00MWXXXX,; ,FDZ3RIHO#603UNJXXRZD00MWSOXX,; ,FDZ3RIHO#603UNJXXRZD00MWXXXX,; ,FDZ3RIHO#603UXXPLRZD00MWSOXX,; ,FDZ3RIHO#603UXXPLRZD00MWXXXX,; ,FDZ3RIHO#603UXXXXRZD00MWSOXX,; ,FDZ3RIHO#603UXXXXRZD00MWXXXX,; ,FDZ3RIHO#60EUNJPLRZD00MWSOXX,; ,FDZ3RIHO#60EUNJPLRZD00MWXXXX,; ,FDZ3RIHO#60EUNJXXRZD00MWSOXX,; ,FDZ3RIHO#60EUNJXXRZD00MWXXXX,; ,FDZ3RIHO#60EUXXPLRZD00MWSOXX,; ,FDZ3RIHO#60EUXXPLRZD00MWXXXX,; ,FDZ3RIHO#60EUXXXXRZD00MWSOXX,; ,FDZ3RIHO#60EUXXXXRZD00MWXXXX,; ,FDZ3RIXX#403UNJPLRZD00MWSOXX,; ,FDZ3RIXX#403UNJPLRZD00MWXXXX,; ,FDZ3RIXX#403UNJXXRZD00MWSOXX,; ,FDZ3RIXX#403UNJXXRZD00MWXXXX,; ,FDZ3RIXX#403UXXPLRZD00MWSOXX,; ,FDZ3RIXX#403UXXPLRZD00MWXXXX,; ,FDZ3RIXX#403UXXXXRZD00MWSOXX,; ,FDZ3RIXX#40EUNJPLRZD00MWSOXX,; ,FDZ3RIXX#40EUNJPLRZD00MWXXXX,; ,FDZ3RIXX#40EUNJXXRZD00MWSOXX,; ,FDZ3RIXX#40EUNJXXRZD00MWXXXX,; ,FDZ3RIXX#40EUXXPLRZD00MWSOXX,; ,FDZ3RIXX#40EUXXPLRZD00MWXXXX,; ,FDZ3RIXX#40EUXXXXRZD00MWSOXX,; ,FDZ3RIXX#40EUXXXXRZD00MWXXXX,; ,FDZ3RIXX#603UNJPLRZD00MWSOXX,; ,FDZ3RIXX#603UNJPLRZD00MWXXXX,; ,FDZ3RIXX#603UNJXXRZD00MWSOXX,; ,FDZ3RIXX#603UNJXXRZD00MWXXXX,; ,FDZ3RIXX#603UXXPLRZD00MWSOXX,; ,FDZ3RIXX#603UXXPLRZD00MWXXXX,; ,FDZ3RIXX#603UXXXXRZD00MWSOXX,; ,FDZ3RIXX#603UXXXXRZD00MWXXXX,; ,FDZ3RIXX#60EUNJPLRZD00MWSOXX,; ,FDZ3RIXX#60EUNJPLRZD00MWXXXX,; ,FDZ3RIXX#60EUNJXXRZD00MWSOXX,; ,FDZ3RIXX#60EUNJXXRZD00MWXXXX,; ,FDZ3RIXX#60EUXXPLRZD00MWSOXX,; ,FDZ3RIXX#60EUXXPLRZD00MWXXXX,; ,FDZ3RIXX#60EUXXXXRZD00MWSOXX,; ,FDZ3RIXX#60EUXXXXRZD00MWXXXX, | Indoor | LED | Downlight Recessed | 1098 | 17.3 | 63.7 |  | 2700K | 96 | 33000 | Continuously Dimmable,Connected | # = 27,30,35; * = MW, BL, SI, RB, CA, CC, SW, BC | 2015-08-28
Lutron Electronics Co., Inc. | Lutron | FDZ3RNHO#403UNJPLRZD00MWSOXX | FDZ3RNHO#403UNJPLRZD00MWSOXX | ,FDZ3RNHO#403UNJPLRZD00MWXXXX,; ,FDZ3RNHO#403UNJXXRZD00MWSOXX,; ,FDZ3RNHO#403UNJXXRZD00MWXXXX,; ,FDZ3RNHO#403UXXPLRZD00MWSOXX,; ,FDZ3RNHO#403UXXPLRZD00MWXXXX,; ,FDZ3RNHO#403UXXXXRZD00MWSOXX,; ,FDZ3RNHO#403UXXXXRZD00MWXXXX,; ,FDZ3RNHO#40EUNJPLRZD00MWSOXX,; ,FDZ3RNHO#40EUNJPLRZD00MWXXXX,; ,FDZ3RNHO#40EUNJXXRZD00MWSOXX,; ,FDZ3RNHO#40EUNJXXRZD00MWXXXX,; ,FDZ3RNHO#40EUXXPLRZD00MWSOXX,; ,FDZ3RNHO#40EUXXPLRZD00MWXXXX,; ,FDZ3RNHO#40EUXXXXRZD00MWSOXX,; ,FDZ3RNHO#40EUXXXXRZD00MWXXXX,; ,FDZ3RNHO#603UNJPLRZD00MWSOXX,; ,FDZ3RNHO#603UNJPLRZD00MWXXXX,; ,FDZ3RNHO#603UNJXXRZD00MWSOXX,; ,FDZ3RNHO#603UNJXXRZD00MWXXXX,; ,FDZ3RNHO#603UXXPLRZD00MWSOXX,; ,FDZ3RNHO#603UXXPLRZD00MWXXXX,; ,FDZ3RNHO#603UXXXXRZD00MWSOXX,; ,FDZ3RNHO#603UXXXXRZD00MWXXXX,; ,FDZ3RNHO#60EUNJPLRZD00MWSOXX,; ,FDZ3RNHO#60EUNJPLRZD00MWXXXX,; ,FDZ3RNHO#60EUNJXXRZD00MWSOXX,; ,FDZ3RNHO#60EUNJXXRZD00MWXXXX,; ,FDZ3RNHO#60EUXXPLRZD00MWSOXX,; ,FDZ3RNHO#60EUXXPLRZD00MWXXXX,; ,FDZ3RNHO#60EUXXXXRZD00MWSOXX,; ,FDZ3RNHO#60EUXXXXRZD00MWXXXX,; ,FDZ3RNXX#403UNJPLRZD00MWSOXX,; ,FDZ3RNXX#403UNJPLRZD00MWXXXX,; ,FDZ3RNXX#403UNJXXRZD00MWSOXX,; ,FDZ3RNXX#403UNJXXRZD00MWXXXX,; ,FDZ3RNXX#403UXXPLRZD00MWSOXX,; ,FDZ3RNXX#403UXXPLRZD00MWXXXX,; ,FDZ3RNXX#403UXXXXRZD00MWSOXX,; ,FDZ3RNXX#403UXXXXRZD00MWXXXX,; ,FDZ3RNXX#40EUNJPLRZD00MWSOXX,; ,FDZ3RNXX#40EUNJPLRZD00MWXXXX,; ,FDZ3RNXX#40EUNJXXRZD00MWSOXX,; ,FDZ3RNXX#40EUNJXXRZD00MWXXXX,; ,FDZ3RNXX#40EUXXPLRZD00MWSOXX,; ,FDZ3RNXX#40EUXXPLRZD00MWXXXX,; ,FDZ3RNXX#40EUXXXXRZD00MWSOXX,; ,FDZ3RNXX#40EUXXXXRZD00MWXXXX,; ,FDZ3RNXX#603UNJPLRZD00MWSOXX,; ,FDZ3RNXX#603UNJPLRZD00MWXXXX,; ,FDZ3RNXX#603UNJXXRZD00MWSOXX,; ,FDZ3RNXX#603UNJXXRZD00MWXXXX, | Indoor | LED | Downlight Recessed | 1098 | 17.3 | 63.7 |  | 2700K | 96 | 33000 | Continuously Dimmable,Connected | # = 27,30,35; * = MW, BL, SI, RB, CA, CC, SW, BC | 2015-08-28
MAKENA ELECTRONIC (SHEN ZHEN) CO., LT | Makena | LDE26P010AA | LDE26P010AA |  | Indoor/Outdoor | LED | Downlight Solid State Retrofit | 650 | 10 | 74.4 |  | 2700K | 81 | 35000 | Continuously Dimmable |  | 2015-11-16
MAKENA ELECTRONIC (SHEN ZHEN) CO., LT | Makena | LDE26P017AA | LDE26P017AA |  | Indoor/Outdoor | LED | Downlight Solid State Retrofit | 1200 | 17 | 79.8 |  | 2700K | 81 | 35000 | Continuously Dimmable |  | 2015-11-16
MAKENA ELECTRONIC (SHEN ZHEN) CO., LT | Makena | LED Downlight | LP170H012AB | LED Downlight,LP170H012AA, | Indoor/Outdoor | LED | Downlight Recessed | 900 | 12 | 81.8 |  | 2700K | 82 | 36000 | Non-Dimmable |  | 2015-11-20
MAKENA ELECTRONIC (SHEN ZHEN) CO., LT | Makena | LED Downlight | LP225H018AB | LED Downlight,LP225H018AA, | Indoor/Outdoor | LED | Downlight Recessed | 1600 | 18.2 | 91.3 |  | 2700K | 81 | 36000 | Non-Dimmable |  | 2015-11-20
Marketing Power Inc dba - EnviroTech | EnviroTech | LED Downlight | ENV-LED-RCR-611-G5-30 |  | Indoor/Outdoor | LED | Downlight Solid State Retrofit | 800 | 11.5 | 78.4 |  | 3000K | 82 | 50000 | Continuously Dimmable |  | 2016-07-18
Marketing Power Inc dba - EnviroTech | EnviroTech | LED Downlight | ENV-LED-RCR-611-G5-40 |  | Indoor/Outdoor | LED | Downlight Solid State Retrofit | 800 | 11.5 | 78.4 |  | 4000/4100K | 82 | 50000 | Continuously Dimmable |  | 2016-07-18
Marketing Power Inc dba - EnviroTech | EnviroTech | LED Downlight | ENV-LED-RCR-824-G3-30 |  | Indoor/Outdoor | LED | Downlight Solid State Retrofit | 1500 | 25 | 62.4 |  | 3000K | 84 | 40000 | Non-Dimmable |  | 2016-07-13
Marketing Power Inc dba - EnviroTech | EnviroTech | LED Downlight | ENV-LED-RCR-824-G3-40 |  | Indoor/Outdoor | LED | Downlight Solid State Retrofit | 1500 | 25 | 62.4 |  | 4000/4100K | 84 | 40000 | Non-Dimmable |  | 2016-07-13
Maxlite | MaxLite | LED RETROFIT CONVERSION KIT | RR63027W |  | Indoor | LED | Downlight Surface Mount | 2241 | 30 | 77.9 |  | 2700K | 83 | 36000 | Continuously Dimmable |  | 2016-07-29
Maxlite | MaxLite | LED RETROFIT CONVERSION KIT | RR63030W |  | Indoor | LED | Downlight Surface Mount | 2241 | 30 | 77.9 |  | 3000K | 83 | 36000 | Continuously Dimmable |  | 2016-07-29
Maxlite | MaxLite | LED RETROFIT CONVERSION KIT | RR63035W |  | Indoor | LED | Downlight Surface Mount | 2241 | 30 | 77.9 |  | 3500K | 83 | 36000 | Continuously Dimmable |  | 2016-07-29
Maxlite | MaxLite | LED RETROFIT CONVERSION KIT | RR62340W |  | Indoor | LED | Downlight Surface Mount | 1360 | 23 | 67.7 |  | 4000/4100K | 82 | 36000 | Continuously Dimmable |  | 2016-07-28
Maxlite | MaxLite | LED RETROFIT CONVERSION KIT | RR62350W |  | Indoor | LED | Downlight Surface Mount | 1360 | 23 | 67.7 |  | 5000K | 82 | 36000 | Continuously Dimmable |  | 2016-07-28
Maxlite | MaxLite | RR61927WC-L4 | RR61927WC-L4 | ,RR61930WC-L4,3000K; ,RR61940WC-L4,4000K; ,RR61950WC-L4,5000K | Indoor/Outdoor | LED | Downlight Solid State Retrofit | 1200 | 19 | 69.9 |  | 2700K | 93 | 35000 | Continuously Dimmable |  | 2016-08-01
Maxlite | MaxLite | LED RETROFIT CONVERSION KIT | RR62327W |  | Indoor | LED | Downlight Surface Mount | 1360 | 23 | 67.7 |  | 2700K | 82 | 36000 | Continuously Dimmable |  | 2016-07-28
Maxlite | MaxLite | LED RETROFIT CONVERSION KIT | RR62330W |  | Indoor | LED | Downlight Surface Mount | 1360 | 23 | 67.7 |  | 3000K | 82 | 36000 | Continuously Dimmable |  | 2016-07-28
Maxlite | MaxLite | LED RETROFIT CONVERSION KIT | RR62335W |  | Indoor | LED | Downlight Surface Mount | 1360 | 23 | 67.7 |  | 3500K | 82 | 36000 | Continuously Dimmable |  | 2016-07-28
Maxlite | MaxLite | LED RETROFIT CONVERSION KIT | RR63040W |  | Indoor | LED | Downlight Surface Mount | 2241 | 30 | 77.9 |  | 4000/4100K | 83 | 36000 | Continuously Dimmable |  | 2016-07-29
Maxlite | MaxLite | LED RETROFIT CONVERSION KIT | RR63050W |  | Indoor | LED | Downlight Surface Mount | 2241 | 30 | 77.9 |  | 5000K | 83 | 36000 | Continuously Dimmable |  | 2016-07-29
Maxlite | MaxLite | LED Downlight | RR81527W/V2 |  | Indoor | LED | Downlight Surface Mount | 850 | 15 | 73.2 |  | 2700K | 83 | 35000 | Continuously Dimmable |  | 2016-08-01
Maxlite | MaxLite | LED Downlight | RR81530W/V2 |  | Indoor | LED | Downlight Surface Mount | 850 | 15 | 73.2 |  | 3000K | 83 | 35000 | Continuously Dimmable |  | 2016-08-01
Maxlite | MaxLite | LED Downlight | RR81535W/V2 |  | Indoor | LED | Downlight Surface Mount | 850 | 15 | 73.2 |  | 3500K | 83 | 35000 | Continuously Dimmable |  | 2016-08-01
Maxlite | MaxLite | LED Downlight | RR81540W/V2 |  | Indoor | LED | Downlight Surface Mount | 850 | 15 | 73.2 |  | 4000/4100K | 83 | 35000 | Continuously Dimmable |  | 2016-08-01
Maxlite | MaxLite | LED Downlight | RR81550W/V2 |  | Indoor | LED | Downlight Surface Mount | 850 | 15 | 73.2 |  | 5000K | 83 | 35000 | Continuously Dimmable |  | 2016-08-01
Maxlite | MaxLite | LED RETROFIT CONVERSION KIT | RR82327W |  | Indoor | LED | Downlight Surface Mount | 1360 | 23 | 74.3 |  | 2700K | 81 | 36000 | Continuously Dimmable |  | 2016-07-28
Maxlite | MaxLite | LED RETROFIT CONVERSION KIT | RR82330W |  | Indoor | LED | Downlight Surface Mount | 1360 | 23 | 74.3 |  | 3000K | 81 | 36000 | Continuously Dimmable |  | 2016-07-28
Maxlite | MaxLite | LED RETROFIT CONVERSION KIT | RR82335W |  | Indoor | LED | Downlight Surface Mount | 1360 | 23 | 74.3 |  | 3500K | 81 | 36000 | Continuously Dimmable |  | 2016-07-28
Maxlite | MaxLite | LED RETROFIT CONVERSION KIT | RR82340W |  | Indoor | LED | Downlight Surface Mount | 1360 | 23 | 74.3 |  | 4000/4100K | 81 | 36000 | Continuously Dimmable |  | 2016-07-28
Maxlite | MaxLite | LED RETROFIT CONVERSION KIT | RR82350W |  | Indoor | LED | Downlight Surface Mount | 1360 | 23 | 74.3 |  | 5000K | 81 | 36000 | Continuously Dimmable |  | 2016-07-28
Maxlite | MaxLite | LED RETROFIT CONVERSION KIT | RR83027W |  | Indoor | LED | Downlight Surface Mount | 2011 | 30 | 64.7 |  | 2700K | 81 | 36000 | Continuously Dimmable |  | 2016-07-29
Maxlite | MaxLite | LED RETROFIT CONVERSION KIT | RR83030W |  | Indoor | LED | Downlight Surface Mount | 2011 | 30 | 64.7 |  | 3000K | 81 | 36000 | Continuously Dimmable |  | 2016-07-29
Maxlite | MaxLite | LED RETROFIT CONVERSION KIT | RR83035W |  | Indoor | LED | Downlight Surface Mount | 2011 | 30 | 64.7 |  | 3500K | 81 | 36000 | Continuously Dimmable |  | 2016-07-29
Maxlite | MaxLite | LED RETROFIT CONVERSION KIT | RR83040W |  | Indoor | LED | Downlight Surface Mount | 2011 | 30 | 64.7 |  | 4000/4100K | 81 | 36000 | Continuously Dimmable |  | 2016-07-29
Maxlite | MaxLite | LED RETROFIT CONVERSION KIT | RR83050W |  | Indoor | LED | Downlight Surface Mount | 2011 | 30 | 64.7 |  | 5000K | 81 | 36000 | Continuously Dimmable |  | 2016-07-29
Maxlite | MaxLite | LED Downlight | RR91527W/V2 |  | Indoor | LED | Downlight Surface Mount | 850 | 15 | 73.2 |  | 2700K | 83 | 35000 | Continuously Dimmable |  | 2016-08-01
Maxlite | MaxLite | LED Downlight | RR91530W/V2 |  | Indoor | LED | Downlight Surface Mount | 850 | 15 | 73.2 |  | 3000K | 83 | 35000 | Continuously Dimmable |  | 2016-08-01
Maxlite | MaxLite | LED Downlight | RR91535W/V2 |  | Indoor | LED | Downlight Surface Mount | 850 | 15 | 73.2 |  | 3500K | 83 | 35000 | Continuously Dimmable |  | 2016-08-01
Maxlite | MaxLite | LED Downlight | RR91540W/V2 |  | Indoor | LED | Downlight Surface Mount | 850 | 15 | 73.2 |  | 4000/4100K | 83 | 35000 | Continuously Dimmable |  | 2016-08-01
Maxlite | MaxLite | LED Downlight | RR91550W/V2 |  | Indoor | LED | Downlight Surface Mount | 850 | 15 | 73.2 |  | 5000K | 83 | 35000 | Continuously Dimmable |  | 2016-08-01
Maxlite | MaxLite | LED RETROFIT CONVERSION KIT | RR92327W |  | Indoor | LED | Downlight Surface Mount | 1360 | 23 | 76.2 |  | 2700K | 82 | 36000 | Continuously Dimmable |  | 2016-07-28
Maxlite | MaxLite | LED RETROFIT CONVERSION KIT | RR92330W |  | Indoor | LED | Downlight Surface Mount | 1360 | 23 | 76.2 |  | 3000K | 82 | 36000 | Continuously Dimmable |  | 2016-07-28
Maxlite | MaxLite | LED RETROFIT CONVERSION KIT | RR92335W |  | Indoor | LED | Downlight Surface Mount | 1360 | 23 | 76.2 |  | 3500K | 82 | 36000 | Continuously Dimmable |  | 2016-07-28
Maxlite | MaxLite | LED RETROFIT CONVERSION KIT | RR92340W |  | Indoor | LED | Downlight Surface Mount | 1360 | 23 | 76.2 |  | 4000/4100K | 82 | 36000 | Continuously Dimmable |  | 2016-07-28
Maxlite | MaxLite | LED RETROFIT CONVERSION KIT | RR92350W |  | Indoor | LED | Downlight Surface Mount | 1360 | 23 | 76.2 |  | 5000K | 82 | 36000 | Continuously Dimmable |  | 2016-07-28
Maxlite | MaxLite | LED RETROFIT CONVERSION KIT | RR93027W |  | Indoor | LED | Downlight Surface Mount | 2065 | 30 | 66.4 |  | 2700K | 81 | 36000 | Continuously Dimmable |  | 2016-07-29
Maxlite | MaxLite | LED RETROFIT CONVERSION KIT | RR93030W |  | Indoor | LED | Downlight Surface Mount | 2065 | 30 | 66.4 |  | 3000K | 81 | 36000 | Continuously Dimmable |  | 2016-07-29
Maxlite | MaxLite | LED RETROFIT CONVERSION KIT | RR93035W |  | Indoor | LED | Downlight Surface Mount | 2065 | 30 | 66.4 |  | 3500K | 81 | 36000 | Continuously Dimmable |  | 2016-07-29
Maxlite | MaxLite | LED RETROFIT CONVERSION KIT | RR93040W |  | Indoor | LED | Downlight Surface Mount | 2065 | 30 | 66.4 |  | 4000/4100K | 81 | 36000 | Continuously Dimmable |  | 2016-07-29
Maxlite | MaxLite | LED RETROFIT CONVERSION KIT | RR93050W |  | Indoor | LED | Downlight Surface Mount | 2065 | 30 | 66.4 |  | 5000K | 81 | 36000 | Continuously Dimmable |  | 2016-07-29
Maxlite | Maxlite MaxLED | SSL Downlight Retrofits | RRA610SSW |  | Indoor/Outdoor | LED | Downlight Solid State Retrofit | 520 | 10 | 70.1 |  | 2700K | 96 | 35000 | Continuously Dimmable |  | 2016-07-20
Maxlite | Maxlite MaxLED | LED Downlight Retrofits | RRA610XXW | ,,"XX" denotes CCT where 27=2700K, 30=3000K, 35=3500K, 40=4000K, and 50=5000K. | Indoor/Outdoor | LED | Downlight Solid State Retrofit | 875 | 10 | 92.3 |  | 2700K | 81 | 35000 | Continuously Dimmable |  | 2016-08-18
Maxlite | Maxlite MaxLED | LED Downlight Retrofits | RRA610XXW | ,,"XX" denotes CCT where 27=2700K, 30=3000K, 35=3500K, 40=4000K, and 50=5000K. | Indoor/Outdoor | LED | Downlight Solid State Retrofit | 875 | 10 | 89.9 |  | 3000K | 81 | 35000 | Continuously Dimmable |  | 2016-08-18
Maxlite | Maxlite MaxLED | LED Downlight Retrofits | RRA610XXW | ,,"XX" denotes CCT where 27=2700K, 30=3000K, 35=3500K, 40=4000K, and 50=5000K. | Indoor/Outdoor | LED | Downlight Solid State Retrofit | 875 | 10 | 93.8 |  | 3500K | 82 | 35000 | Continuously Dimmable |  | 2016-08-18
Maxlite | Maxlite MaxLED | LED Downlight Retrofits | RRA610XXW | ,,"XX" denotes CCT where 27=2700K, 30=3000K, 35=3500K, 40=4000K, and 50=5000K. | Indoor/Outdoor | LED | Downlight Solid State Retrofit | 875 | 10 | 95.1 |  | 4000/4100K | 83 | 35000 | Continuously Dimmable |  | 2016-08-18
Maxlite | Maxlite MaxLED | LED Downlight Retrofits | RRA610XXW | ,,"XX" denotes CCT where 27=2700K, 30=3000K, 35=3500K, 40=4000K, and 50=5000K. | Indoor/Outdoor | LED | Downlight Solid State Retrofit | 875 | 10 | 95.6 |  | 5000K | 84 | 35000 | Continuously Dimmable |  | 2016-08-18
Maxlite | MaxLED | LED Downlight | DLR41027 |  | Indoor | LED | Downlight Solid State Retrofit | 1012 | 11 | 92.5 |  | 2700K | 82 | 50000 | Continuously Dimmable |  | 2016-01-11
Maxlite | MaxLED | LED Downlight | DLR41030 |  | Indoor | LED | Downlight Solid State Retrofit | 1012 | 11 | 92.5 |  | 3000K | 82 | 50000 | Continuously Dimmable |  | 2016-01-11
Maxlite | MaxLED | LED Downlight | DLR41040 |  | Indoor | LED | Downlight Solid State Retrofit | 1012 | 11 | 92.5 |  | 4000/4100K | 82 | 50000 | Continuously Dimmable |  | 2016-01-11
Maxlite | MaxLED | LED Downlight | DLR41527 |  | Indoor | LED | Downlight Solid State Retrofit | 1683 | 20.5 | 87 |  | 2700K | 82 | 50000 | Continuously Dimmable |  | 2016-01-11
Maxlite | MaxLED | LED Downlight | DLR41530 |  | Indoor | LED | Downlight Solid State Retrofit | 1683 | 20.5 | 87 |  | 3000K | 82 | 50000 | Continuously Dimmable |  | 2016-01-11
Maxlite | MaxLED | LED Downlight | DLR41540 |  | Indoor | LED | Downlight Solid State Retrofit | 1683 | 20.5 | 87 |  | 4000/4100K | 82 | 50000 | Continuously Dimmable |  | 2016-01-11
Maxlite | MaxLED | LED Downlight | DLR42027 |  | Indoor | LED | Downlight Solid State Retrofit | 2141 | 29.5 | 77.7 |  | 2700K | 81 | 50000 | Continuously Dimmable |  | 2016-01-11
Maxlite | MaxLED | LED Downlight | DLR42030 |  | Indoor | LED | Downlight Solid State Retrofit | 2141 | 29.5 | 77.7 |  | 3000K | 81 | 50000 | Continuously Dimmable |  | 2016-01-11
Maxlite | MaxLED | LED Downlight | DLR42040 |  | Indoor | LED | Downlight Solid State Retrofit | 2141 | 29.5 | 77.7 |  | 4000/4100K | 81 | 50000 | Continuously Dimmable |  | 2016-01-11
Maxlite | MaxLED | LED Downlight | DLR43027 |  | Indoor | LED | Downlight Solid State Retrofit | 2800 | 40 | 72.8 |  | 2700K | 81 | 50000 | Continuously Dimmable |  | 2016-01-11
Maxlite | MaxLED | LED Downlight | DLR43030 |  | Indoor | LED | Downlight Solid State Retrofit | 2800 | 40 | 72.8 |  | 3000K | 81 | 50000 | Continuously Dimmable |  | 2016-01-11
Maxlite | MaxLED | LED Downlight | DLR43040 |  | Indoor | LED | Downlight Solid State Retrofit | 2800 | 40 | 72.8 |  | 4000/4100K | 81 | 50000 | Continuously Dimmable |  | 2016-01-11
Maxlite | MaxLED | LED Downlight | DLR45027 |  | Indoor | LED | Downlight Solid State Retrofit | 4800 | 64 | 75.2 |  | 2700K | 81 | 50000 | Continuously Dimmable |  | 2016-01-11
Maxlite | MaxLED | LED Downlight | DLR45030 |  | Indoor | LED | Downlight Solid State Retrofit | 4800 | 64 | 75.2 |  | 3000K | 81 | 50000 | Continuously Dimmable |  | 2016-01-11
Maxlite | MaxLED | LED Downlight | DLR45040 |  | Indoor | LED | Downlight Solid State Retrofit | 4800 | 64 | 75.2 |  | 4000/4100K | 81 | 50000 | Continuously Dimmable |  | 2016-01-11
Maxlite | MaxLED | LED Downlight | DLR61027 |  | Indoor | LED | Downlight Solid State Retrofit | 1012 | 11 | 92.5 |  | 2700K | 82 | 50000 | Continuously Dimmable |  | 2016-01-11
Maxlite | MaxLED | LED Downlight | DLR61030 |  | Indoor | LED | Downlight Solid State Retrofit | 1012 | 11 | 92.5 |  | 3000K | 82 | 50000 | Continuously Dimmable |  | 2016-01-11
Maxlite | MaxLED | LED Downlight | DLR61040 |  | Indoor | LED | Downlight Solid State Retrofit | 1012 | 11 | 92.5 |  | 4000/4100K | 82 | 50000 | Continuously Dimmable |  | 2016-01-11
Maxlite | MaxLED | LED Downlight | DLR61527 |  | Indoor | LED | Downlight Solid State Retrofit | 1683 | 20.5 | 87 |  | 2700K | 82 | 50000 | Continuously Dimmable |  | 2016-01-11
Maxlite | MaxLED | LED Downlight | DLR65040 |  | Indoor | LED | Downlight Solid State Retrofit | 4800 | 64 | 75.2 |  | 4000/4100K | 81 | 50000 | Continuously Dimmable |  | 2016-01-11
Maxlite | MaxLED | LED Downlight | DLR61530 |  | Indoor | LED | Downlight Solid State Retrofit | 1683 | 20.5 | 87 |  | 3000K | 82 | 50000 | Continuously Dimmable |  | 2016-01-11
Maxlite | MaxLED | LED Downlight | DLR61540 |  | Indoor | LED | Downlight Solid State Retrofit | 1683 | 20.5 | 87 |  | 4000/4100K | 82 | 50000 | Continuously Dimmable |  | 2016-01-11
Maxlite | MaxLED | LED Downlight | DLR62027 |  | Indoor | LED | Downlight Solid State Retrofit | 2141 | 29.5 | 77.7 |  | 2700K | 81 | 50000 | Continuously Dimmable |  | 2016-01-11
Maxlite | MaxLED | LED Downlight | DLR62030 |  | Indoor | LED | Downlight Solid State Retrofit | 2141 | 29.5 | 77.7 |  | 3000K | 81 | 50000 | Continuously Dimmable |  | 2016-01-11
Maxlite | MaxLED | LED Downlight | DLR62040 |  | Indoor | LED | Downlight Solid State Retrofit | 2141 | 29.5 | 77.7 |  | 4000/4100K | 81 | 50000 | Continuously Dimmable |  | 2016-01-11
Maxlite | MaxLED | LED Downlight | DLR63027 |  | Indoor | LED | Downlight Solid State Retrofit | 2800 | 40 | 72.8 |  | 2700K | 81 | 50000 | Continuously Dimmable |  | 2016-01-11
Maxlite | MaxLED | LED Downlight | DLR63030 |  | Indoor | LED | Downlight Solid State Retrofit | 2800 | 40 | 72.8 |  | 3000K | 81 | 50000 | Continuously Dimmable |  | 2016-01-11
Maxlite | MaxLED | LED Downlight | DLR63040 |  | Indoor | LED | Downlight Solid State Retrofit | 2800 | 40 | 72.8 |  | 4000/4100K | 81 | 50000 | Continuously Dimmable |  | 2016-01-11
Maxlite | MaxLED | LED Downlight | DLR65027 |  | Indoor | LED | Downlight Solid State Retrofit | 4800 | 64 | 75.2 |  | 2700K | 81 | 50000 | Continuously Dimmable |  | 2016-01-11
Maxlite | MaxLED | LED Downlight | DLR65030 |  | Indoor | LED | Downlight Solid State Retrofit | 4800 | 64 | 75.2 |  | 3000K | 81 | 50000 | Continuously Dimmable |  | 2016-01-11
Maxlite | MaxLED | LED Downlight | DLR81027 |  | Indoor | LED | Downlight Solid State Retrofit | 1012 | 11 | 92.5 |  | 2700K | 82 | 50000 | Continuously Dimmable |  | 2016-01-11
Maxlite | MaxLED | LED Downlight | DLR81030 |  | Indoor | LED | Downlight Solid State Retrofit | 1012 | 11 | 92.5 |  | 3000K | 82 | 50000 | Continuously Dimmable |  | 2016-01-11
Maxlite | MaxLED | LED Downlight | DLR81040 |  | Indoor | LED | Downlight Solid State Retrofit | 1012 | 11 | 92.5 |  | 4000/4100K | 82 | 50000 | Continuously Dimmable |  | 2016-01-11
Maxlite | MaxLED | LED Downlight | DLR81527 |  | Indoor | LED | Downlight Solid State Retrofit | 1683 | 20.5 | 87 |  | 2700K | 82 | 50000 | Continuously Dimmable |  | 2016-01-11
Maxlite | MaxLED | LED Downlight | DLR81530 |  | Indoor | LED | Downlight Solid State Retrofit | 1683 | 20.5 | 87 |  | 3000K | 82 | 50000 | Continuously Dimmable |  | 2016-01-11
Maxlite | MaxLED | LED Downlight | DLR81540 |  | Indoor | LED | Downlight Solid State Retrofit | 1683 | 20.5 | 87 |  | 4000/4100K | 82 | 50000 | Continuously Dimmable |  | 2016-01-11
Maxlite | MaxLED | LED Downlight | DLR82027 |  | Indoor | LED | Downlight Solid State Retrofit | 2141 | 29.5 | 77.7 |  | 2700K | 81 | 50000 | Continuously Dimmable |  | 2016-01-11
Maxlite | MaxLED | LED Downlight | DLR82030 |  | Indoor | LED | Downlight Solid State Retrofit | 2141 | 29.5 | 77.7 |  | 3000K | 81 | 50000 | Continuously Dimmable |  | 2016-01-11
Maxlite | MaxLED | LED Downlight | DLR82040 |  | Indoor | LED | Downlight Solid State Retrofit | 2141 | 29.5 | 77.7 |  | 4000/4100K | 81 | 50000 | Continuously Dimmable |  | 2016-01-11
Maxlite | MaxLED | LED Downlight | DLR83027 |  | Indoor | LED | Downlight Solid State Retrofit | 2800 | 40 | 72.8 |  | 2700K | 81 | 50000 | Continuously Dimmable |  | 2016-01-11
Maxlite | MaxLED | LED Downlight | DLR83030 |  | Indoor | LED | Downlight Solid State Retrofit | 2800 | 40 | 72.8 |  | 3000K | 81 | 50000 | Continuously Dimmable |  | 2016-01-11
Maxlite | MaxLED | LED Downlight | DLR83040 |  | Indoor | LED | Downlight Solid State Retrofit | 2800 | 40 | 72.8 |  | 4000/4100K | 81 | 50000 | Continuously Dimmable |  | 2016-01-11
Maxlite | MaxLED | LED Downlight | DLR85027 |  | Indoor | LED | Downlight Solid State Retrofit | 4800 | 64 | 75.2 |  | 2700K | 81 | 50000 | Continuously Dimmable |  | 2016-01-11
Maxlite | MaxLED | LED Downlight | DLR85030 |  | Indoor | LED | Downlight Solid State Retrofit | 4800 | 64 | 75.2 |  | 3000K | 81 | 50000 | Continuously Dimmable |  | 2016-01-11
Maxlite | MaxLED | LED Downlight | DLR85040 |  | Indoor | LED | Downlight Solid State Retrofit | 4800 | 64 | 75.2 |  | 4000/4100K | 81 | 50000 | Continuously Dimmable |  | 2016-01-11
Maxlite | MaxLED | LED Downlight | DLR91027 |  | Indoor | LED | Downlight Solid State Retrofit | 1012 | 11 | 92.5 |  | 2700K | 82 | 50000 | Continuously Dimmable |  | 2016-01-11
Maxlite | MaxLED | LED Downlight | DLR91030 |  | Indoor | LED | Downlight Solid State Retrofit | 1012 | 11 | 92.5 |  | 3000K | 82 | 50000 | Continuously Dimmable |  | 2016-01-11
Maxlite | MaxLED | LED Downlight | DLR91040 |  | Indoor | LED | Downlight Solid State Retrofit | 1012 | 11 | 92.5 |  | 4000/4100K | 82 | 50000 | Continuously Dimmable |  | 2016-01-11
Maxlite | MaxLED | LED Downlight | DLR91527 |  | Indoor | LED | Downlight Solid State Retrofit | 1683 | 20.5 | 87 |  | 2700K | 82 | 50000 | Continuously Dimmable |  | 2016-01-11
Maxlite | MaxLED | LED Downlight | DLR91530 |  | Indoor | LED | Downlight Solid State Retrofit | 1683 | 20.5 | 87 |  | 3000K | 82 | 50000 | Continuously Dimmable |  | 2016-01-11
Maxlite | MaxLED | LED Downlight | DLR91540 |  | Indoor | LED | Downlight Solid State Retrofit | 1683 | 20.5 | 87 |  | 4000/4100K | 82 | 50000 | Continuously Dimmable |  | 2016-01-11
Maxlite | MaxLED | LED Downlight | DLR92027 |  | Indoor | LED | Downlight Solid State Retrofit | 2141 | 29.5 | 77.7 |  | 2700K | 81 | 50000 | Continuously Dimmable |  | 2016-01-11
Maxlite | MaxLED | LED Downlight | DLR92030 |  | Indoor | LED | Downlight Solid State Retrofit | 2141 | 29.5 | 77.7 |  | 3000K | 81 | 50000 | Continuously Dimmable |  | 2016-01-11
Maxlite | MaxLED | LED Downlight | DLR92040 |  | Indoor | LED | Downlight Solid State Retrofit | 2141 | 29.5 | 77.7 |  | 4000/4100K | 81 | 50000 | Continuously Dimmable |  | 2016-01-11
Maxlite | MaxLED | LED Downlight | DLR93027 |  | Indoor | LED | Downlight Solid State Retrofit | 2800 | 40 | 72.8 |  | 2700K | 81 | 50000 | Continuously Dimmable |  | 2016-01-11
Maxlite | MaxLED | LED Downlight | DLR93030 |  | Indoor | LED | Downlight Solid State Retrofit | 2800 | 40 | 72.8 |  | 3000K | 81 | 50000 | Continuously Dimmable |  | 2016-01-11
Maxlite | MaxLED | LED Downlight | DLR93040 |  | Indoor | LED | Downlight Solid State Retrofit | 2800 | 40 | 72.8 |  | 4000/4100K | 81 | 50000 | Continuously Dimmable |  | 2016-01-11
Maxlite | MaxLED | LED Downlight | DLR95027 |  | Indoor | LED | Downlight Solid State Retrofit | 4800 | 64 | 75.2 |  | 2700K | 81 | 50000 | Continuously Dimmable |  | 2016-01-11
Maxlite | MaxLED | LED Downlight | DLR95030 |  | Indoor | LED | Downlight Solid State Retrofit | 4800 | 64 | 75.2 |  | 3000K | 81 | 50000 | Continuously Dimmable |  | 2016-01-11
Maxlite | MaxLED | LED Downlight | DLR95040 |  | Indoor | LED | Downlight Solid State Retrofit | 4800 | 64 | 75.2 |  | 4000/4100K | 81 | 50000 | Continuously Dimmable |  | 2016-01-11
Maxlite | MaxLED | RR41127W-L4 | RR41127W-L4 | ,RR41130W-L4,3000K; ,RR41140W-L4,4000K; ,RR41150W-L4,5000K | Indoor/Outdoor | LED | Downlight Solid State Retrofit | 760 | 10.6 | 71.8 |  | 2700K | 82 | 36000 | Continuously Dimmable |  | 2016-07-28
Maxlite | MaxLED | RR61227W-L4 | RR61227W-L4 | ,RR61230W-L4,3000K; ,RR61240W-L4,4000K; ,RR61250W-L4,5000K | Indoor/Outdoor | LED | Downlight Solid State Retrofit | 800 | 12 | 85.9 |  | 2700K | 81 | 35000 | Continuously Dimmable |  | 2016-08-01
Maxlite | MaxLite | LED RETROFIT CONVERSION KIT | RAF41540W/V2 |  | Indoor | LED | Downlight Solid State Retrofit | 875 | 15 | 73.2 |  | 4000/4100K | 83 | 35000 | Continuously Dimmable |  | 2016-08-01
Maxlite | MaxLite | LED RETROFIT CONVERSION KIT | RAF41550W/V2 |  | Indoor | LED | Downlight Solid State Retrofit | 875 | 15 | 73.2 |  | 5000K | 83 | 35000 | Continuously Dimmable |  | 2016-08-01
Maxlite | MaxLite | LED Downlight | RAF42327W |  | Indoor | LED | Downlight Recessed | 1360 | 23 | 63.5 |  | 2700K | 82 | 36000 | Continuously Dimmable |  | 2016-07-28
Maxlite | MaxLite | LED Downlight | RAF42330W |  | Indoor | LED | Downlight Recessed | 1360 | 23 | 63.5 |  | 3000K | 82 | 36000 | Continuously Dimmable |  | 2016-07-28
Maxlite | MaxLED | RR61827W-L4 | RR61827W-L4 | ,RR61830W-L4,3000K; ,RR61840W-L4,4000K; ,RR61850W-L4,5000K | Indoor/Outdoor | LED | Downlight Solid State Retrofit | 1200 | 18 | 80.4 |  | 2700K | 82 | 35000 | Continuously Dimmable |  | 2016-07-29
Maxlite | MaxLED | LED downlight | RRECO61827W | LED downlight,RRECO61830W,; LED downlight,RRECO61840W,; LED downlight,RRECO61850W, | Indoor/Outdoor | LED | Downlight Recessed | 1300 | 18 | 83.2 |  | 2700K,4000/4100K,3000K,5000K | 83 | 50000 | Continuously Dimmable |  | 2015-09-30
Maxlite | MaxLED | LED Downlight | RRECO62727W | LED Downlight,RRECO62730W,; LED Downlight,RRECO62740W,; LED Downlight,RRECO62750W, | Indoor/Outdoor | LED | Downlight Recessed | 2046 | 27 | 76 |  | 2700K,4000/4100K,3000K,5000K | 83 | 50000 | Continuously Dimmable |  | 2015-12-22
Maxlite | MaxLED | LED Downlight | RRECO82327W | LED Downlight,RRECO82330W,; LED Downlight,RRECO82340W,; LED Downlight,RRECO82350W, | Indoor/Outdoor | LED | Downlight Solid State Retrofit | 1650 | 23 | 72.8 |  | 2700K,4000/4100K,3000K,5000K | 83 | 50000 | Continuously Dimmable |  | 2016-01-13
Maxlite | MaxLED | LED downlight | RRECO84027W | LED downlight,RRECO84030W,; LED downlight,RRECO84040W,; LED downlight,RRECO84050W, | Indoor/Outdoor | LED | Downlight Recessed | 3100 | 40 | 87.5 |  | 2700K,4000/4100K,3000K,5000K | 83 | 50000 | Continuously Dimmable |  | 2015-12-31
Maxlite | MaxLite | LS-4848U-40 | LS-4848U-40 |  | Indoor | LED | Downlight Surface Mount | 4000 | 48 | 98.9 |  | 4000/4100K | 84 | 50000 | Non-Dimmable |  | 2016-06-21
Maxlite | MaxLite | LS-4848U-50 | LS-4848U-50 |  | Indoor | LED | Downlight Surface Mount | 4000 | 48 | 94.8 |  | 5000K | 84 | 50000 | Non-Dimmable |  | 2016-06-21
Maxlite | MaxLite | LED RETROFIT CONVERSION KIT | RAF41527W/V2 |  | Indoor | LED | Downlight Solid State Retrofit | 875 | 15 | 73.2 |  | 2700K | 83 | 35000 | Continuously Dimmable |  | 2016-08-01
Maxlite | MaxLite | LED RETROFIT CONVERSION KIT | RAF41530W/V2 |  | Indoor | LED | Downlight Solid State Retrofit | 875 | 15 | 73.2 |  | 3000K | 83 | 35000 | Continuously Dimmable |  | 2016-08-01
Maxlite | MaxLite | LED RETROFIT CONVERSION KIT | RAF41535W/V2 |  | Indoor | LED | Downlight Solid State Retrofit | 875 | 15 | 73.2 |  | 3500K | 83 | 35000 | Continuously Dimmable |  | 2016-08-01
Maxlite | MaxLite | LED Downlight | RAF42335W |  | Indoor | LED | Downlight Recessed | 1360 | 23 | 63.5 |  | 3500K | 82 | 36000 | Continuously Dimmable |  | 2016-07-28
Maxlite | MaxLite | LED Downlight | RAF42340W |  | Indoor | LED | Downlight Recessed | 1360 | 23 | 63.5 |  | 4000/4100K | 82 | 36000 | Continuously Dimmable |  | 2016-07-28
Maxlite | MaxLite | LED Downlight | RAF42350W |  | Indoor | LED | Downlight Recessed | 1360 | 23 | 63.5 |  | 5000K | 82 | 36000 | Continuously Dimmable |  | 2016-07-28
Maxlite | MaxLite | LED RETROFIT CONVERSION KIT | RAF61527W/V2 |  | Indoor | LED | Downlight Solid State Retrofit | 875 | 15 | 73.2 |  | 2700K | 83 | 35000 | Continuously Dimmable |  | 2016-08-01
Maxlite | MaxLite | LED RETROFIT CONVERSION KIT | RAF61530W/V2 |  | Indoor | LED | Downlight Solid State Retrofit | 875 | 15 | 73.2 |  | 3000K | 83 | 35000 | Continuously Dimmable |  | 2016-08-01
Maxlite | MaxLite | LED RETROFIT CONVERSION KIT | RAF61535W/V2 |  | Indoor | LED | Downlight Solid State Retrofit | 875 | 15 | 73.2 |  | 3500K | 83 | 35000 | Continuously Dimmable |  | 2016-08-01
Maxlite | MaxLite | LED RETROFIT CONVERSION KIT | RAF61540W/V2 |  | Indoor | LED | Downlight Solid State Retrofit | 875 | 15 | 73.2 |  | 4000/4100K | 83 | 35000 | Continuously Dimmable |  | 2016-08-01
Maxlite | MaxLite | LED RETROFIT CONVERSION KIT | RAF61550W/V2 |  | Indoor | LED | Downlight Solid State Retrofit | 875 | 15 | 73.2 |  | 5000K | 83 | 35000 | Continuously Dimmable |  | 2016-08-01
Maxlite | MaxLite | LED Downlight | RAF62327W |  | Indoor | LED | Downlight Recessed | 1360 | 23 | 67.7 |  | 2700K | 82 | 36000 | Continuously Dimmable |  | 2016-07-28
Maxlite | MaxLite | LED Downlight | RAF62330W |  | Indoor | LED | Downlight Recessed | 1360 | 23 | 67.7 |  | 3000K | 82 | 36000 | Continuously Dimmable |  | 2016-07-28
Maxlite | MaxLite | LED Downlight | RAF62335W |  | Indoor | LED | Downlight Recessed | 1360 | 23 | 67.7 |  | 3500K | 82 | 36000 | Continuously Dimmable |  | 2016-07-28
Maxlite | MaxLite | LED Downlight | RAF62340W |  | Indoor | LED | Downlight Recessed | 1360 | 23 | 67.7 |  | 4000/4100K | 82 | 36000 | Continuously Dimmable |  | 2016-07-28
Maxlite | MaxLite | LED Downlight | RAF62350W |  | Indoor | LED | Downlight Recessed | 1360 | 23 | 67.7 |  | 5000K | 81 | 36000 | Continuously Dimmable |  | 2016-07-28
Maxlite | MaxLite | LED Downlight | RAF63027W |  | Indoor | LED | Downlight Recessed | 2241 | 30 | 77.9 |  | 2700K | 83 | 36000 | Continuously Dimmable |  | 2016-07-29
Maxlite | MaxLite | LED Downlight | RAF63030W |  | Indoor | LED | Downlight Recessed | 2241 | 30 | 77.9 |  | 3000K | 83 | 36000 | Continuously Dimmable |  | 2016-07-29
Maxlite | MaxLite | LED Downlight | RAF63035W |  | Indoor | LED | Downlight Recessed | 2241 | 30 | 77.9 |  | 3500K | 83 | 36000 | Continuously Dimmable |  | 2016-07-29
Maxlite | MaxLite | LED Downlight | RAF63040W |  | Indoor | LED | Downlight Recessed | 2241 | 30 | 77.9 |  | 4000/4100K | 83 | 36000 | Continuously Dimmable |  | 2016-07-29
Maxlite | MaxLite | LED Downlight | RAF63050W |  | Indoor | LED | Downlight Recessed | 2241 | 30 | 77.9 |  | 5000K | 83 | 36000 | Continuously Dimmable |  | 2016-07-29
Maxlite | MaxLite | LED RETROFIT CONVERSION KIT | RAF81527W/V2 |  | Indoor | LED | Downlight Solid State Retrofit | 875 | 15 | 73.2 |  | 2700K | 83 | 35000 | Continuously Dimmable |  | 2016-08-01
Maxlite | MaxLite | LED RETROFIT CONVERSION KIT | RAF81530W/V2 |  | Indoor | LED | Downlight Solid State Retrofit | 875 | 15 | 73.2 |  | 3000K | 83 | 35000 | Continuously Dimmable |  | 2016-08-01
Maxlite | MaxLite | LED RETROFIT CONVERSION KIT | RAF81535W/V2 |  | Indoor | LED | Downlight Solid State Retrofit | 875 | 15 | 73.2 |  | 3500K | 83 | 35000 | Continuously Dimmable |  | 2016-08-01
Maxlite | MaxLite | LED RETROFIT CONVERSION KIT | RAF81540W/V2 |  | Indoor | LED | Downlight Solid State Retrofit | 875 | 15 | 73.2 |  | 4000/4100K | 83 | 35000 | Continuously Dimmable |  | 2016-08-01
Maxlite | MaxLite | LED RETROFIT CONVERSION KIT | RAF81550W/V2 |  | Indoor | LED | Downlight Solid State Retrofit | 875 | 15 | 73.2 |  | 5000K | 83 | 35000 | Continuously Dimmable |  | 2016-08-01
Maxlite | MaxLite | LED Downlight | RAF82327W |  | Indoor | LED | Downlight Recessed | 1360 | 23 | 74.3 |  | 2700K | 81 | 36000 | Continuously Dimmable |  | 2016-07-28
Maxlite | MaxLite | LED Downlight | RAF82330W |  | Indoor | LED | Downlight Recessed | 1360 | 23 | 74.3 |  | 3000K | 81 | 36000 | Continuously Dimmable |  | 2016-07-28
Maxlite | MaxLite | LED Downlight | RAF82335W |  | Indoor | LED | Downlight Recessed | 1360 | 23 | 74.3 |  | 3500K | 81 | 36000 | Continuously Dimmable |  | 2016-07-28
Maxlite | MaxLite | LED Downlight | RAF82340W |  | Indoor | LED | Downlight Recessed | 1360 | 23 | 74.3 |  | 4000/4100K | 81 | 36000 | Continuously Dimmable |  | 2016-07-28
Maxlite | MaxLite | LED Downlight | RAF82350W |  | Indoor | LED | Downlight Recessed | 1360 | 23 | 74.3 |  | 5000K | 82 | 36000 | Continuously Dimmable |  | 2016-07-28
Maxlite | MaxLite | LED Downlight | RAF83027W |  | Indoor | LED | Downlight Recessed | 2011 | 30 | 64.7 |  | 2700K | 81 | 36000 | Continuously Dimmable |  | 2016-07-29
Maxlite | MaxLite | LED Downlight | RAF83030W |  | Indoor | LED | Downlight Recessed | 2011 | 30 | 64.7 |  | 3000K | 81 | 36000 | Continuously Dimmable |  | 2016-07-29
Maxlite | MaxLite | LED Downlight | RAF83035W |  | Indoor | LED | Downlight Recessed | 2011 | 30 | 64.7 |  | 3500K | 81 | 36000 | Continuously Dimmable |  | 2016-07-29
Maxlite | MaxLite | LED Downlight | RAF83040W |  | Indoor | LED | Downlight Recessed | 2011 | 30 | 64.7 |  | 4000/4100K | 81 | 36000 | Continuously Dimmable |  | 2016-07-29
Maxlite | MaxLite | LED Downlight | RAF83050W |  | Indoor | LED | Downlight Recessed | 2011 | 30 | 64.7 |  | 5000K | 81 | 36000 | Continuously Dimmable |  | 2016-07-29
Maxlite | MaxLite | LED RETROFIT CONVERSION KIT | RAF91527W/V2 |  | Indoor | LED | Downlight Solid State Retrofit | 875 | 15 | 73.2 |  | 2700K | 83 | 35000 | Continuously Dimmable |  | 2016-08-01
Maxlite | MaxLite | LED RETROFIT CONVERSION KIT | RAF91530W/V2 |  | Indoor | LED | Downlight Solid State Retrofit | 875 | 15 | 73.2 |  | 3000K | 83 | 35000 | Continuously Dimmable |  | 2016-08-01
Maxlite | MaxLite | LED RETROFIT CONVERSION KIT | RAF91535W/V2 |  | Indoor | LED | Downlight Solid State Retrofit | 875 | 15 | 73.2 |  | 3500K | 83 | 35000 | Continuously Dimmable |  | 2016-08-01
Maxlite | MaxLite | LED RETROFIT CONVERSION KIT | RAF91540W/V2 |  | Indoor | LED | Downlight Solid State Retrofit | 875 | 15 | 73.2 |  | 4000/4100K | 83 | 35000 | Continuously Dimmable |  | 2016-08-01
Maxlite | MaxLite | LED RETROFIT CONVERSION KIT | RAF91550W/V2 |  | Indoor | LED | Downlight Solid State Retrofit | 875 | 15 | 73.2 |  | 5000K | 83 | 35000 | Continuously Dimmable |  | 2016-08-01
Maxlite | MaxLite | LED Downlight | RAF92327W |  | Indoor | LED | Downlight Recessed | 1360 | 23 | 76.2 |  | 2700K | 82 | 36000 | Continuously Dimmable |  | 2016-07-28
Maxlite | MaxLite | LED Downlight | RAF92330W |  | Indoor | LED | Downlight Recessed | 1360 | 23 | 76.2 |  | 3000K | 82 | 36000 | Continuously Dimmable |  | 2016-07-28
Maxlite | MaxLite | LED Downlight | RAF92335W |  | Indoor | LED | Downlight Recessed | 1360 | 23 | 76.2 |  | 3500K | 82 | 36000 | Continuously Dimmable |  | 2016-07-28
Maxlite | MaxLite | LED Downlight | RAF92340W |  | Indoor | LED | Downlight Recessed | 1360 | 23 | 76.2 |  | 4000/4100K | 82 | 36000 | Continuously Dimmable |  | 2016-07-28
Maxlite | MaxLite | LED Downlight | RAF92350W |  | Indoor | LED | Downlight Recessed | 1360 | 23 | 76.2 |  | 5000K | 82 | 36000 | Continuously Dimmable |  | 2016-07-28
Maxlite | MaxLite | LED Downlight | RAF93027W |  | Indoor | LED | Downlight Recessed | 2065 | 30 | 66.4 |  | 2700K | 81 | 36000 | Continuously Dimmable |  | 2016-07-29
Maxlite | MaxLite | LED Downlight | RAF93030W |  | Indoor | LED | Downlight Recessed | 2065 | 30 | 66.4 |  | 3000K | 81 | 36000 | Continuously Dimmable |  | 2016-07-29
Maxlite | MaxLite | LED Downlight | RAF93035W |  | Indoor | LED | Downlight Recessed | 2065 | 30 | 66.4 |  | 3500K | 81 | 36000 | Continuously Dimmable |  | 2016-07-29
Maxlite | MaxLite | LED Downlight | RAF93040W |  | Indoor | LED | Downlight Recessed | 2065 | 30 | 66.4 |  | 4000/4100K | 81 | 36000 | Continuously Dimmable |  | 2016-07-29
Maxlite | MaxLite | LED Downlight | RAF93050W |  | Indoor | LED | Downlight Recessed | 2065 | 30 | 66.4 |  | 5000K | 81 | 36000 | Continuously Dimmable |  | 2016-07-29
Maxlite | MaxLite | LED Downlight | RCF3050W |  | Indoor | LED | Downlight Recessed | 2065 | 30 | 66.4 |  | 5000K | 81 | 36000 | Continuously Dimmable |  | 2016-07-29
Maxlite | MaxLite | LED RETROFIT CONVERSION KIT | RCF41527W/V2 |  | Indoor | LED | Downlight Solid State Retrofit | 850 | 15 | 73.2 |  | 2700K | 83 | 35000 | Continuously Dimmable |  | 2016-08-01
Maxlite | MaxLite | LED RETROFIT CONVERSION KIT | RCF41530W/V2 |  | Indoor | LED | Downlight Solid State Retrofit | 850 | 15 | 73.2 |  | 3000K | 83 | 35000 | Continuously Dimmable |  | 2016-08-01
Maxlite | MaxLite | LED RETROFIT CONVERSION KIT | RCF41535W/V2 |  | Indoor | LED | Downlight Solid State Retrofit | 850 | 15 | 73.2 |  | 3500K | 83 | 35000 | Continuously Dimmable |  | 2016-08-01
Maxlite | MaxLite | LED RETROFIT CONVERSION KIT | RCF41540W/V2 |  | Indoor | LED | Downlight Solid State Retrofit | 850 | 15 | 73.2 |  | 4000/4100K | 83 | 35000 | Continuously Dimmable |  | 2016-08-01
Maxlite | MaxLite | LED RETROFIT CONVERSION KIT | RCF41550W/V2 |  | Indoor | LED | Downlight Solid State Retrofit | 850 | 15 | 73.2 |  | 5000K | 83 | 35000 | Continuously Dimmable |  | 2016-08-01
Maxlite | MaxLite | LED Downlight | RCF42327W |  | Indoor | LED | Downlight Recessed | 1360 | 23 | 63.5 |  | 2700K | 82 | 36000 | Continuously Dimmable |  | 2016-07-28
Maxlite | MaxLite | LED Downlight | RCF42330W |  | Indoor | LED | Downlight Recessed | 1360 | 23 | 63.5 |  | 3000K | 82 | 36000 | Continuously Dimmable |  | 2016-07-28
Maxlite | MaxLite | LED Downlight | RCF42335W |  | Indoor | LED | Downlight Recessed | 1360 | 23 | 63.5 |  | 3500K | 82 | 36000 | Continuously Dimmable |  | 2016-07-28
Maxlite | MaxLite | LED Downlight | RCF42340W |  | Indoor | LED | Downlight Recessed | 1360 | 23 | 63.5 |  | 4000/4100K | 82 | 36000 | Continuously Dimmable |  | 2016-07-28
Maxlite | MaxLite | LED Downlight | RCF42350W |  | Indoor | LED | Downlight Recessed | 1360 | 23 | 63.5 |  | 5000K | 82 | 36000 | Continuously Dimmable |  | 2016-07-28
Maxlite | MaxLite | LED RETROFIT CONVERSION KIT | RCF61527W/V2 |  | Indoor | LED | Downlight Solid State Retrofit | 850 | 15 | 73.2 |  | 2700K | 83 | 35000 | Continuously Dimmable |  | 2016-08-01
Maxlite | MaxLite | LED RETROFIT CONVERSION KIT | RCF61530W/V2 |  | Indoor | LED | Downlight Solid State Retrofit | 850 | 15 | 73.2 |  | 3000K | 83 | 35000 | Continuously Dimmable |  | 2016-08-01
Maxlite | MaxLite | LED RETROFIT CONVERSION KIT | RCF61535W/V2 |  | Indoor | LED | Downlight Solid State Retrofit | 850 | 15 | 73.2 |  | 3500K | 83 | 35000 | Continuously Dimmable |  | 2016-08-01
Maxlite | MaxLite | LED RETROFIT CONVERSION KIT | RCF61540W/V2 |  | Indoor | LED | Downlight Solid State Retrofit | 850 | 15 | 73.2 |  | 4000/4100K | 83 | 35000 | Continuously Dimmable |  | 2016-08-01
Maxlite | MaxLite | LED RETROFIT CONVERSION KIT | RCF61550W/V2 |  | Indoor | LED | Downlight Solid State Retrofit | 850 | 15 | 73.2 |  | 5000K | 83 | 35000 | Continuously Dimmable |  | 2016-08-01
Maxlite | MaxLite | LED Downlight | RCF62327W |  | Indoor | LED | Downlight Recessed | 1360 | 23 | 67.7 |  | 2700K | 82 | 36000 | Continuously Dimmable |  | 2016-07-28
Maxlite | MaxLite | LED Downlight | RCF62330W |  | Indoor | LED | Downlight Recessed | 1360 | 23 | 67.7 |  | 3000K | 82 | 36000 | Continuously Dimmable |  | 2016-07-28
Maxlite | MaxLite | LED Downlight | RCF62335W |  | Indoor | LED | Downlight Recessed | 1360 | 23 | 67.7 |  | 3500K | 82 | 36000 | Continuously Dimmable |  | 2016-07-28
Maxlite | MaxLite | LED Downlight | RCF62340W |  | Indoor | LED | Downlight Recessed | 1360 | 23 | 67.7 |  | 4000/4100K | 82 | 36000 | Continuously Dimmable |  | 2016-07-28
Maxlite | MaxLite | LED Downlight | RCF62350W |  | Indoor | LED | Downlight Recessed | 1360 | 23 | 67.7 |  | 5000K | 81 | 36000 | Continuously Dimmable |  | 2016-07-28
Maxlite | MaxLite | LED Downlight | RCF63027W |  | Indoor | LED | Downlight Recessed | 2241 | 30 | 77.9 |  | 2700K | 83 | 36000 | Continuously Dimmable |  | 2016-07-29
Maxlite | MaxLite | LED Downlight | RCF63030W |  | Indoor | LED | Downlight Recessed | 2241 | 30 | 77.9 |  | 3000K | 83 | 36000 | Continuously Dimmable |  | 2016-07-29
Maxlite | MaxLite | LED Downlight | RCF63035W |  | Indoor | LED | Downlight Recessed | 2241 | 30 | 77.9 |  | 3500K | 83 | 36000 | Continuously Dimmable |  | 2016-07-29
Maxlite | MaxLite | LED Downlight | RCF63040W |  | Indoor | LED | Downlight Recessed | 2241 | 30 | 77.9 |  | 4000/4100K | 83 | 36000 | Continuously Dimmable |  | 2016-07-29
Maxlite | MaxLite | LED Downlight | RCF63050W |  | Indoor | LED | Downlight Recessed | 2241 | 30 | 77.9 |  | 5000K | 83 | 36000 | Continuously Dimmable |  | 2016-07-29
Maxlite | MaxLite | LED RETROFIT CONVERSION KIT | RCF81527W/V2 |  | Indoor | LED | Downlight Solid State Retrofit | 850 | 15 | 73.2 |  | 2700K | 83 | 35000 | Continuously Dimmable |  | 2016-08-01
Maxlite | MaxLite | LED RETROFIT CONVERSION KIT | RCF81530W/V2 |  | Indoor | LED | Downlight Solid State Retrofit | 850 | 15 | 73.2 |  | 3000K | 83 | 35000 | Continuously Dimmable |  | 2016-08-01
Maxlite | MaxLite | LED RETROFIT CONVERSION KIT | RCF81535W/V2 |  | Indoor | LED | Downlight Solid State Retrofit | 850 | 15 | 73.2 |  | 3500K | 83 | 35000 | Continuously Dimmable |  | 2016-08-01
Maxlite | MaxLite | LED RETROFIT CONVERSION KIT | RCF81540W/V2 |  | Indoor | LED | Downlight Solid State Retrofit | 850 | 15 | 73.2 |  | 4000/4100K | 83 | 35000 | Continuously Dimmable |  | 2016-08-01
Maxlite | MaxLite | LED RETROFIT CONVERSION KIT | RCF81550W/V2 |  | Indoor | LED | Downlight Solid State Retrofit | 850 | 15 | 73.2 |  | 5000K | 83 | 35000 | Continuously Dimmable |  | 2016-08-01
Maxlite | MaxLite | LED Downlight | RCF82327W |  | Indoor | LED | Downlight Recessed | 1360 | 23 | 74.3 |  | 2700K | 81 | 36000 | Continuously Dimmable |  | 2016-07-28
Maxlite | MaxLite | LED Downlight | RCF82330W |  | Indoor | LED | Downlight Recessed | 1360 | 23 | 74.3 |  | 3000K | 81 | 36000 | Continuously Dimmable |  | 2016-07-28
Maxlite | MaxLite | LED Downlight | RCF82335W |  | Indoor | LED | Downlight Recessed | 1360 | 23 | 74.3 |  | 3500K | 81 | 36000 | Continuously Dimmable |  | 2016-07-28
Maxlite | MaxLite | LED Downlight | RCF82340W |  | Indoor | LED | Downlight Recessed | 1360 | 23 | 74.3 |  | 4000/4100K | 81 | 36000 | Continuously Dimmable |  | 2016-07-28
Maxlite | MaxLite | LED Downlight | RCF82350W |  | Indoor | LED | Downlight Recessed | 1360 | 23 | 74.3 |  | 5000K | 82 | 36000 | Continuously Dimmable |  | 2016-07-28
Maxlite | MaxLite | LED Downlight | RCF83027W |  | Indoor | LED | Downlight Recessed | 2011 | 30 | 64.7 |  | 2700K | 81 | 36000 | Continuously Dimmable |  | 2016-07-29
Maxlite | MaxLite | LED Downlight | RCF83030W |  | Indoor | LED | Downlight Recessed | 2011 | 30 | 64.7 |  | 3000K | 81 | 36000 | Continuously Dimmable |  | 2016-07-29
Maxlite | MaxLite | LED Downlight | RCF83035W |  | Indoor | LED | Downlight Recessed | 2011 | 30 | 64.7 |  | 3500K | 81 | 36000 | Continuously Dimmable |  | 2016-07-29
Maxlite | MaxLite | LED Downlight | RCF83040W |  | Indoor | LED | Downlight Recessed | 2011 | 30 | 64.7 |  | 4000/4100K | 81 | 36000 | Continuously Dimmable |  | 2016-07-29
Maxlite | MaxLite | LED Downlight | RCF83050W |  | Indoor | LED | Downlight Recessed | 2011 | 30 | 64.7 |  | 5000K | 81 | 36000 | Continuously Dimmable |  | 2016-07-29
Maxlite | MaxLite | LED RETROFIT CONVERSION KIT | RCF91527W/V2 |  | Indoor | LED | Downlight Solid State Retrofit | 850 | 15 | 73.2 |  | 2700K | 83 | 35000 | Continuously Dimmable |  | 2016-08-01
Maxlite | MaxLite | LED RETROFIT CONVERSION KIT | RCF91530W/V2 |  | Indoor | LED | Downlight Solid State Retrofit | 850 | 15 | 73.2 |  | 3000K | 83 | 35000 | Continuously Dimmable |  | 2016-08-01
Maxlite | MaxLite | LED RETROFIT CONVERSION KIT | RCF91535W/V2 |  | Indoor | LED | Downlight Solid State Retrofit | 850 | 15 | 73.2 |  | 3500K | 83 | 35000 | Continuously Dimmable |  | 2016-08-01
Maxlite | MaxLite | LED RETROFIT CONVERSION KIT | RCF91540W/V2 |  | Indoor | LED | Downlight Solid State Retrofit | 850 | 15 | 73.2 |  | 4000/4100K | 83 | 35000 | Continuously Dimmable |  | 2016-08-01
Maxlite | MaxLite | LED RETROFIT CONVERSION KIT | RCF91550W/V2 |  | Indoor | LED | Downlight Solid State Retrofit | 850 | 15 | 73.2 |  | 5000K | 83 | 35000 | Continuously Dimmable |  | 2016-08-01
Maxlite | MaxLite | LED Downlight | RCF92327W |  | Indoor | LED | Downlight Recessed | 1360 | 23 | 76.2 |  | 2700K | 82 | 36000 | Continuously Dimmable |  | 2016-07-28
Maxlite | MaxLite | LED Downlight | RCF92330W |  | Indoor | LED | Downlight Recessed | 1360 | 23 | 76.2 |  | 3000K | 82 | 36000 | Continuously Dimmable |  | 2016-07-28
Maxlite | MaxLite | LED Downlight | RCF92335W |  | Indoor | LED | Downlight Recessed | 1360 | 23 | 76.2 |  | 3500K | 82 | 36000 | Continuously Dimmable |  | 2016-07-28
Maxlite | MaxLite | LED Downlight | RCF92340W |  | Indoor | LED | Downlight Recessed | 1360 | 23 | 76.2 |  | 4000/4100K | 82 | 36000 | Continuously Dimmable |  | 2016-07-28
Maxlite | MaxLite | LED Downlight | RCF92350W |  | Indoor | LED | Downlight Recessed | 1360 | 23 | 76.2 |  | 5000K | 82 | 36000 | Continuously Dimmable |  | 2016-07-28
Maxlite | MaxLite | LED Downlight | RCF93027W |  | Indoor | LED | Downlight Recessed | 2065 | 30 | 66.4 |  | 2700K | 81 | 36000 | Continuously Dimmable |  | 2016-07-29
Maxlite | MaxLite | LED Downlight | RCF93030W |  | Indoor | LED | Downlight Recessed | 2065 | 30 | 66.4 |  | 3000K | 81 | 36000 | Continuously Dimmable |  | 2016-07-29
Maxlite | MaxLite | LED Downlight | RCF93035W |  | Indoor | LED | Downlight Recessed | 2065 | 30 | 66.4 |  | 3500K | 81 | 36000 | Continuously Dimmable |  | 2016-07-29
Maxlite | MaxLite | LED Downlight | RCF93040W |  | Indoor | LED | Downlight Recessed | 2065 | 30 | 66.4 |  | 4000/4100K | 81 | 36000 | Continuously Dimmable |  | 2016-07-29
Maxlite | MaxLite | LED Downlight | RR41527W/V2 |  | Indoor | LED | Downlight Surface Mount | 850 | 15 | 73.2 |  | 2700K | 83 | 35000 | Continuously Dimmable |  | 2016-08-01
Maxlite | MaxLite | LED Downlight | RR41530W/V2 |  | Indoor | LED | Downlight Surface Mount | 850 | 15 | 73.2 |  | 3000K | 83 | 35000 | Continuously Dimmable |  | 2016-08-01
Maxlite | MaxLite | LED Downlight | RR41535W/V2 |  | Indoor | LED | Downlight Surface Mount | 850 | 15 | 73.2 |  | 3500K | 83 | 35000 | Continuously Dimmable |  | 2016-08-01
Maxlite | MaxLite | LED Downlight | RR41540W/V2 |  | Indoor | LED | Downlight Surface Mount | 850 | 15 | 73.2 |  | 4000/4100K | 83 | 35000 | Continuously Dimmable |  | 2016-08-01
Maxlite | MaxLite | LED Downlight | RR41550W/V2 |  | Indoor | LED | Downlight Surface Mount | 850 | 15 | 73.2 |  | 5000K | 83 | 35000 | Continuously Dimmable |  | 2016-08-01
Maxlite | MaxLite | LED RETROFIT CONVERSION KIT | RR42327W |  | Indoor | LED | Downlight Surface Mount | 1360 | 23 | 63.5 |  | 2700K | 82 | 36000 | Continuously Dimmable |  | 2016-07-28
Maxlite | MaxLite | LED RETROFIT CONVERSION KIT | RR42330W |  | Indoor | LED | Downlight Surface Mount | 1360 | 23 | 63.5 |  | 3000K | 82 | 36000 | Continuously Dimmable |  | 2016-07-28
Maxlite | MaxLite | LED RETROFIT CONVERSION KIT | RR42335W |  | Indoor | LED | Downlight Surface Mount | 1360 | 23 | 63.5 |  | 3500K | 82 | 36000 | Continuously Dimmable |  | 2016-07-28
Maxlite | MaxLite | LED RETROFIT CONVERSION KIT | RR42340W |  | Indoor | LED | Downlight Surface Mount | 1360 | 23 | 63.5 |  | 4000/4100K | 82 | 36000 | Continuously Dimmable |  | 2016-07-28
Maxlite | MaxLite | LED RETROFIT CONVERSION KIT | RR42350W |  | Indoor | LED | Downlight Surface Mount | 1360 | 23 | 63.5 |  | 5000K | 82 | 36000 | Continuously Dimmable |  | 2016-07-28
Maxlite | MaxLite | LED Downlight | RR61527W/V2 |  | Indoor | LED | Downlight Surface Mount | 850 | 15 | 73.2 |  | 2700K | 83 | 35000 | Continuously Dimmable |  | 2016-08-01
Maxlite | MaxLite | LED Downlight | RR61530W/V2 |  | Indoor | LED | Downlight Surface Mount | 850 | 15 | 73.2 |  | 3000K | 83 | 35000 | Continuously Dimmable |  | 2016-08-01
Maxlite | MaxLite | LED Downlight | RR61535W/V2 |  | Indoor | LED | Downlight Surface Mount | 850 | 15 | 73.2 |  | 3500K | 83 | 35000 | Continuously Dimmable |  | 2016-08-01
Maxlite | MaxLite | LED Downlight | RR61540W/V2 |  | Indoor | LED | Downlight Surface Mount | 850 | 15 | 73.2 |  | 4000/4100K | 83 | 35000 | Continuously Dimmable |  | 2016-08-01
Maxlite | MaxLite | LED Downlight | RR61550W/V2 |  | Indoor | LED | Downlight Surface Mount | 850 | 15 | 73.2 |  | 5000K | 83 | 35000 | Continuously Dimmable |  | 2016-08-01
Maxxima | MAXXIMA | LED | MRL-40900WS | LED,MRL-40900NWS,4000K | Indoor/Outdoor | LED | Downlight Solid State Retrofit | 600 | 9.4 | 69.4 |  | 3000K | 92 | 35000 | Continuously Dimmable |  | 2016-05-11
Maxxima | MAXXIMA | LED | MRL-41200NW |  | Indoor/Outdoor | LED | Downlight Solid State Retrofit | 850 | 12 | 77 |  | 4000/4100K | 81 | 35000 | Continuously Dimmable |  | 2016-05-25
Maxxima | MAXXIMA | LED | MRL-41200W |  | Indoor/Outdoor | LED | Downlight Solid State Retrofit | 850 | 12 | 77 |  | 2700K | 81 | 35000 | Continuously Dimmable |  | 2016-05-25
Maxxima | MAXXIMA | LED | MRL-41250RNW |  | Indoor/Outdoor | LED | Downlight Solid State Retrofit | 750 | 12 | 73.4 |  | 4000/4100K | 81 | 35000 | Continuously Dimmable |  | 2015-10-19
Maxxima | MAXXIMA | LED | MRL-41250RW |  | Indoor/Outdoor | LED | Downlight Solid State Retrofit | 750 | 12 | 73.4 |  | 2700K | 81 | 35000 | Continuously Dimmable |  | 2015-10-19
Maxxima | MAXXIMA | LED | MRL-41250RW-A | ,MRL-41250RNW-A,4000K | Indoor/Outdoor | LED | Downlight Solid State Retrofit | 750 | 12 | 91.4 |  | 2700K | 82 | 35000 | Continuously Dimmable |  | 2016-09-29
Maxxima | MAXXIMA | LED | MRL-61150RNW |  | Indoor/Outdoor | LED | Downlight Solid State Retrofit | 750 | 11 | 81.2 |  | 4000/4100K | 81 | 35000 | Continuously Dimmable |  | 2015-10-19
Maxxima | MAXXIMA | LED | MRL-61150RW |  | Indoor/Outdoor | LED | Downlight Solid State Retrofit | 750 | 11 | 81.2 |  | 2700K | 81 | 35000 | Continuously Dimmable |  | 2015-10-19
Maxxima | MAXXIMA | LED | MRL-61150RW-A |  | Indoor/Outdoor | LED | Downlight Solid State Retrofit | 750 | 11 | 94 |  | 2700K | 83 | 35000 | Continuously Dimmable |  | 2016-09-29
Maxxima | MAXXIMA | LED | MRL-61200NW |  | Indoor/Outdoor | LED | Downlight Solid State Retrofit | 900 | 12 | 86.4 |  | 4000/4100K | 82 | 35000 | Continuously Dimmable |  | 2015-12-10
Maxxima | MAXXIMA | LED | MRL-61200W |  | Indoor/Outdoor | LED | Downlight Solid State Retrofit | 900 | 12 | 86.4 |  | 2700K | 82 | 35000 | Continuously Dimmable |  | 2015-12-10
Maxxima | MAXXIMA | LED | MRL-61500NWS | LED,MRL-61500WS,4000K | Indoor/Outdoor | LED | Downlight Solid State Retrofit | 1050 | 15 | 75.6 |  | 3000K | 92 | 35000 | Continuously Dimmable |  | 2016-05-11
Maxxima | MAXXIMA | LED | MRL-61900NW |  | Indoor/Outdoor | LED | Downlight Solid State Retrofit | 1200 | 19 | 79.2 |  | 4000/4100K | 82 | 35000 | Continuously Dimmable |  | 2016-05-25
Maxxima | MAXXIMA | LED | MRL-61900W |  | Indoor | LED | Downlight Solid State Retrofit | 1200 | 19 | 79.2 |  | 2700K | 82 | 35000 | Continuously Dimmable |  | 2016-05-25
Megalight Inc. | MegaLight | Down Light | LDL601430 |  | Indoor | LED | Downlight Solid State Retrofit | 1000 | 14.1 | 75.3 |  | 3000K | 93 | 36000 | Continuously Dimmable |  | 2015-10-19
Mester LED Limited | Mester | SSL Downlight Retrofit Kits | CDW22DR6XXKAH | ,,(Where "XX" denotes color temperature, 27 identifies "2700K", 30 identifies "3000K", 35 identifies "3500K", 40 identifies "4000K", 50 identifies "5000K".) | Indoor | LED | Downlight Solid State Retrofit | 1500 | 22 | 81.4 |  | 2700K | 82 | 35000 | Continuously Dimmable | (Where "XX" denotes color temperature, 27 identifies "2700K", 30 identifies "3000K", 35 identifies "3500K", 40 identifies "4000K", 50 identifies "5000K".) | 2016-07-14
Mester LED Limited | Mester | SSL Downlight Retrofit Kits | CDW22DR6XXKAH | ,,(Where "XX" denotes color temperature, 27 identifies "2700K", 30 identifies "3000K", 35 identifies "3500K", 40 identifies "4000K", 50 identifies "5000K".) | Indoor | LED | Downlight Solid State Retrofit | 1500 | 22 | 81.4 |  | 3000K | 82 | 35000 | Continuously Dimmable | (Where "XX" denotes color temperature, 27 identifies "2700K", 30 identifies "3000K", 35 identifies "3500K", 40 identifies "4000K", 50 identifies "5000K".) | 2016-07-14
Mester LED Limited | Mester | SSL Downlight Retrofit Kits | CDW22DR6XXKAH | ,,(Where "XX" denotes color temperature, 27 identifies "2700K", 30 identifies "3000K", 35 identifies "3500K", 40 identifies "4000K", 50 identifies "5000K".) | Indoor | LED | Downlight Solid State Retrofit | 1500 | 22 | 81.4 |  | 3500K | 82 | 35000 | Continuously Dimmable | (Where "XX" denotes color temperature, 27 identifies "2700K", 30 identifies "3000K", 35 identifies "3500K", 40 identifies "4000K", 50 identifies "5000K".) | 2016-07-14
Mester LED Limited | Mester | SSL Downlight Retrofit Kits | CDW22DR6XXKAH | ,,(Where "XX" denotes color temperature, 27 identifies "2700K", 30 identifies "3000K", 35 identifies "3500K", 40 identifies "4000K", 50 identifies "5000K".) | Indoor | LED | Downlight Solid State Retrofit | 1500 | 22 | 81.4 |  | 4000/4100K | 82 | 35000 | Continuously Dimmable | (Where "XX" denotes color temperature, 27 identifies "2700K", 30 identifies "3000K", 35 identifies "3500K", 40 identifies "4000K", 50 identifies "5000K".) | 2016-07-14
Mester LED Limited | Mester | SSL Downlight Retrofit Kits | CDW22DR6XXKAH | ,,(Where "XX" denotes color temperature, 27 identifies "2700K", 30 identifies "3000K", 35 identifies "3500K", 40 identifies "4000K", 50 identifies "5000K".) | Indoor | LED | Downlight Solid State Retrofit | 1500 | 22 | 81.4 |  | 5000K | 82 | 35000 | Continuously Dimmable | (Where "XX" denotes color temperature, 27 identifies "2700K", 30 identifies "3000K", 35 identifies "3500K", 40 identifies "4000K", 50 identifies "5000K".) | 2016-07-14
Mester LED Limited | Mester | SSL Downlight Retrofit Kits | CDW25DR6XXKAH | ,,(Where XX could be 27, 30, 35, 40 and 50 which refers 2700K, 3000K, 3500K, 4000K and 5000K) | Indoor | LED | Downlight Solid State Retrofit | 2200 | 25 | 90.5 |  | 2700K | 83 | 50000 | Continuously Dimmable | (Where XX could be 27, 30, 35, 40 and 50 which refers 2700K, 3000K, 3500K, 4000K and 5000K) | 2016-04-17
Mester LED Limited | Mester | SSL Downlight Retrofit Kits | CDW25DR6XXKAH | ,,(Where XX could be 27, 30, 35, 40 and 50 which refers 2700K, 3000K, 3500K, 4000K and 5000K) | Indoor | LED | Downlight Solid State Retrofit | 2200 | 25 | 90.5 |  | 3000K | 83 | 50000 | Continuously Dimmable | (Where XX could be 27, 30, 35, 40 and 50 which refers 2700K, 3000K, 3500K, 4000K and 5000K) | 2016-04-17
Mester LED Limited | Mester | SSL Downlight Retrofit Kits | CDW25DR6XXKAH | ,,(Where XX could be 27, 30, 35, 40 and 50 which refers 2700K, 3000K, 3500K, 4000K and 5000K) | Indoor | LED | Downlight Solid State Retrofit | 2200 | 25 | 90.5 |  | 3500K | 83 | 50000 | Continuously Dimmable | (Where XX could be 27, 30, 35, 40 and 50 which refers 2700K, 3000K, 3500K, 4000K and 5000K) | 2016-04-17
Mester LED Limited | Mester | SSL Downlight Retrofit Kits | CDW25DR6XXKAH | ,,(Where XX could be 27, 30, 35, 40 and 50 which refers 2700K, 3000K, 3500K, 4000K and 5000K) | Indoor | LED | Downlight Solid State Retrofit | 2200 | 25 | 90.5 |  | 4000/4100K | 83 | 50000 | Continuously Dimmable | (Where XX could be 27, 30, 35, 40 and 50 which refers 2700K, 3000K, 3500K, 4000K and 5000K) | 2016-04-17
Mester LED Limited | Mester | SSL Downlight Retrofit Kits | CDW25DR6XXKAH | ,,(Where XX could be 27, 30, 35, 40 and 50 which refers 2700K, 3000K, 3500K, 4000K and 5000K) | Indoor | LED | Downlight Solid State Retrofit | 2200 | 25 | 90.5 |  | 5000K | 83 | 50000 | Continuously Dimmable | (Where XX could be 27, 30, 35, 40 and 50 which refers 2700K, 3000K, 3500K, 4000K and 5000K) | 2016-04-17
Mester LED Limited | Mester | SSL Downlight Retrofit Kits | CDW25DR8XXKAH | ,,(Where "XX" denotes color temperature, 27 identifies "2700K", 30 identifies "3000K", 35 identifies "3500K", 40 identifies "4000K", 50 identifies "5000K".) | Indoor | LED | Downlight Solid State Retrofit | 1700 | 25 | 80.2 |  | 2700K | 83 | 35000 | Continuously Dimmable | (Where "XX" denotes color temperature, 27 identifies "2700K", 30 identifies "3000K", 35 identifies "3500K", 40 identifies "4000K", 50 identifies "5000K".) | 2016-07-14
Mester LED Limited | Mester | SSL Downlight Retrofit Kits | CDW25DR8XXKAH | ,,(Where "XX" denotes color temperature, 27 identifies "2700K", 30 identifies "3000K", 35 identifies "3500K", 40 identifies "4000K", 50 identifies "5000K".) | Indoor | LED | Downlight Solid State Retrofit | 1700 | 25 | 80.2 |  | 3000K | 83 | 35000 | Continuously Dimmable | (Where "XX" denotes color temperature, 27 identifies "2700K", 30 identifies "3000K", 35 identifies "3500K", 40 identifies "4000K", 50 identifies "5000K".) | 2016-07-14
Mester LED Limited | Mester | SSL Downlight Retrofit Kits | CDW25DR8XXKAH | ,,(Where "XX" denotes color temperature, 27 identifies "2700K", 30 identifies "3000K", 35 identifies "3500K", 40 identifies "4000K", 50 identifies "5000K".) | Indoor | LED | Downlight Solid State Retrofit | 1700 | 25 | 80.2 |  | 3500K | 83 | 35000 | Continuously Dimmable | (Where "XX" denotes color temperature, 27 identifies "2700K", 30 identifies "3000K", 35 identifies "3500K", 40 identifies "4000K", 50 identifies "5000K".) | 2016-07-14
Mester LED Limited | Mester | SSL Downlight Retrofit Kits | CDW25DR8XXKAH | ,,(Where "XX" denotes color temperature, 27 identifies "2700K", 30 identifies "3000K", 35 identifies "3500K", 40 identifies "4000K", 50 identifies "5000K".) | Indoor | LED | Downlight Solid State Retrofit | 1700 | 25 | 80.2 |  | 4000/4100K | 83 | 35000 | Continuously Dimmable | (Where "XX" denotes color temperature, 27 identifies "2700K", 30 identifies "3000K", 35 identifies "3500K", 40 identifies "4000K", 50 identifies "5000K".) | 2016-07-14
Mester LED Limited | Mester | SSL Downlight Retrofit Kits | CDW25DR8XXKAH | ,,(Where "XX" denotes color temperature, 27 identifies "2700K", 30 identifies "3000K", 35 identifies "3500K", 40 identifies "4000K", 50 identifies "5000K".) | Indoor | LED | Downlight Solid State Retrofit | 1700 | 25 | 80.2 |  | 5000K | 83 | 35000 | Continuously Dimmable | (Where "XX" denotes color temperature, 27 identifies "2700K", 30 identifies "3000K", 35 identifies "3500K", 40 identifies "4000K", 50 identifies "5000K".) | 2016-07-14
Mester LED Limited | Mester | SSL Downlight Retrofit Kits | CDW32DR8XXKAH | ,,(Where "XX" denotes color temperature, 27 identifies "2700K", 30 identifies "3000K", 35 identifies "3500K", 40 identifies "4000K", 50 identifies "5000K".) | Indoor | LED | Downlight Solid State Retrofit | 2350 | 32 | 87.8 |  | 2700K | 83 | 35000 | Continuously Dimmable | (Where "XX" denotes color temperature, 27 identifies "2700K", 30 identifies "3000K", 35 identifies "3500K", 40 identifies "4000K", 50 identifies "5000K".) | 2016-07-14
Mester LED Limited | Mester | SSL Downlight Retrofit Kits | CDW32DR8XXKAH | ,,(Where "XX" denotes color temperature, 27 identifies "2700K", 30 identifies "3000K", 35 identifies "3500K", 40 identifies "4000K", 50 identifies "5000K".) | Indoor | LED | Downlight Solid State Retrofit | 2350 | 32 | 87.8 |  | 3000K | 83 | 35000 | Continuously Dimmable | (Where "XX" denotes color temperature, 27 identifies "2700K", 30 identifies "3000K", 35 identifies "3500K", 40 identifies "4000K", 50 identifies "5000K".) | 2016-07-14
Mester LED Limited | Mester | SSL Downlight Retrofit Kits | CDW32DR8XXKAH | ,,(Where "XX" denotes color temperature, 27 identifies "2700K", 30 identifies "3000K", 35 identifies "3500K", 40 identifies "4000K", 50 identifies "5000K".) | Indoor | LED | Downlight Solid State Retrofit | 2350 | 32 | 87.8 |  | 3500K | 83 | 35000 | Continuously Dimmable | (Where "XX" denotes color temperature, 27 identifies "2700K", 30 identifies "3000K", 35 identifies "3500K", 40 identifies "4000K", 50 identifies "5000K".) | 2016-07-14
Mester LED Limited | Mester | SSL Downlight Retrofit Kits | CDW32DR8XXKAH | ,,(Where "XX" denotes color temperature, 27 identifies "2700K", 30 identifies "3000K", 35 identifies "3500K", 40 identifies "4000K", 50 identifies "5000K".) | Indoor | LED | Downlight Solid State Retrofit | 2350 | 32 | 87.8 |  | 4000/4100K | 83 | 35000 | Continuously Dimmable | (Where "XX" denotes color temperature, 27 identifies "2700K", 30 identifies "3000K", 35 identifies "3500K", 40 identifies "4000K", 50 identifies "5000K".) | 2016-07-14
Mester LED Limited | Mester | SSL Downlight Retrofit Kits | CDW32DR8XXKAH | ,,(Where "XX" denotes color temperature, 27 identifies "2700K", 30 identifies "3000K", 35 identifies "3500K", 40 identifies "4000K", 50 identifies "5000K".) | Indoor | LED | Downlight Solid State Retrofit | 2350 | 32 | 87.8 |  | 5000K | 83 | 35000 | Continuously Dimmable | (Where "XX" denotes color temperature, 27 identifies "2700K", 30 identifies "3000K", 35 identifies "3500K", 40 identifies "4000K", 50 identifies "5000K".) | 2016-07-14
Mester LED Limited | Mester | SSL Downlight Retrofit Kits | CDW35DR8XXKAH | ,,(Where XX could be 27, 30, 35, 40 and 50 which refers 2700K, 3000K, 3500K, 4000K and 5000K) | Indoor | LED | Downlight Solid State Retrofit | 3000 | 35 | 87.9 |  | 2700K | 83 | 50000 | Continuously Dimmable | (Where XX could be 27, 30, 35, 40 and 50 which refers 2700K, 3000K, 3500K, 4000K and 5000K) | 2016-03-31
Mester LED Limited | Mester | SSL Downlight Retrofit Kits | CDW35DR8XXKAH | ,,(Where XX could be 27, 30, 35, 40 and 50 which refers 2700K, 3000K, 3500K, 4000K and 5000K) | Indoor | LED | Downlight Solid State Retrofit | 3000 | 35 | 87.9 |  | 3000K | 83 | 50000 | Continuously Dimmable | (Where XX could be 27, 30, 35, 40 and 50 which refers 2700K, 3000K, 3500K, 4000K and 5000K) | 2016-03-31
Mester LED Limited | Mester | SSL Downlight Retrofit Kits | CDW35DR8XXKAH | ,,(Where XX could be 27, 30, 35, 40 and 50 which refers 2700K, 3000K, 3500K, 4000K and 5000K) | Indoor | LED | Downlight Solid State Retrofit | 3000 | 35 | 87.9 |  | 3500K | 83 | 50000 | Continuously Dimmable | (Where XX could be 27, 30, 35, 40 and 50 which refers 2700K, 3000K, 3500K, 4000K and 5000K) | 2016-03-31
Mester LED Limited | Mester | SSL Downlight Retrofit Kits | CDW35DR8XXKAH | ,,(Where XX could be 27, 30, 35, 40 and 50 which refers 2700K, 3000K, 3500K, 4000K and 5000K) | Indoor | LED | Downlight Solid State Retrofit | 3000 | 35 | 87.9 |  | 4000/4100K | 83 | 50000 | Continuously Dimmable | (Where XX could be 27, 30, 35, 40 and 50 which refers 2700K, 3000K, 3500K, 4000K and 5000K) | 2016-03-31
Mester LED Limited | Mester | SSL Downlight Retrofit Kits | CDW35DR8XXKAH | ,,(Where XX could be 27, 30, 35, 40 and 50 which refers 2700K, 3000K, 3500K, 4000K and 5000K) | Indoor | LED | Downlight Solid State Retrofit | 3000 | 35 | 87.9 |  | 5000K | 83 | 50000 | Continuously Dimmable | (Where XX could be 27, 30, 35, 40 and 50 which refers 2700K, 3000K, 3500K, 4000K and 5000K) | 2016-03-31
Mester LED Limited | Mester | SSL Downlight Retrofit Kits | CDW45DR8XXKAH | ,,(Where "XX" denotes color temperature, 27 identifies "2700K", 30 identifies "3000K", 35 identifies "3500K", 40 identifies "4000K", 50 identifies "5000K".) | Indoor | LED | Downlight Solid State Retrofit | 3400 | 45 | 77.8 |  | 2700K | 83 | 35000 | Continuously Dimmable | (Where "XX" denotes color temperature, 27 identifies "2700K", 30 identifies "3000K", 35 identifies "3500K", 40 identifies "4000K", 50 identifies "5000K".) | 2016-07-28
Mester LED Limited | Mester | SSL Downlight Retrofit Kits | CDW45DR8XXKAH | ,,(Where "XX" denotes color temperature, 27 identifies "2700K", 30 identifies "3000K", 35 identifies "3500K", 40 identifies "4000K", 50 identifies "5000K".) | Indoor | LED | Downlight Solid State Retrofit | 3400 | 45 | 77.8 |  | 3000K | 83 | 35000 | Continuously Dimmable | (Where "XX" denotes color temperature, 27 identifies "2700K", 30 identifies "3000K", 35 identifies "3500K", 40 identifies "4000K", 50 identifies "5000K".) | 2016-07-28
Mester LED Limited | Mester | SSL Downlight Retrofit Kits | CDW45DR8XXKAH | ,,(Where "XX" denotes color temperature, 27 identifies "2700K", 30 identifies "3000K", 35 identifies "3500K", 40 identifies "4000K", 50 identifies "5000K".) | Indoor | LED | Downlight Solid State Retrofit | 3400 | 45 | 77.8 |  | 3500K | 83 | 35000 | Continuously Dimmable | (Where "XX" denotes color temperature, 27 identifies "2700K", 30 identifies "3000K", 35 identifies "3500K", 40 identifies "4000K", 50 identifies "5000K".) | 2016-07-28
Mester LED Limited | Mester | SSL Downlight Retrofit Kits | CDW45DR8XXKAH | ,,(Where "XX" denotes color temperature, 27 identifies "2700K", 30 identifies "3000K", 35 identifies "3500K", 40 identifies "4000K", 50 identifies "5000K".) | Indoor | LED | Downlight Solid State Retrofit | 3400 | 45 | 77.8 |  | 4000/4100K | 83 | 35000 | Continuously Dimmable | (Where "XX" denotes color temperature, 27 identifies "2700K", 30 identifies "3000K", 35 identifies "3500K", 40 identifies "4000K", 50 identifies "5000K".) | 2016-07-28
Mester LED Limited | Mester | SSL Downlight Retrofit Kits | CDW45DR8XXKAH | ,,(Where "XX" denotes color temperature, 27 identifies "2700K", 30 identifies "3000K", 35 identifies "3500K", 40 identifies "4000K", 50 identifies "5000K".) | Indoor | LED | Downlight Solid State Retrofit | 3400 | 45 | 77.8 |  | 5000K | 83 | 35000 | Continuously Dimmable | (Where "XX" denotes color temperature, 27 identifies "2700K", 30 identifies "3000K", 35 identifies "3500K", 40 identifies "4000K", 50 identifies "5000K".) | 2016-07-28
Mester LED Limited | Mester | SSL Downlight Retrofit Kits | CDW48DR10XXKAH | ,,(Where "XX" denotes color temperature, 27 identifies "2700K", 30 identifies "3000K", 35 identifies "3500K", 40 identifies "4000K", 50 identifies "5000K".) | Indoor | LED | Downlight Solid State Retrofit | 3500 | 48 | 86.5 |  | 2700K | 82 | 35000 | Continuously Dimmable | (Where "XX" denotes color temperature, 27 identifies "2700K", 30 identifies "3000K", 35 identifies "3500K", 40 identifies "4000K", 50 identifies "5000K".) | 2016-07-28
Mester LED Limited | Mester | SSL Downlight Retrofit Kits | CDW48DR10XXKAH | ,,(Where "XX" denotes color temperature, 27 identifies "2700K", 30 identifies "3000K", 35 identifies "3500K", 40 identifies "4000K", 50 identifies "5000K".) | Indoor | LED | Downlight Solid State Retrofit | 3500 | 48 | 86.5 |  | 3000K | 82 | 35000 | Continuously Dimmable | (Where "XX" denotes color temperature, 27 identifies "2700K", 30 identifies "3000K", 35 identifies "3500K", 40 identifies "4000K", 50 identifies "5000K".) | 2016-07-28
Mester LED Limited | Mester | SSL Downlight Retrofit Kits | CDW48DR10XXKAH | ,,(Where "XX" denotes color temperature, 27 identifies "2700K", 30 identifies "3000K", 35 identifies "3500K", 40 identifies "4000K", 50 identifies "5000K".) | Indoor | LED | Downlight Solid State Retrofit | 3500 | 48 | 86.5 |  | 3500K | 82 | 35000 | Continuously Dimmable | (Where "XX" denotes color temperature, 27 identifies "2700K", 30 identifies "3000K", 35 identifies "3500K", 40 identifies "4000K", 50 identifies "5000K".) | 2016-07-28
Mester LED Limited | Mester | SSL Downlight Retrofit Kits | CDW48DR10XXKAH | ,,(Where "XX" denotes color temperature, 27 identifies "2700K", 30 identifies "3000K", 35 identifies "3500K", 40 identifies "4000K", 50 identifies "5000K".) | Indoor | LED | Downlight Solid State Retrofit | 3500 | 48 | 86.5 |  | 4000/4100K | 82 | 35000 | Continuously Dimmable | (Where "XX" denotes color temperature, 27 identifies "2700K", 30 identifies "3000K", 35 identifies "3500K", 40 identifies "4000K", 50 identifies "5000K".) | 2016-07-28
Mester LED Limited | Mester | SSL Downlight Retrofit Kits | CDW48DR10XXKAH | ,,(Where "XX" denotes color temperature, 27 identifies "2700K", 30 identifies "3000K", 35 identifies "3500K", 40 identifies "4000K", 50 identifies "5000K".) | Indoor | LED | Downlight Solid State Retrofit | 3500 | 48 | 86.5 |  | 5000K | 82 | 35000 | Continuously Dimmable | (Where "XX" denotes color temperature, 27 identifies "2700K", 30 identifies "3000K", 35 identifies "3500K", 40 identifies "4000K", 50 identifies "5000K".) | 2016-07-28
Mester LED Limited | Mester | SSL Downlight Retrofit Kits | CDW50DR10XXKAH | ,,(Where XX could be 27, 30, 35, 40 and 50 which refers 2700K, 3000K, 3500K, 4000K and 5000K) | Indoor | LED | Downlight Solid State Retrofit | 4200 | 50 | 85.4 |  | 2700K | 82 | 50000 | Continuously Dimmable | (Where XX could be 27, 30, 35, 40 and 50 which refers 2700K, 3000K, 3500K, 4000K and 5000K) | 2016-03-31
Mester LED Limited | Mester | SSL Downlight Retrofit Kits | CDW50DR10XXKAH | ,,(Where XX could be 27, 30, 35, 40 and 50 which refers 2700K, 3000K, 3500K, 4000K and 5000K) | Indoor | LED | Downlight Solid State Retrofit | 4200 | 50 | 85.4 |  | 3000K | 82 | 50000 | Continuously Dimmable | (Where XX could be 27, 30, 35, 40 and 50 which refers 2700K, 3000K, 3500K, 4000K and 5000K) | 2016-03-31
Mester LED Limited | Mester | SSL Downlight Retrofit Kits | CDW50DR10XXKAH | ,,(Where XX could be 27, 30, 35, 40 and 50 which refers 2700K, 3000K, 3500K, 4000K and 5000K) | Indoor | LED | Downlight Solid State Retrofit | 4200 | 50 | 85.4 |  | 3500K | 82 | 50000 | Continuously Dimmable | (Where XX could be 27, 30, 35, 40 and 50 which refers 2700K, 3000K, 3500K, 4000K and 5000K) | 2016-03-31
Mester LED Limited | Mester | SSL Downlight Retrofit Kits | CDW50DR10XXKAH | ,,(Where XX could be 27, 30, 35, 40 and 50 which refers 2700K, 3000K, 3500K, 4000K and 5000K) | Indoor | LED | Downlight Solid State Retrofit | 4200 | 50 | 85.4 |  | 4000/4100K | 82 | 50000 | Continuously Dimmable | (Where XX could be 27, 30, 35, 40 and 50 which refers 2700K, 3000K, 3500K, 4000K and 5000K) | 2016-03-31
Mester LED Limited | Mester | SSL Downlight Retrofit Kits | CDW50DR10XXKAH | ,,(Where XX could be 27, 30, 35, 40 and 50 which refers 2700K, 3000K, 3500K, 4000K and 5000K) | Indoor | LED | Downlight Solid State Retrofit | 4200 | 50 | 85.4 |  | 5000K | 82 | 50000 | Continuously Dimmable | (Where XX could be 27, 30, 35, 40 and 50 which refers 2700K, 3000K, 3500K, 4000K and 5000K) | 2016-03-31
Mester LED Limited | Mester | SSL Downlight Retrofit Kits | DK13DR4627KH | SSL Downlight Retrofit Kits,DK13DR4630KH,; SSL Downlight Retrofit Kits,DK13DR4635KH,; SSL Downlight Retrofit Kits,DK13DR4640KH,; SSL Downlight Retrofit Kits,DK13DR4650KH, | Indoor/Outdoor | LED | Downlight Solid State Retrofit | 800 | 13 | 67 |  | 2700K,4000/4100K,3000K,3500K,5000K | 82 | 35000 | Continuously Dimmable | (Where XX denotes CCT and could be 27,30,35,40 or 50 which refers 2700K,3000K,3500K,4000K or5000K) | 2016-07-21
MLS CO., LTD | FOREST LIGHTING | LED Downlight | MD6D14-14 |  | Indoor | LED | Downlight Solid State Retrofit | 820 | 14 | 97.6 |  | 2700K | 83 | 25000 | Continuously Dimmable |  | 2016-08-29
MLS CO., LTD | FOREST LIGHTING | LED Downlight | MD6L14-14 |  | Indoor | LED | Downlight Solid State Retrofit | 820 | 14 | 97.6 |  | 3500K | 83 | 25000 | Continuously Dimmable |  | 2016-08-29
MLS CO., LTD | FOREST LIGHTING | LED Downlight | MD6N14-14 |  | Indoor | LED | Downlight Solid State Retrofit | 820 | 14 | 97.6 |  | 4000/4100K | 83 | 25000 | Continuously Dimmable |  | 2016-08-29
MLS CO., LTD | FOREST LIGHTING | LED Downlight | MD6S14-14 |  | Indoor | LED | Downlight Solid State Retrofit | 820 | 14 | 97.6 |  | 3000K | 83 | 25000 | Continuously Dimmable |  | 2016-08-29
MLS CO., LTD | FOREST LIGHTING | LED Downlight | MD6Z14-14 |  | Indoor | LED | Downlight Solid State Retrofit | 820 | 14 | 97.6 |  | 5000K | 83 | 25000 | Continuously Dimmable |  | 2016-08-29
Morris Products | MORRIS | Downlight | 72601 |  | Indoor | LED | Downlight Solid State Retrofit | 1200 | 15 | 83.6 |  | 5000K | 82 | 36000 | Non-Dimmable |  | 2016-06-13
Morris Products | MORRIS | Downlight | 72602 |  | Indoor | LED | Downlight Solid State Retrofit | 1100 | 15 | 75.4 |  | 3000K | 94 | 36000 | Non-Dimmable |  | 2016-06-13
Morris Products | MORRIS | Downlight | 72603 |  | Indoor | LED | Downlight Solid State Retrofit | 1100 | 15 | 76.8 |  | 4000/4100K | 97 | 36000 | Non-Dimmable |  | 2016-06-13
Morris Products | MORRIS | LED DOWNLIGHT RETROFIT | 72604 |  | Indoor | LED | Downlight Solid State Retrofit | 769 | 10.5 | 75.6 |  | 3000K | 92 | 36000 | Continuously Dimmable |  | 2016-06-13
Morris Products | MORRIS | LED DOWNLIGHT RETROFIT | 72605 |  | Indoor | LED | Downlight Solid State Retrofit | 791 | 10.5 | 76.8 |  | 4000/4100K | 93 | 36000 | Continuously Dimmable |  | 2016-06-13
Morris Products | MORRIS | LED DOWNLIGHT RETROFIT | 72607 |  | Indoor | LED | Downlight Solid State Retrofit | 769 | 10.5 | 75.6 |  | 3000K | 92 | 36000 | Continuously Dimmable |  | 2016-06-13
Morris Products | MORRIS | LED DOWNLIGHT RETROFIT | 72608 |  | Indoor | LED | Downlight Solid State Retrofit | 791 | 10.5 | 76.8 |  | 4000/4100K | 93 | 36000 | Continuously Dimmable |  | 2016-06-13
Morris Products | MORRIS | Downlight | 72609 |  | Indoor | LED | Downlight Solid State Retrofit | 1100 | 15 | 75.4 |  | 3000K | 94 | 36000 | Non-Dimmable |  | 2016-06-13
Morris Products | MORRIS | Downlight | 72610 |  | Indoor | LED | Downlight Solid State Retrofit | 1100 | 15 | 76.8 |  | 4000/4100K | 97 | 36000 | Non-Dimmable |  | 2016-06-13
Morris Products | MORRIS | Downlight | 72611 |  | Indoor | LED | Downlight Solid State Retrofit | 1200 | 15 | 83.6 |  | 5000K | 82 | 36000 | Non-Dimmable |  | 2016-06-13
M-Tech International Corporation | Lumiraâ„¢ LED Lighting | LM-6WW-12 | LM-6WW-12 | ,LM-6HW-12,4000K; ,LM-N630-12-VT, | Indoor | LED | Downlight Solid State Retrofit | 761 | 11.28 | 67.5 |  | 3000K | 82 | 52000 | Non-Dimmable |  | 2015-01-23
MW LED Inc. | MW LED | LED recessed downlight | MW-D04N01-D-27H | ,MW-D04N01-D-30H,CCT: 3000K; ,MW-D04N01-D-40H,CCT: 4000K,; ,MW-D04N01-D-50H,CCT: 5000K | Indoor | LED | Downlight Recessed | 500 | 9 | 80.9 |  | 2700K | 83 | 50000 | Continuously Dimmable |  | 2015-09-26
MW LED Inc. | MW LED | LED downlight retrofit | MW-D06M01-D-27E | ,MW-D06M01-D-30E,CCT 3000K; ,MW-D06M01-D-35E,CCT 3500K; ,MW-D06M01-D-40E,CCT 4000K; ,MW-D06M01-D-50E,CCT 5000K | Indoor | LED | Downlight Solid State Retrofit | 1000 | 14 | 74.1 |  | 2700K | 92 | 50000 | Continuously Dimmable,Damp Location Rated |  | 2015-09-30
MW LED Inc. | MW LED | LED Slim Downlight | MW-RP-4-10W(3000K) |  | Indoor | LED | Downlight Solid State Retrofit | 650 | 10 | 70.9 |  | 3000K | 83 | 35000 | Continuously Dimmable |  | 2016-08-31
MW LED Inc. | MW LED | LED Slim Downlight | MW-RP-4-10W(5000K) |  | Indoor | LED | Downlight Solid State Retrofit | 725 | 10 | 74.8 |  | 5000K | 81 | 35000 | Continuously Dimmable |  | 2016-08-31
National Specialty Lighting Ltd. | Magic Lite | LED Downlight | LV-DL8-25-NW |  | Indoor | LED | Downlight Solid State Retrofit | 720 | 8.9 | 81 |  | 4000/4100K | 80 | 25000 | Continuously Dimmable |  | 2016-04-17
National Specialty Lighting Ltd. | Magic Lite | LED Downlight | LV-DL8-25-WW |  | Indoor | LED | Downlight Solid State Retrofit | 690 | 8.9 | 78 |  | 3000K | 80 | 25000 | Continuously Dimmable |  | 2016-04-17
National Specialty Lighting Ltd. | Magic Lite | LED Downlight | LV-DL8-45-NW |  | Indoor | LED | Downlight Solid State Retrofit | 730 | 8.9 | 82 |  | 4000/4100K | 80 | 25000 | Continuously Dimmable |  | 2016-04-17
National Specialty Lighting Ltd. | Magic Lite | LED Downlight | LV-DL8-45-WW |  | Indoor | LED | Downlight Solid State Retrofit | 690 | 8.9 | 78 |  | 3000K | 80 | 25000 | Continuously Dimmable |  | 2016-04-17
National Specialty Lighting Ltd. | National Specialty Lighting | LED Downlight | LV-DL13-30-NW |  | Indoor | LED | Downlight Solid State Retrofit | 1120 | 12.2 | 92 |  | 4000/4100K | 80 | 25000 | Continuously Dimmable |  | 2016-04-08
National Specialty Lighting Ltd. | National Specialty Lighting | LED Downlight | LV-DL13-30-WW |  | Indoor | LED | Downlight Solid State Retrofit | 1060 | 12.2 | 87 |  | 3000K | 80 | 25000 | Continuously Dimmable |  | 2016-04-08
National Specialty Lighting Ltd. | National Specialty Lighting | LED Downlight | LV-DL13-60-NW |  | Indoor | LED | Downlight Solid State Retrofit | 1210 | 12.1 | 100 |  | 4000/4100K | 80 | 25000 | Continuously Dimmable |  | 2016-04-08
National Specialty Lighting Ltd. | National Specialty Lighting | LED Downlight | LV-DL13-60-WW |  | Indoor | LED | Downlight Solid State Retrofit | 1170 | 12 | 98 |  | 3000K | 80 | 25000 | Continuously Dimmable |  | 2016-04-08
National Specialty Lighting Ltd. | National Specialty Lighting | LED Downlight | LVLDL2C04-NW | LED Downlight,LVLDL-W-2C04-NW, | Indoor | LED | Downlight Solid State Retrofit | 560 | 8.2 | 68 |  | 4000/4100K | 80 | 25000 | Continuously Dimmable |  | 2016-04-17
National Specialty Lighting Ltd. | National Specialty Lighting | LED Downlight | LVLDL2C04-WW | LED Downlight,LVLDL-W-2C04-WW, | Indoor | LED | Downlight Solid State Retrofit | 530 | 8.2 | 65 |  | 3000K | 80 | 25000 | Continuously Dimmable |  | 2016-04-17
National Specialty Lighting Ltd. | National Specialty Lighting | LED Downlight | LVLDL2C06-NW | LED Downlight,LVLDL-W-2C06-NW, | Indoor | LED | Downlight Solid State Retrofit | 830 | 9.7 | 86 |  | 4000/4100K | 80 | 25000 | Continuously Dimmable |  | 2016-04-17
National Specialty Lighting Ltd. | National Specialty Lighting | LED Downlight | LVLDL2C06-WW | LED Downlight,LVLDL-W-2C06-WW, | Indoor | LED | Downlight Solid State Retrofit | 800 | 9.7 | 82 |  | 3000K | 80 | 25000 | Continuously Dimmable |  | 2016-04-17
National Specialty Lighting Ltd. | National Specialty Lighting | LED Downlight | LVLDL2C08-NW | LED Downlight,LVLDL-W-2C08-NW, | Indoor | LED | Downlight Solid State Retrofit | 1040 | 12.8 | 81 |  | 4000/4100K | 80 | 25000 | Continuously Dimmable |  | 2016-04-17
National Specialty Lighting Ltd. | National Specialty Lighting | LED Downlight | LVLDL2C08-WW | LED Downlight,LVLDL-W-2C08-WW, | Indoor | LED | Downlight Solid State Retrofit | 980 | 12.8 | 77 |  | 3000K | 80 | 25000 | Continuously Dimmable |  | 2016-04-17
National Specialty Lighting Ltd. | National Specialty Lighting | LED Downlight | LVLDL2C10-NW | LED Downlight,LVLDL-W-2C10-NW, | Indoor | LED | Downlight Solid State Retrofit | 1260 | 18.7 | 67 |  | 4000/4100K | 80 | 25000 | Continuously Dimmable |  | 2016-04-17
National Specialty Lighting Ltd. | National Specialty Lighting | LED Downlight | LVLDL2C10-WW | LED Downlight,LVLDL-W-2C10-WW, | Indoor | LED | Downlight Solid State Retrofit | 1210 | 18.8 | 64 |  | 3000K | 80 | 25000 | Continuously Dimmable |  | 2016-04-17
National Specialty Lighting Ltd. | NSL | LED Recessed Downlight | LVLDL-04-27-WH-R-L | ,LVLDL-04-27-BK-R-L,CCT: 2700K Paint Color: Black; ,LVLDL-04-27-RB-R-L,CCT: 2700K Paint Color: Rubbed Oil Bronze; ,LVLDL-04-27-SN-R-L,CCT: 2700K Paint Color: Satin Nickel; ,LVLDL-04-30-BK-R-L,CCT: 3000K Paint Color: Black; ,LVLDL-04-30-RB-R-L,CCT: 3000K Paint Color: Rubbed Oil Bronze; ,LVLDL-04-30-SN-R-L,CCT: 3000K Paint Color: Satin Nickel; ,LVLDL-04-30-WH-R-L,CCT: 3000K Paint Color: White; ,LVLDL-04-40-BK-R-L,CCT: 4000K Paint Color: Black; ,LVLDL-04-40-RB-R-L,CCT: 4000K Paint Color: Rubbed Oil Bronze; ,LVLDL-04-40-SN-R-L,CCT: 4000K Paint Color: Satin Nickel; ,LVLDL-04-40-WH-R-L,CCT: 4000K Paint Color: White; ,LVLDL-04-50-BK-R-L,CCT: 5000K Paint Color: Black; ,LVLDL-04-50-RB-R-L,CCT: 5000K Paint Color: Rubbed Oil Bronze; ,LVLDL-04-50-SN-R-L,CCT: 5000K Paint Color: Satin Nickel; ,LVLDL-04-50-WH-R-L,CCT: 5000K Paint Color: White | Indoor/Outdoor | LED | Downlight Recessed | 585 | 9 | 73.3 |  | 2700K | 80 | 35000 | Continuously Dimmable |  | 2016-09-19
National Specialty Lighting Ltd. | NSL | LED Recessed Downlight | LVLDL-06-27-WH-R-L | ,LVLDL-06-27-BK-R-L,CCT: 2700K Paint Color: Black; ,LVLDL-06-27-RB-R-L,CCT: 2700K Paint Color: Rubbed Oil Bronze; ,LVLDL-06-27-SN-R-L,CCT: 2700K Paint Color: Satin Nickel; ,LVLDL-06-30-BK-R-L,CCT: 3000K Paint Color: Black; ,LVLDL-06-30-RB-R-L,CCT: 3000K Paint Color: Rubbed Oil Bronze; ,LVLDL-06-30-SN-R-L,CCT: 3000K Paint Color: Satin Nickel; ,LVLDL-06-30-WH-R-L,CCT: 3000K Paint Color: White; ,LVLDL-06-40-BK-R-L,CCT: 4000K Paint Color: Black; ,LVLDL-06-40-RB-R-L,CCT: 4000K Paint Color: Rubbed Oil Bronze; ,LVLDL-06-40-SN-R-L,CCT: 4000K Paint Color: Satin Nickel; ,LVLDL-06-40-WH-R-L,CCT: 4000K Paint Color: White; ,LVLDL-06-50-BK-R-L,CCT: 5000K Paint Color: Black; ,LVLDL-06-50-RB-R-L,CCT: 5000K Paint Color: Rubbed Oil Bronze; ,LVLDL-06-50-SN-R-L,CCT: 5000K Paint Color: Satin Nickel; ,LVLDL-06-50-WH-R-L,CCT: 5000K Paint Color: White | Indoor/Outdoor | LED | Downlight Recessed | 780 | 12 | 83.3 |  | 2700K | 81 | 35000 | Continuously Dimmable |  | 2016-09-19
NDR Electric | NDR Electric | Razor 4" 9W 2700K | RZR-400-9W-27K-XX | Razor 4" 9W 2700K,RZR-400-9W-27K-XX,; Razor 4" 9W 3000K,RZR-400-9W-3K-XX,; Razor 4" 9W 4000K,RZR-400-9W-4K-XX,; Razor 4" 9W 5000K,RZR-400-9W-5K-XX, | Indoor/Outdoor | LED | Downlight Recessed | 650 | 9 | 73.3 |  | 2700K | 80 | 54000 | Continuously Dimmable,Outdoor Rated,Wet Location Rated |  | 2016-01-08
NDR Electric | NDR Electric | Razor 6" 12W 2700K | RZR-600-12W-27K-XX | Razor 6" 12W 2700K,RZR-600-12W-27K-XX,; Razor 6" 12W 3000K,RZR-600-12W-3K-XX,; Razor 6" 12W 4000K,RZR-600-12W-4K-XX,; Razor 6" 12W 5000K,RZR-600-12W-5K-XX, | Indoor/Outdoor | LED | Downlight Recessed | 950 | 12 | 83.3 |  | 2700K | 81 | 54000 | Continuously Dimmable,Outdoor Rated,Wet Location Rated |  | 2016-01-08
Nicor Inc. | NICOR | LED Downlight | ADL6-10&&-UNV with ADL6-10&&-MDL-#K-$$ | ,,(# represents 3,4,5 for CCT. 3K is for 3000K, 4K is for 4000K, 5K is for 5000K. $$ represents A-Z for distinction of trim finishes. && represents 0-9 for different packages.) | Indoor/Outdoor | LED | Downlight Recessed | 3388 | 55 | 62.6 |  | 5000K | 84 | 50000 | Continuously Dimmable |  | 2016-01-20
Nicor Inc. | NICOR | LED Downlight | ADL8-1040-UNV with ADL8-1040-MDL-#K-$$ | ,,Where # represents 3,4,5,which is used for distinction of different color temperatures, 3K is for 3000K, 4K is for 4000K, 5K is for 5000K, Where $$ represents letter A-Z which are used for distinction of trim finishes. | Indoor | LED | Downlight Recessed | 3032 | 43 | 71.9 |  | 3000K | 85 | 50000 | Continuously Dimmable | Where # represents 3,4,5,which is used for distinction of different color temperatures, 3K is for 3000K, 4K is for 4000K, 5K is for 5000K, Where $$ represents letter A-Z which are used for distinction of trim finishes. | 2016-02-19
Nicor Inc. | NICOR | LED Downlight | ADL8-1040-UNV with ADL8-1040-MDL-#K-$$ | ,,Where # represents 3,4,5,which is used for distinction of different color temperatures, 3K is for 3000K, 4K is for 4000K, 5K is for 5000K, Where $$ represents letter A-Z which are used for distinction of trim finishes. | Indoor | LED | Downlight Recessed | 3093 | 43 | 73.5 |  | 4000/4100K | 84 | 50000 | Continuously Dimmable | Where # represents 3,4,5,which is used for distinction of different color temperatures, 3K is for 3000K, 4K is for 4000K, 5K is for 5000K, Where $$ represents letter A-Z which are used for distinction of trim finishes. | 2016-02-19
Nicor Inc. | NICOR | LED Downlight | ADL8-1040-UNV with ADL8-1040-MDL-#K-$$ | ,,Where # represents 3,4,5,which is used for distinction of different color temperatures, 3K is for 3000K, 4K is for 4000K, 5K is for 5000K, Where $$ represents letter A-Z which are used for distinction of trim finishes. | Indoor | LED | Downlight Recessed | 3093 | 43 | 73.5 |  | 5000K | 84 | 50000 | Continuously Dimmable | Where # represents 3,4,5,which is used for distinction of different color temperatures, 3K is for 3000K, 4K is for 4000K, 5K is for 5000K, Where $$ represents letter A-Z which are used for distinction of trim finishes. | 2016-02-19
Nicor Inc. | NICOR | LED Downlight | ADL8-1048-UNV with ADL8-1048-MDL-#K-$$ | ,,Where # represents 3,4,5,which is used for distinction of different color temperatures, 3K is for 3000K, 4K is for 4000K, 5K is for 5000K, Where $$ represents letter A-Z which are used for distinction of trim finishes. | Indoor | LED | Downlight Recessed | 3561 | 50 | 71.4 |  | 3000K | 84 | 50000 | Continuously Dimmable | Where # represents 3,4,5,which is used for distinction of different color temperatures, 3K is for 3000K, 4K is for 4000K, 5K is for 5000K, Where $$ represents letter A-Z which are used for distinction of trim finishes. | 2016-02-19
Nicor Inc. | NICOR | LED Downlight | ADL8-1048-UNV with ADL8-1048-MDL-#K-$$ | ,,Where # represents 3,4,5,which is used for distinction of different color temperatures, 3K is for 3000K, 4K is for 4000K, 5K is for 5000K, Where $$ represents letter A-Z which are used for distinction of trim finishes. | Indoor | LED | Downlight Recessed | 3642 | 50 | 72.9 |  | 4000/4100K | 84 | 50000 | Continuously Dimmable | Where # represents 3,4,5,which is used for distinction of different color temperatures, 3K is for 3000K, 4K is for 4000K, 5K is for 5000K, Where $$ represents letter A-Z which are used for distinction of trim finishes. | 2016-02-19
Nicor Inc. | NICOR | LED Downlight | ADL8-1048-UNV with ADL8-1048-MDL-#K-$$ | ,,Where # represents 3,4,5,which is used for distinction of different color temperatures, 3K is for 3000K, 4K is for 4000K, 5K is for 5000K, Where $$ represents letter A-Z which are used for distinction of trim finishes. | Indoor | LED | Downlight Recessed | 3642 | 50 | 72.9 |  | 5000K | 84 | 50000 | Continuously Dimmable | Where # represents 3,4,5,which is used for distinction of different color temperatures, 3K is for 3000K, 4K is for 4000K, 5K is for 5000K, Where $$ represents letter A-Z which are used for distinction of trim finishes. | 2016-02-19
Nicor Inc. | NICOR | LED Downlight | ADL8-10&&-UNV with ADL8-10&&-MDL-#K-$$ | ,,(# represents 3,4,5 for CCT. 3K is for 3000K, 4K is for 4000K, 5K is for 5000K. $$ represents A-Z for distinction of trim finishes. && represents 0-9 for different packages.) | Indoor | LED | Downlight Recessed | 3625 | 55 | 66.4 |  | 4000/4100K,3000K,5000K | 84 | 50000 | Continuously Dimmable |  | 2016-01-20
Nicor Inc. | NICOR | LED Downlight | DLQ5-MA-10-120-#K-$$ | ,,Where # represents 2,3,4,5,which is used for distinction of different color temperatures, 2K is for 2700K, 3K is for 3000K, 4K is for 4000K, 5K is for 5000K, Where $$ represents letter A-Z which are used for distinction of trim finishes. | Indoor | LED | Downlight Recessed | 1140 | 16 | 71.6 |  | 2700K | 87 | 35000 | Continuously Dimmable | Where # represents 2,3,4,5,which is used for distinction of different color temperatures, 2K is for 2700K, 3K is for 3000K, 4K is for 4000K, 5K is for 5000K, Where $$ represents letter A-Z which are used for distinction of trim finishes. | 2016-02-19
Nicor Inc. | NICOR | LED Downlight | DLQ5-MA-10-120-#K-$$ | ,,Where # represents 2,3,4,5,which is used for distinction of different color temperatures, 2K is for 2700K, 3K is for 3000K, 4K is for 4000K, 5K is for 5000K, Where $$ represents letter A-Z which are used for distinction of trim finishes. | Indoor | LED | Downlight Recessed | 1140 | 16 | 71.6 |  | 3000K | 87 | 35000 | Continuously Dimmable | Where # represents 2,3,4,5,which is used for distinction of different color temperatures, 2K is for 2700K, 3K is for 3000K, 4K is for 4000K, 5K is for 5000K, Where $$ represents letter A-Z which are used for distinction of trim finishes. | 2016-02-19
Nicor Inc. | NICOR | LED Downlight | DLQ5-MA-10-120-#K-$$ | ,,Where # represents 2,3,4,5,which is used for distinction of different color temperatures, 2K is for 2700K, 3K is for 3000K, 4K is for 4000K, 5K is for 5000K, Where $$ represents letter A-Z which are used for distinction of trim finishes. | Indoor | LED | Downlight Recessed | 1140 | 16 | 71.6 |  | 4000/4100K | 87 | 35000 | Continuously Dimmable | Where # represents 2,3,4,5,which is used for distinction of different color temperatures, 2K is for 2700K, 3K is for 3000K, 4K is for 4000K, 5K is for 5000K, Where $$ represents letter A-Z which are used for distinction of trim finishes. | 2016-02-19
Nicor Inc. | NICOR | LED Downlight | DLQ5-MA-10-120-#K-$$ | ,,Where # represents 2,3,4,5,which is used for distinction of different color temperatures, 2K is for 2700K, 3K is for 3000K, 4K is for 4000K, 5K is for 5000K, Where $$ represents letter A-Z which are used for distinction of trim finishes. | Indoor | LED | Downlight Recessed | 1140 | 16 | 71.6 |  | 5000K | 87 | 35000 | Continuously Dimmable | Where # represents 2,3,4,5,which is used for distinction of different color temperatures, 2K is for 2700K, 3K is for 3000K, 4K is for 4000K, 5K is for 5000K, Where $$ represents letter A-Z which are used for distinction of trim finishes. | 2016-02-19
Nicor Inc. | NICOR | LED Downlight | DLR3-10-120-#K-$$-XX | ,,(# represents 2,3,4,5 for CCT. 2 is for 2700K, 3 for 3000K, 4 for 4000K, 5 for 5000K. $$ represents A-Z for distinction of trim finishes. XX could be "BF" or blank, and represents with or without baffle decoration.) | Indoor | LED | Downlight Recessed | 558 | 12 | 72 |  | 2700K | 87 | 45000 | Continuously Dimmable |  | 2016-01-22
Nicor Inc. | NICOR | LED Downlight | DLR3-10-120-#K-$$-XX | ,,(# represents 2,3,4,5 for CCT. 2 is for 2700K, 3 for 3000K, 4 for 4000K, 5 for 5000K. $$ represents A-Z for distinction of trim finishes. XX could be "BF" or blank, and represents with or without baffle decoration.) | Indoor | LED | Downlight Recessed | 629 | 12 | 77.9 |  | 3000K | 83 | 45000 | Continuously Dimmable |  | 2016-01-22
Nicor Inc. | NICOR | LED Downlight | DLR3-10-120-#K-$$-XX | ,,(# represents 2,3,4,5 for CCT. 2 is for 2700K, 3 for 3000K, 4 for 4000K, 5 for 5000K. $$ represents A-Z for distinction of trim finishes. XX could be "BF" or blank, and represents with or without baffle decoration.) | Indoor | LED | Downlight Recessed | 558 | 12 | 72 |  | 4000/4100K | 87 | 45000 | Continuously Dimmable |  | 2016-01-22
Nicor Inc. | NICOR | LED Downlight | DLR3-10-120-#K-$$-XX | ,,(# represents 2,3,4,5 for CCT. 2 is for 2700K, 3 for 3000K, 4 for 4000K, 5 for 5000K. $$ represents A-Z for distinction of trim finishes. XX could be "BF" or blank, and represents with or without baffle decoration.) | Indoor | LED | Downlight Recessed | 558 | 12 | 72 |  | 5000K | 87 | 45000 | Continuously Dimmable |  | 2016-01-22
Nicor Inc. | NICOR | LED Downlight | DQR3-10-120-#K-$$-XX | ,,(# represents 2,3,4,5 for CCT. 2 is for 2700K, 3 for 3000K, 4 for 4000K, 5 for 5000K. $$ represents A-Z for distinction of trim finishes. XX could be "BF" or blank, and represents with or without baffle decoration.) | Indoor | LED | Downlight Recessed | 499 | 10 | 63.2 |  | 4000/4100K,3000K,5000K | 82 | 45000 | Continuously Dimmable |  | 2016-01-22
Nicor Inc. | NICOR | LED Downlight | DQR5-10-120-#K-$$-XX | ,,(# represents 2,3,4,5 for CCT. 2 is for 2700K, 3 for 3000K, 4 for 4000K, 5 for 5000K. $$ represents A-Z for distinction of trim finishes. XX could be "BF" or blank, and represents with or without baffle decoration.) | Indoor/Outdoor | LED | Downlight Recessed | 1103 | 15 | 75.6 |  | 2700K | 86 | 35000 | Continuously Dimmable |  | 2016-01-21
Nicor Inc. | NICOR | LED Downlight | DQR5-10-120-#K-$$-XX | ,,(# represents 2,3,4,5 for CCT. 2 is for 2700K, 3 for 3000K, 4 for 4000K, 5 for 5000K. $$ represents A-Z for distinction of trim finishes. XX could be "BF" or blank, and represents with or without baffle decoration.) | Indoor/Outdoor | LED | Downlight Recessed | 1103 | 15 | 75.6 |  | 3000K | 86 | 35000 | Continuously Dimmable |  | 2016-01-21
Nicor Inc. | NICOR | LED Downlight | DQR5-10-120-#K-$$-XX | ,,(# represents 2,3,4,5 for CCT. 2 is for 2700K, 3 for 3000K, 4 for 4000K, 5 for 5000K. $$ represents A-Z for distinction of trim finishes. XX could be "BF" or blank, and represents with or without baffle decoration.) | Indoor/Outdoor | LED | Downlight Recessed | 1103 | 15 | 75.6 |  | 4000/4100K | 86 | 35000 | Continuously Dimmable |  | 2016-01-21
Nicor Inc. | NICOR | LED Downlight | DQR5-10-120-#K-$$-XX | ,,(# represents 2,3,4,5 for CCT. 2 is for 2700K, 3 for 3000K, 4 for 4000K, 5 for 5000K. $$ represents A-Z for distinction of trim finishes. XX could be "BF" or blank, and represents with or without baffle decoration.) | Indoor/Outdoor | LED | Downlight Recessed | 1103 | 15 | 75.6 |  | 5000K | 86 | 35000 | Continuously Dimmable |  | 2016-01-21
Nicor Inc. | NICOR | LED Downlight | DQR6-10-120-#K-$$-XX | ,,(# represents 2,3,4,5 for CCT. 2 is for 2700K, 3 for 3000K, 4 for 4000K, 5 for 5000K. $$ represents A-Z for distinction of trim finishes. XX could be "BF" or blank, and represents with or without baffle decoration.) | Indoor | LED | Downlight Recessed | 1189 | 15 | 82.1 |  | 2700K | 86 | 35000 | Continuously Dimmable |  | 2016-01-21
Nicor Inc. | NICOR | LED Downlight | DQR6-10-120-#K-$$-XX | ,,(# represents 2,3,4,5 for CCT. 2 is for 2700K, 3 for 3000K, 4 for 4000K, 5 for 5000K. $$ represents A-Z for distinction of trim finishes. XX could be "BF" or blank, and represents with or without baffle decoration.) | Indoor | LED | Downlight Recessed | 1189 | 15 | 82.1 |  | 3000K | 86 | 35000 | Continuously Dimmable |  | 2016-01-21
Nicor Inc. | NICOR | LED Downlight | DQR6-10-120-#K-$$-XX | ,,(# represents 2,3,4,5 for CCT. 2 is for 2700K, 3 for 3000K, 4 for 4000K, 5 for 5000K. $$ represents A-Z for distinction of trim finishes. XX could be "BF" or blank, and represents with or without baffle decoration.) | Indoor | LED | Downlight Recessed | 1189 | 15 | 82.1 |  | 4000/4100K | 86 | 35000 | Continuously Dimmable |  | 2016-01-21
Nicor Inc. | NICOR | LED Downlight | DQR6-10-120-#K-$$-XX | ,,(# represents 2,3,4,5 for CCT. 2 is for 2700K, 3 for 3000K, 4 for 4000K, 5 for 5000K. $$ represents A-Z for distinction of trim finishes. XX could be "BF" or blank, and represents with or without baffle decoration.) | Indoor | LED | Downlight Recessed | 1189 | 15 | 82.1 |  | 5000K | 86 | 35000 | Continuously Dimmable |  | 2016-01-21
Nicor Inc. | NICOR LED | 6" Commercial LED Down Light | CDL6-220-UNV-27K-XX | ,CDL6-220-UNV-30K-XX,; ,CDL6-220-UNV-35K-XX,; ,CDL6-220-UNV-40K-XX,; ,CDL6-220-UNV-50K-XX,; ,CDL8-220-UNV-27K-XX,; ,CDL8-220-UNV-30K-XX,; ,CDL8-220-UNV-35K-XX,; ,CDL8-220-UNV-40K-XX,; ,CDL8-220-UNV-50K-XX,; 6" Commercial LED Down Light,CDL6-220-UNV-27K-XX, | Indoor | LED | Downlight Recessed | 1565 | 22.4 | 69.8 |  | 2700K | 90 | 50000 | 0-10V Dimming |  | 2015-11-03
Nicor Inc. | NICOR LED | 6" Commercial LED Down Light | CDL6-230-UNV-27K-XX | ,CDL6-230-UNV-30K-XX,; ,CDL6-230-UNV-35K-XX,; ,CDL6-230-UNV-40K-XX,; ,CDL6-230-UNV-50K-XX,; ,CDL8-230-UNV-27K-XX,; ,CDL8-230-UNV-30K-XX,; ,CDL8-230-UNV-35K-XX,; ,CDL8-230-UNV-40K-XX,; ,CDL8-230-UNV-50K-XX,; 6" Commercial LED Down Light,CDL6-230-UNV-27K-XX, | Indoor | LED | Downlight Recessed | 2298 | 35.6 | 64.5 |  | 2700K | 90 | 50000 | 0-10V Dimming |  | 2015-11-03
Nicor Inc. | NICOR LED | 6" Commercial LED Down Light | CDL6-240-UNV-27K-XX | ,CDL6-240-UNV-30K-XX,; ,CDL6-240-UNV-35K-XX,; ,CDL6-240-UNV-40K-XX,; ,CDL6-240-UNV-50K-XX,; ,CDL8-240-UNV-27K-XX,; ,CDL8-240-UNV-30K-XX,; ,CDL8-240-UNV-35K-XX,; ,CDL8-240-UNV-40K-XX,; ,CDL8-240-UNV-50K-XX,; 6" Commercial LED Down Light,CDL6-240-UNV-27K-XX, | Indoor | LED | Downlight Recessed | 2835 | 50 | 56.8 |  | 2700K | 90 | 50000 | 0-10V Dimming |  | 2015-11-03
Nicor Inc. | NICOR LED | 4" LED Downlight Retrofit | DLR4-3006-120-2K-XX | ,DLR4-3006-120-3K-XX,; ,DLR4-3006-120-4K-XX,; ,DLR4-3006-120-5K-XX,; 4" LED Downlight Retrofit,DLR4-3006-120-2K-XX, | Indoor | LED | Downlight Solid State Retrofit | 662 | 10.1 | 65.6 |  | 2700K | 93 | 36000 | Continuously Dimmable |  | 2015-11-19
Nicor Inc. | NICOR LED | 4" Retractable Downlight | DLR4-R-10-120-2K-XX | ,DLR4-R-10-120-3K-XX,; ,DLR4-R-10-120-4K-XX, | Indoor | LED | Downlight Recessed | 600 | 9 | 70.4 |  | 2700K | 92 | 36000 | Continuously Dimmable |  | 2016-07-27
Nicor Inc. | NICOR LED | 5/6" LED Downlight Retrofit | DLR56-3008-120-2K-XX |  | Indoor | LED | Downlight Solid State Retrofit | 855 | 12.5 | 69.2 |  | 2700K | 94 | 36000 | Continuously Dimmable |  | 2016-01-22
Nicor Inc. | NICOR LED | 5/6" LED Downlight Retrofit | DLR56-3008-120-3K-XX | ,DLR56-3008-120-4K-XX,; ,DLR56-3008-120-5K-XX,; 5/6" LED Downlight Retrofit,DLR56-3008-120-3K-XX, | Indoor | LED | Downlight Solid State Retrofit | 770 | 12.5 | 61.8 |  | 3000K | 91 | 36000 | Continuously Dimmable |  | 2015-11-04
Nicor Inc. | NICOR LED | 5/6" LED Downlight Retrofit | DLR56-3012-120-2K-XX | ,DLR56-3012-120-3K-XX,; ,DLR56-3012-120-4K-XX,; ,DLR56-3012-120-5K-XX, | Indoor | LED | Downlight Solid State Retrofit | 1174 | 18 | 65.1 |  | 2700K | 94 | 36000 | Continuously Dimmable |  | 2016-03-01
Nicor Inc. | NICOR LED | 5/6" Recessed LED Downlight Retrofit | DLR56-SD-1007-WH-BF |  | Indoor | LED | Downlight Solid State Retrofit | 767 | 12.26 | 62.6 |  | 3000K | 96 | 60000 | Continuously Dimmable |  | 2016-10-10
Nicor Inc. | NICOR LED | 4" Surface Mount LED Downlight | DLS4-2006-120-2K-WH | ,DLS4-2006-120-3K-WH,; ,DLS4-2006-120-4K-WH, | Indoor | LED | Downlight Solid State Retrofit | 600 | 10 | 67 |  | 2700K | 94 | 60000 | Continuously Dimmable |  | 2016-10-10
Nicor Inc. | NICOR LED | 5/6" Surface Mount LED Downlight | DLS56-2009-120-2K-WH | ,DLS56-2009-120-3K-WH,; ,DLS56-2009-120-4K-WH, | Indoor | LED | Downlight Solid State Retrofit | 900 | 15 | 66.6 |  | 2700K | 95 | 60000 | Continuously Dimmable |  | 2016-10-10
Nicor Inc. | NICOR LED | 5/6" Surface Mount LED Downlight | DLS56-2012-120-2K-WH | ,DLS56-2012-120-3K-WH,; ,DLS56-2012-120-4K-WH, | Indoor | LED | Downlight Solid State Retrofit | 1200 | 17.09 | 73.7 |  | 2700K | 94 | 60000 | Continuously Dimmable |  | 2016-10-10
Nicor Inc. | NICOR LED | 5â€ LED Square Retrofit Downlight | DQR5-10-120-2K-WH-XX |  | Indoor | LED | Downlight Solid State Retrofit | 966 | 16 | 60.7 |  | 2700K | 91 | 36000 | 0-10V Dimming |  | 2016-05-09
Nicor Inc. | NICOR LED | 6â€ LED Square Retrofit Downlight | DQR6-10-120-2K-WH-XX | ,DQR6-10-120-3K-WH-XX,; ,DQR6-10-120-4K-WH-XX, | Indoor | LED | Downlight Solid State Retrofit | 976 | 15.6 | 62.7 |  | 2700K | 91 | 36000 | 0-10V Dimming |  | 2016-05-09
Nicor Inc. | NICOR | LED Downlight | ADL4-1015-UNV with ADL4-1015-MDL-#K-$$ | ,,Where # represents 3,4,5,which is used for distinction of different color temperatures, 3K is for 3000K, 4K is for 4000K, 5K is for 5000K, Where $$ represents letter A-Z which are used for distinction of trim finishes. | Indoor | LED | Downlight Recessed | 1079 | 17 | 66.2 |  | 3000K | 82 | 35000 | Continuously Dimmable | Where # represents 3,4,5,which is used for distinction of different color temperatures, 3K is for 3000K, 4K is for 4000K, 5K is for 5000K, Where $$ represents letter A-Z which are used for distinction of trim finishes. | 2016-02-19
Nicor Inc. | NICOR | LED Downlight | ADL4-1015-UNV with ADL4-1015-MDL-#K-$$ | ,,Where # represents 3,4,5,which is used for distinction of different color temperatures, 3K is for 3000K, 4K is for 4000K, 5K is for 5000K, Where $$ represents letter A-Z which are used for distinction of trim finishes. | Indoor | LED | Downlight Recessed | 1119 | 17 | 67.2 |  | 4000/4100K | 84 | 35000 | Continuously Dimmable | Where # represents 3,4,5,which is used for distinction of different color temperatures, 3K is for 3000K, 4K is for 4000K, 5K is for 5000K, Where $$ represents letter A-Z which are used for distinction of trim finishes. | 2016-02-19
Nicor Inc. | NICOR | LED Downlight | ADL4-1015-UNV with ADL4-1015-MDL-#K-$$ | ,,Where # represents 3,4,5,which is used for distinction of different color temperatures, 3K is for 3000K, 4K is for 4000K, 5K is for 5000K, Where $$ represents letter A-Z which are used for distinction of trim finishes. | Indoor | LED | Downlight Recessed | 1119 | 17 | 67.2 |  | 5000K | 84 | 35000 | Continuously Dimmable | Where # represents 3,4,5,which is used for distinction of different color temperatures, 3K is for 3000K, 4K is for 4000K, 5K is for 5000K, Where $$ represents letter A-Z which are used for distinction of trim finishes. | 2016-02-19
Nicor Inc. | NICOR | LED Downlight | ADL4-1021-UNV with ADL4-1021-MDL-#K-$$ | ,,Where # represents 3,4,5,which is used for distinction of different color temperatures, 3K is for 3000K, 4K is for 4000K, 5K is for 5000K, Where $$ represents letter A-Z which are used for distinction of trim finishes. | Indoor | LED | Downlight Recessed | 1538 | 23 | 67.5 |  | 3000K | 82 | 35000 | Continuously Dimmable | Where # represents 3,4,5,which is used for distinction of different color temperatures, 3K is for 3000K, 4K is for 4000K, 5K is for 5000K, Where $$ represents letter A-Z which are used for distinction of trim finishes. | 2016-02-19
Nicor Inc. | NICOR | LED Downlight | ADL4-1021-UNV with ADL4-1021-MDL-#K-$$ | ,,Where # represents 3,4,5,which is used for distinction of different color temperatures, 3K is for 3000K, 4K is for 4000K, 5K is for 5000K, Where $$ represents letter A-Z which are used for distinction of trim finishes. | Indoor | LED | Downlight Recessed | 1587 | 23 | 69.1 |  | 4000/4100K | 84 | 35000 | Continuously Dimmable | Where # represents 3,4,5,which is used for distinction of different color temperatures, 3K is for 3000K, 4K is for 4000K, 5K is for 5000K, Where $$ represents letter A-Z which are used for distinction of trim finishes. | 2016-02-19
Nicor Inc. | NICOR | LED Downlight | ADL4-1021-UNV with ADL4-1021-MDL-#K-$$ | ,,Where # represents 3,4,5,which is used for distinction of different color temperatures, 3K is for 3000K, 4K is for 4000K, 5K is for 5000K, Where $$ represents letter A-Z which are used for distinction of trim finishes. | Indoor | LED | Downlight Recessed | 1587 | 23 | 69.1 |  | 5000K | 84 | 35000 | Continuously Dimmable | Where # represents 3,4,5,which is used for distinction of different color temperatures, 3K is for 3000K, 4K is for 4000K, 5K is for 5000K, Where $$ represents letter A-Z which are used for distinction of trim finishes. | 2016-02-19
Nicor Inc. | NICOR | LED Downlight | ADL4-10&&-UNV with ADL4-10&&-MDL-#K-$$ | ,,(# represents 3,4,5 for CCT. 3K is for 3000K, 4K is for 4000K, 5K is for 5000K. $$ represents A-Z for distinction of trim finishes. && represents 0-9 for different packages.) | Indoor/Outdoor | LED | Downlight Recessed | 1725 | 28 | 64.2 |  | 3000K | 86 | 36000 | Continuously Dimmable |  | 2016-01-20
Nicor Inc. | NICOR | LED Downlight | ADL4-10&&-UNV with ADL4-10&&-MDL-#K-$$ | ,,(# represents 3,4,5 for CCT. 3K is for 3000K, 4K is for 4000K, 5K is for 5000K. $$ represents A-Z for distinction of trim finishes. && represents 0-9 for different packages.) | Indoor/Outdoor | LED | Downlight Recessed | 1725 | 28 | 64.2 |  | 4000/4100K | 86 | 36000 | Continuously Dimmable |  | 2016-01-20
Nicor Inc. | NICOR | LED Downlight | ADL4-10&&-UNV with ADL4-10&&-MDL-#K-$$ | ,,(# represents 3,4,5 for CCT. 3K is for 3000K, 4K is for 4000K, 5K is for 5000K. $$ represents A-Z for distinction of trim finishes. && represents 0-9 for different packages.) | Indoor/Outdoor | LED | Downlight Recessed | 1725 | 28 | 64.2 |  | 5000K | 86 | 36000 | Continuously Dimmable |  | 2016-01-20
Nicor Inc. | NICOR | LED Downlight | ADL6-1028-UNV with ADL6-1028-MDL-#K-$$ | ,,Where # represents 3,4,5,which is used for distinction of different color temperatures, 3K is for 3000K, 4K is for 4000K, 5K is for 5000K, Where $$ represents letter A-Z which are used for distinction of trim finishes. | Indoor | LED | Downlight Recessed | 2159 | 32 | 69.5 |  | 3000K | 85 | 50000 | Continuously Dimmable | Where # represents 3,4,5,which is used for distinction of different color temperatures, 3K is for 3000K, 4K is for 4000K, 5K is for 5000K, Where $$ represents letter A-Z which are used for distinction of trim finishes. | 2016-02-19
Nicor Inc. | NICOR | LED Downlight | ADL6-1028-UNV with ADL6-1028-MDL-#K-$$ | ,,Where # represents 3,4,5,which is used for distinction of different color temperatures, 3K is for 3000K, 4K is for 4000K, 5K is for 5000K, Where $$ represents letter A-Z which are used for distinction of trim finishes. | Indoor | LED | Downlight Recessed | 2206 | 32 | 71 |  | 4000/4100K | 83 | 50000 | Continuously Dimmable | Where # represents 3,4,5,which is used for distinction of different color temperatures, 3K is for 3000K, 4K is for 4000K, 5K is for 5000K, Where $$ represents letter A-Z which are used for distinction of trim finishes. | 2016-02-19
Nicor Inc. | NICOR | LED Downlight | ADL6-1028-UNV with ADL6-1028-MDL-#K-$$ | ,,Where # represents 3,4,5,which is used for distinction of different color temperatures, 3K is for 3000K, 4K is for 4000K, 5K is for 5000K, Where $$ represents letter A-Z which are used for distinction of trim finishes. | Indoor | LED | Downlight Recessed | 2206 | 32 | 71 |  | 5000K | 83 | 50000 | Continuously Dimmable | Where # represents 3,4,5,which is used for distinction of different color temperatures, 3K is for 3000K, 4K is for 4000K, 5K is for 5000K, Where $$ represents letter A-Z which are used for distinction of trim finishes. | 2016-02-19
Nicor Inc. | NICOR | LED Downlight | ADL6-1040-UNV with ADL6-1040-MDL-#K-$$ | ,,Where # represents 3,4,5,which is used for distinction of different color temperatures, 3K is for 3000K, 4K is for 4000K, 5K is for 5000K, Where $$ represents letter A-Z which are used for distinction of trim finishes. | Indoor | LED | Downlight Recessed | 2982 | 42 | 72.6 |  | 5000K | 83 | 50000 | Continuously Dimmable | Where # represents 3,4,5,which is used for distinction of different color temperatures, 3K is for 3000K, 4K is for 4000K, 5K is for 5000K, Where $$ represents letter A-Z which are used for distinction of trim finishes. | 2016-02-19
Nicor Inc. | NICOR | LED Downlight | ADL6-1040-UNV with ADL6-1040-MDL-#K-$$ | ,,Where # represents 3,4,5,which is used for distinction of different color temperatures, 3K is for 3000K, 4K is for 4000K, 5K is for 5000K, Where $$ represents letter A-Z which are used for distinction of trim finishes. | Indoor | LED | Downlight Recessed | 2924 | 42 | 70.7 |  | 3000K | 85 | 50000 | Continuously Dimmable | Where # represents 3,4,5,which is used for distinction of different color temperatures, 3K is for 3000K, 4K is for 4000K, 5K is for 5000K, Where $$ represents letter A-Z which are used for distinction of trim finishes. | 2016-02-19
Nicor Inc. | NICOR | LED Downlight | ADL6-1040-UNV with ADL6-1040-MDL-#K-$$ | ,,Where # represents 3,4,5,which is used for distinction of different color temperatures, 3K is for 3000K, 4K is for 4000K, 5K is for 5000K, Where $$ represents letter A-Z which are used for distinction of trim finishes. | Indoor | LED | Downlight Recessed | 2982 | 42 | 72.6 |  | 4000/4100K | 83 | 50000 | Continuously Dimmable | Where # represents 3,4,5,which is used for distinction of different color temperatures, 3K is for 3000K, 4K is for 4000K, 5K is for 5000K, Where $$ represents letter A-Z which are used for distinction of trim finishes. | 2016-02-19
Nicor Inc. | NICOR | LED Downlight | ADL6-1048-UNV with ADL6-1048-MDL-#K-$$ | ,,Where # represents 3,4,5,which is used for distinction of different color temperatures, 3K is for 3000K, 4K is for 4000K, 5K is for 5000K, Where $$ represents letter A-Z which are used for distinction of trim finishes. | Indoor | LED | Downlight Recessed | 3670 | 50 | 74.7 |  | 3000K | 85 | 50000 | Continuously Dimmable | Where # represents 3,4,5,which is used for distinction of different color temperatures, 3K is for 3000K, 4K is for 4000K, 5K is for 5000K, Where $$ represents letter A-Z which are used for distinction of trim finishes. | 2016-02-19
Nicor Inc. | NICOR | LED Downlight | ADL6-1048-UNV with ADL6-1048-MDL-#K-$$ | ,,Where # represents 3,4,5,which is used for distinction of different color temperatures, 3K is for 3000K, 4K is for 4000K, 5K is for 5000K, Where $$ represents letter A-Z which are used for distinction of trim finishes. | Indoor | LED | Downlight Recessed | 3771 | 50 | 76.2 |  | 4000/4100K | 83 | 50000 | Continuously Dimmable | Where # represents 3,4,5,which is used for distinction of different color temperatures, 3K is for 3000K, 4K is for 4000K, 5K is for 5000K, Where $$ represents letter A-Z which are used for distinction of trim finishes. | 2016-02-19
Nicor Inc. | NICOR | LED Downlight | ADL6-1048-UNV with ADL6-1048-MDL-#K-$$ | ,,Where # represents 3,4,5,which is used for distinction of different color temperatures, 3K is for 3000K, 4K is for 4000K, 5K is for 5000K, Where $$ represents letter A-Z which are used for distinction of trim finishes. | Indoor | LED | Downlight Recessed | 3771 | 50 | 76.2 |  | 5000K | 83 | 50000 | Continuously Dimmable | Where # represents 3,4,5,which is used for distinction of different color temperatures, 3K is for 3000K, 4K is for 4000K, 5K is for 5000K, Where $$ represents letter A-Z which are used for distinction of trim finishes. | 2016-02-19
Nicor Inc. | NICOR | LED Downlight | ADL6-10&&-UNV with ADL6-10&&-MDL-#K-$$ | ,,(# represents 3,4,5 for CCT. 3K is for 3000K, 4K is for 4000K, 5K is for 5000K. $$ represents A-Z for distinction of trim finishes. && represents 0-9 for different packages.) | Indoor/Outdoor | LED | Downlight Recessed | 3388 | 55 | 62.6 |  | 3000K | 84 | 50000 | Continuously Dimmable |  | 2016-01-20
Nicor Inc. | NICOR | LED Downlight | ADL6-10&&-UNV with ADL6-10&&-MDL-#K-$$ | ,,(# represents 3,4,5 for CCT. 3K is for 3000K, 4K is for 4000K, 5K is for 5000K. $$ represents A-Z for distinction of trim finishes. && represents 0-9 for different packages.) | Indoor/Outdoor | LED | Downlight Recessed | 3388 | 55 | 62.6 |  | 4000/4100K | 84 | 50000 | Continuously Dimmable |  | 2016-01-20
NINGBO YUSING LIGHTING CO.,LTD | YUSING | AL672 | AL672 |  | Indoor/Outdoor | LED | Downlight Recessed | 573 | 9.7 | 59.1 |  | 3000K | 86 | 54000 | Non-Dimmable |  | 2016-04-08
NINGBO YUSING LIGHTING CO.,LTD | YUSING | AL673 | AL673 |  | Indoor/Outdoor | LED | Downlight Recessed | 820 | 13.4 | 61.2 |  | 3000K | 85 | 54000 | Non-Dimmable |  | 2016-04-08
Nora Lighting | Nora Lighting | Sapphire 4" | NC-431L2027HZXSF | ,NC-431L2027DXSF,; ,NC-431L2027WXSF,; ,NC-431L2030DXSF,; ,NC-431L2030HZXSF,; ,NC-431L2030WXSF,; ,NC-431L2035DXSF,; ,NC-431L2035HZXSF,; ,NC-431L2035WXSF,; ,NC-431L2040DXSF,; ,NC-431L2040HZXSF,; ,NC-431L2040WXSF, | Indoor | LED | Downlight Recessed | 1617 | 25.14 | 64.3 |  | 2700K | 94 | 36000 | Continuously Dimmable |  | 2016-06-08
Nora Lighting | Nora Lighting | Sapphire 4" | NC-431L8527HZXSF | ,NC-431L12270DXSF,; ,NC-431L12270WXSF,; ,NC-431L1227HZXSF,; ,NC-431L1230DXSF,; ,NC-431L1230HZXSF,; ,NC-431L1230WXSF,; ,NC-431L1235DXSF,; ,NC-431L1235HZXSF,; ,NC-431L1235WXSF,; ,NC-431L1240DXSF,; ,NC-431L1240HZXSF,; ,NC-431L1240WXSF,; ,NC-431L8527DXSF,; ,NC-431L8527WXSF,; ,NC-431L8530DXSF,; ,NC-431L8530HZXSF,; ,NC-431L8530WXSF,; ,NC-431L8535DXSF,; ,NC-431L8535HZXSF,; ,NC-431L8535WXSF,; ,NC-431L8540DXSF,; ,NC-431L8540HZXSF,; ,NC-431L8540WXSF, | Indoor | LED | Downlight Recessed | 663 | 10.81 | 61.3 |  | 2700K | 92 | 36000 | Continuously Dimmable |  | 2016-06-08
Nora Lighting | Nora Lighting | Sapphire 6" | NC-631L2027HZXSF | ,NC-631L1227DXSF,; ,NC-631L1227HZXSF,; ,NC-631L1227WXSF,; ,NC-631L1230DXSF,; ,NC-631L1230HZXSF,; ,NC-631L1230WXSF,; ,NC-631L1235DXSF,; ,NC-631L1235HZXSF,; ,NC-631L1235WXSF,; ,NC-631L1240DXSF,; ,NC-631L1240HZXSF,; ,NC-631L1240WXSF,; ,NC-631L2027DXSF,; ,NC-631L2027WXSF,; ,NC-631L2030DXSF,; ,NC-631L2030HZXSF,; ,NC-631L2030WXSF,; ,NC-631L2035DXSF,; ,NC-631L2035HZXSF,; ,NC-631L2035WXSF,; ,NC-631L2040DXSF,; ,NC-631L2040HZXSF,; ,NC-631L2040WXSF,; ,NC-631L8527DXSF,; ,NC-631L8527HZXSF,; ,NC-631L8527WXSF,; ,NC-631L8530DXSF,; ,NC-631L8530HZXSF,; ,NC-631L8530WXSF,; ,NC-631L8535DXSF,; ,NC-631L8535HZXSF,; ,NC-631L8535WXSF,; ,NC-631L8540DXSF,; ,NC-631L8540HZXSF,; ,NC-631L8540WXSF,; ,NCR-611227E1DXF,; ,NCR-611227E1HXF,; ,NCR-611227E1WXF,; ,NCR-611230E1DXF,; ,NCR-611230E1HXF,; ,NCR-611230E1WXF,; ,NCR-611235E1DXF,; ,NCR-611235E1HXF,; ,NCR-611235E1WXF,; ,NCR-611240E1DXF,; ,NCR-611240E1HXF,; ,NCR-611240E1WXF,; ,NCR-612027E1DXF,; ,NCR-612027E1HXF,; ,NCR-612027E1WXF,; ,NCR-612030E1DXF,; ,NCR-612030E1HXF,; ,NCR-612030E1WXF,; ,NCR-612035E1DXF,; ,NCR-612035E1HXF,; ,NCR-612035E1WXF,; ,NCR-612040E1DXF,; ,NCR-612040E1HXF,; ,NCR-612040E1WXF,; ,NCR-618527E1DXF,; ,NCR-618527E1HXF,; ,NCR-618527E1WXF,; ,NCR-618530E1DXF,; ,NCR-618530E1HXF,; ,NCR-618530E1WXF,; ,NCR-618535E1DXF,; ,NCR-618535E1HXF,; ,NCR-618535E1WXF,; ,NCR-618540E1DXF,; ,NCR-618540E1HXF,; ,NCR-618540E1WXF, | Indoor | LED | Downlight Recessed | 1427 | 24.67 | 57.8 |  | 2700K | 95 | 36000 | Continuously Dimmable |  | 2016-06-08
Nora Lighting | Nora Lighting | Sapphire 6" | NC-631L4027HZXSF | ,NC-631L3027DXSF,; ,NC-631L3027HZXSF,; ,NC-631L3027WXSF,; ,NC-631L3030DXSF,; ,NC-631L3030HZXSF,; ,NC-631L3030WXSF,; ,NC-631L3035DXSF,; ,NC-631L3035HZXSF,; ,NC-631L3035WXSF,; ,NC-631L3040DXSF,; ,NC-631L3040HZXSF,; ,NC-631L4027DXSF,; ,NC-631L4027WXSF,; ,NC-631L4030DXSF,; ,NC-631L4030HZXSF,; ,NC-631L4030WXSF,; ,NC-631L4035DXSF,; ,NC-631L4035HZXSF,; ,NC-631L4035WXSF,; ,NC-631L4040DXSF,; ,NC-631L4040HZXSF,; ,NC-631L4040WXSF,; ,NCR-613027E1DXF,; ,NCR-613027E1HXF,; ,NCR-613027E1WXF,; ,NCR-613030E1DXF,; ,NCR-613030E1HXF,; ,NCR-613030E1WXF,; ,NCR-613035E1DXF,; ,NCR-613035E1HXF,; ,NCR-613035E1WXF,; ,NCR-613040E1DXF,; ,NCR-613040E1HXF,; ,NCR-613040E1WXF,; ,NCR-614027E1DXF,; ,NCR-614027E1HXF,; ,NCR-614027E1WXF,; ,NCR-614030E1DXF,; ,NCR-614030E1HXF,; ,NCR-614030E1WXF,; ,NCR-614035E1DXF,; ,NCR-614035E1HXF,; ,NCR-614035E1WXF,; ,NCR-614040E1DXF,; ,NCR-614040E1HXF,; ,NCR-614040E1WXF,; Sapphire 6",NC-631L3040WXSF, | Indoor | LED | Downlight Recessed | 2874 | 43.01 | 66.8 |  | 2700K | 92 | 36000 | Continuously Dimmable |  | 2016-06-08
Nora Lighting | Nora Lighting | Sapphire | NC-631L6030H** | ,NC-631L6030D**,; ,NC-631L6030W**,; ,NC-631L6035D**,; ,NC-631L6035H**,; ,NC-631L6035W**,; ,NC-631L6040D**,; ,NC-631L6040H**,; ,NC-631L6040W**,; ,NC-831L6030D**,; ,NC-831L6030H**,; ,NC-831L6030W**,; ,NC-831L6035D**,; ,NC-831L6035H**,; ,NC-831L6035W**,; ,NC-831L6040D**,; ,NC-831L6040H**,; ,NC-831L6040W**, | Indoor | LED | Downlight Recessed | 4695 | 80.68 | 58.2 |  | 3000K | 96 | 36000 | Continuously Dimmable |  | 2016-09-16
Nora Lighting | Nora Lighting | Sapphire | NC-631L8030H** | ,NC-631L8030D**,; ,NC-631L8030W**, | Indoor | LED | Downlight Recessed | 6366 | 104.9 | 60.7 |  | 3000K | 95 | 36000 | Continuously Dimmable |  | 2016-09-16
Nora Lighting | Nora Lighting | Sapphire 8" | NC-831L2027HZXSF | ,NC-831L1227DXSF,; ,NC-831L1227HZXSF,; ,NC-831L1227WXSF,; ,NC-831L1230DXSF,; ,NC-831L1230HZXSF,; ,NC-831L1230WXSF,; ,NC-831L1235DXSF,; ,NC-831L1235HZXSF,; ,NC-831L1235WXSF,; ,NC-831L1240DXSF,; ,NC-831L1240HZXSF,; ,NC-831L1240WXSF,; ,NC-831L2027DXSF,; ,NC-831L2027WXSF,; ,NC-831L2030DXSF,; ,NC-831L2030HZXSF,; ,NC-831L2030WXSF,; ,NC-831L2035DXSF,; ,NC-831L2035HZXSF,; ,NC-831L2035WXSF,; ,NC-831L2040DXSF,; ,NC-831L2040HZXSF,; ,NC-831L2040WXSF,; ,NC-831L8527DXSF,; ,NC-831L8527HZXSF,; ,NC-831L8527WXSF,; ,NC-831L8530DXSF,; ,NC-831L8530HZXSF,; ,NC-831L8530WXSF,; ,NC-831L8535DXSF,; ,NC-831L8535HZXSF,; ,NC-831L8535WXSF,; ,NC-831L8540DXSF,; ,NC-831L8540HZXSF,; ,NC-831L8540WXSF,; ,NCR-811227E1DXF,; ,NCR-811227E1HXF,; ,NCR-811227E1WXF,; ,NCR-811230E1DXF,; ,NCR-811230E1HXF,; ,NCR-811230E1WXF,; ,NCR-811235E1DXF,; ,NCR-811235E1HXF,; ,NCR-811235E1WXF,; ,NCR-811240E1DXF,; ,NCR-811240E1HXF,; ,NCR-811240E1WXF,; ,NCR-812027E1DXF,; ,NCR-812027E1HXF,; ,NCR-812027E1WXF,; ,NCR-812030E1DXF,; ,NCR-812030E1HXF,; ,NCR-812030E1WXF,; ,NCR-812035E1DXF,; ,NCR-812035E1HXF,; ,NCR-812035E1WXF,; ,NCR-812040E1DXF,; ,NCR-812040E1HXF,; ,NCR-812040E1WXF,; ,NCR-818527E1DXF,; ,NCR-818527E1HXF,; ,NCR-818527E1WXF,; ,NCR-818530E1DXF,; ,NCR-818530E1HXF,; ,NCR-818530E1WXF,; ,NCR-818535E1DXF,; ,NCR-818535E1HXF,; ,NCR-818535E1WXF,; ,NCR-818540E1DXF,; ,NCR-818540E1HXF,; ,NCR-818540E1WXF, | Indoor | LED | Downlight Recessed | 1427 | 24.67 | 57.8 |  | 2700K | 95 | 36000 | Continuously Dimmable |  | 2016-06-08
Nora Lighting | Nora Lighting | Sapphire 8" | NC-831L4027HZXSF | ,NC-831L3027DXSF,; ,NC-831L3027HZXSF,; ,NC-831L3027WXSF,; ,NC-831L3030DXSF,; ,NC-831L3030HZXSF,; ,NC-831L3030WXSF,; ,NC-831L3035DXSF,; ,NC-831L3035HZXSF,; ,NC-831L3035WXSF,; ,NC-831L3040DXSF,; ,NC-831L3040HZXSF,; ,NC-831L3040WXSF,; ,NC-831L4027DXSF,; ,NC-831L4027WXSF,; ,NC-831L4030DXSF,; ,NC-831L4030HZXSF,; ,NC-831L4030WXSF,; ,NC-831L4035DXSF,; ,NC-831L4035HZXSF,; ,NC-831L4035WXSF,; ,NC-831L4040DXSF,; ,NC-831L4040HZXSF,; ,NC-831L4040WXSF,; ,NCR-813027E1DXF,; ,NCR-813027E1HXF,; ,NCR-813027E1WXF,; ,NCR-813030E1DXF,; ,NCR-813030E1HXF,; ,NCR-813030E1WXF,; ,NCR-813035E1DXF,; ,NCR-813035E1HXF,; ,NCR-813035E1WXF,; ,NCR-813040E1DXF,; ,NCR-813040E1HXF,; ,NCR-813040E1WXF,; ,NCR-814027E1DXF,; ,NCR-814027E1HXF,; ,NCR-814027E1WXF,; ,NCR-814030E1DXF,; ,NCR-814030E1HXF,; ,NCR-814030E1WXF,; ,NCR-814035E1DXF,; ,NCR-814035E1HXF,; ,NCR-814035E1WXF,; ,NCR-814040E1DXF,; ,NCR-814040E1HXF,; ,NCR-814040E1WXF, | Indoor | LED | Downlight Recessed | 2874 | 43.01 | 66.8 |  | 2700K | 92 | 36000 | Continuously Dimmable |  | 2016-06-08
Nora Lighting | Nora Lighting | Sapphire | NC-831L8035DSF | ,NC-831L8040DSF, | Indoor | LED | Downlight Recessed | 6148 | 103.4 | 59.5 |  | 4000/4100K | 95 | 36000 | Continuously Dimmable |  | 2016-09-16
Nora Lighting | Nora Lighting | 1" Iolite | NIO-1XXXXXXXXX | ,NIO-1RNB27XBZ + NHIOICD-16LEX,; ,NIO-1RNB27XMPW + NHIOICD-16LEX,; ,NIO-1RNB27XNN + NHIOICD-16LEX,; ,NIO-1RNB27XWW + NHIOICD-16LEX,; ,NIO-1RNB30XBZ + NHIOICD-16LEX,; ,NIO-1RNB30XMPW + NHIOICD-16LEX,; ,NIO-1RNB30XNN + NHIOICD-16LEX,; ,NIO-1RNB30XWW + NHIOICD-16LEX,; ,NIO-1RNB40XBZ + NHIOICD-16LEX,; ,NIO-1RNB40XMPW + NHIOICD-16LEX,; ,NIO-1RNB40XNN + NHIOICD-16LEX,; ,NIO-1RNB40XWW + NHIOICD-16LEX,; ,NIO-1RNG27XBW + NHIOICD-16LEX,; ,NIO-1RNG27XBZ + NHIOICD-16LEX,; ,NIO-1RNG27XHW + NHIOICD-16LEX,; ,NIO-1RNG27XMPW + NHIOICD-16LEX,; ,NIO-1RNG27XNN + NHIOICD-16LEX,; ,NIO-1RNG27XWW + NHIOICD-16LEX,; ,NIO-1RNG30XBW + NHIOICD-16LEX,; ,NIO-1RNG30XBZ + NHIOICD-16LEX,; ,NIO-1RNG30XHW + NHIOICD-16LEX,; ,NIO-1RNG30XMPW + NHIOICD-16LEX,; ,NIO-1RNG30XNN + NHIOICD-16LEX,; ,NIO-1RNG30XWW + NHIOICD-16LEX,; ,NIO-1RNG40XBW + NHIOICD-16LEX,; ,NIO-1RNG40XBZ + NHIOICD-16LEX,; ,NIO-1RNG40XHW + NHIOICD-16LEX,; ,NIO-1RNG40XMPW + NHIOICD-16LEX,; ,NIO-1RNG40XNN + NHIOICD-16LEX,; ,NIO-1RNG40XWW + NHIOICD-16LEX,; ,NIO-1SNB27XBZ + NHIOICD-16LEX,; ,NIO-1SNB27XMPW + NHIOICD-16LEX,; ,NIO-1SNB27XNN + NHIOICD-16LEX,; ,NIO-1SNB27XWW + NHIOICD-16LEX,; ,NIO-1SNB30XBZ + NHIOICD-16LEX,; ,NIO-1SNB30XMPW + NHIOICD-16LEX,; ,NIO-1SNB30XNN + NHIOICD-16LEX,; ,NIO-1SNB30XWW + NHIOICD-16LEX,; ,NIO-1SNB40XBZ + NHIOICD-16LEX,; ,NIO-1SNB40XMPW + NHIOICD-16LEX,; ,NIO-1SNB40XNN + NHIOICD-16LEX,; ,NIO-1SNB40XWW + NHIOICD-16LEX,; ,NIO-1SNG27XBW + NHIOICD-16LEX,; ,NIO-1SNG27XBZ + NHIOICD-16LEX,; ,NIO-1SNG27XHW + NHIOICD-16LEX,; ,NIO-1SNG27XMPW + NHIOICD-16LEX,; ,NIO-1SNG27XNN + NHIOICD-16LEX,; ,NIO-1SNG27XWW + NHIOICD-16LEX,; ,NIO-1SNG30XBW + NHIOICD-16LEX,; ,NIO-1SNG30XBZ + NHIOICD-16LEX,; ,NIO-1SNG30XHW + NHIOICD-16LEX,; ,NIO-1SNG30XMPW + NHIOICD-16LEX,; ,NIO-1SNG30XNN + NHIOICD-16LEX,; ,NIO-1SNG30XWW + NHIOICD-16LEX,; ,NIO-1SNG40XBW + NHIOICD-16LEX,; ,NIO-1SNG40XBZ + NHIOICD-16LEX,; ,NIO-1SNG40XHW + NHIOICD-16LEX,; ,NIO-1SNG40XMPW + NHIOICD-16LEX,; ,NIO-1SNG40XNN + NHIOICD-16LEX,; ,NIO-1SNG40XWW + NHIOICD-16LEX,; 1" Iolite,NIO-1XXXXXXXXX, | Indoor | LED | Downlight Recessed | 535 | 9.5 | 56.4 |  | 2700K | 97 | 57000 | Continuously Dimmable |  | 2016-02-11
Nora Lighting | Nora Lighting | 2" Iolite | NIO-2XXXXXXXXX | ,NIO-2RC27XBW + NHIOICD-28LEX,; ,NIO-2RC27XBZ + NHIOICD-28LEX,; ,NIO-2RC27XHW + NHIOICD-28LEX,; ,NIO-2RC27XMPW + NHIOICD-28LEX,; ,NIO-2RC27XNN + NHIOICD-28LEX,; ,NIO-2RC27XWW + NHIOICD-28LEX,; ,NIO-2RC30XBW + NHIOICD-28LEX,; ,NIO-2RC30XBZ + NHIOICD-28LEX,; ,NIO-2RC30XHW + NHIOICD-28LEX,; ,NIO-2RC30XMPW + NHIOICD-28LEX,; ,NIO-2RC30XNN + NHIOICD-28LEX,; ,NIO-2RC30XWW + NHIOICD-28LEX,; ,NIO-2RC40XBW + NHIOICD-28LEX,; ,NIO-2RC40XBZ + NHIOICD-28LEX,; ,NIO-2RC40XHW + NHIOICD-28LEX,; ,NIO-2RC40XMPW + NHIOICD-28LEX,; ,NIO-2RC40XNN + NHIOICD-28LEX,; ,NIO-2RC40XWW + NHIOICD-28LEX,; ,NIO-2RG27XBZ + NHIOICD-28LEX,; ,NIO-2RG27XMPW + NHIOICD-28LEX,; ,NIO-2RG27XNN + NHIOICD-28LEX,; ,NIO-2RG27XWW + NHIOICD-28LEX,; ,NIO-2RG30XBZ + NHIOICD-28LEX,; ,NIO-2RG30XMPW + NHIOICD-28LEX,; ,NIO-2RG30XNN + NHIOICD-28LEX,; ,NIO-2RG30XWW + NHIOICD-28LEX,; ,NIO-2RG40XBZ + NHIOICD-28LEX,; ,NIO-2RG40XMPW + NHIOICD-28LEX,; ,NIO-2RG40XNN + NHIOICD-28LEX,; ,NIO-2RG40XWW + NHIOICD-28LEX,; ,NIO-2SC27XBW + NHIOICD-28LEX,; ,NIO-2SC27XBZ + NHIOICD-28LEX,; ,NIO-2SC27XHW + NHIOICD-28LEX,; ,NIO-2SC27XMPW + NHIOICD-28LEX,; ,NIO-2SC27XNN + NHIOICD-28LEX,; ,NIO-2SC27XWW + NHIOICD-28LEX,; ,NIO-2SC30XBW + NHIOICD-28LEX,; ,NIO-2SC30XBZ + NHIOICD-28LEX,; ,NIO-2SC30XHW + NHIOICD-28LEX,; ,NIO-2SC30XMPW + NHIOICD-28LEX,; ,NIO-2SC30XNN + NHIOICD-28LEX,; ,NIO-2SC30XWW + NHIOICD-28LEX,; ,NIO-2SC40XBW + NHIOICD-28LEX,; ,NIO-2SC40XBZ + NHIOICD-28LEX,; ,NIO-2SC40XHW + NHIOICD-28LEX,; ,NIO-2SC40XMPW + NHIOICD-28LEX,; ,NIO-2SC40XNN + NHIOICD-28LEX,; ,NIO-2SC40XWW + NHIOICD-28LEX,; ,NIO-2SG27XBZ + NHIOICD-28LEX,; ,NIO-2SG27XMPW + NHIOICD-28LEX,; ,NIO-2SG27XNN + NHIOICD-28LEX,; ,NIO-2SG27XWW + NHIOICD-28LEX,; ,NIO-2SG30XBZ + NHIOICD-28LEX,; ,NIO-2SG30XMPW + NHIOICD-28LEX,; ,NIO-2SG30XNN + NHIOICD-28LEX,; ,NIO-2SG30XWW + NHIOICD-28LEX,; ,NIO-2SG40XBZ + NHIOICD-28LEX,; ,NIO-2SG40XMPW + NHIOICD-28LEX,; ,NIO-2SG40XNN + NHIOICD-28LEX,; ,NIO-2SG40XWW + NHIOICD-28LEX,; 2" Iolite,NIO-2XXXXXXXXX, | Indoor | LED | Downlight Recessed | 793 | 14.2 | 55.9 |  | 2700K | 96 | 42000 | Continuously Dimmable |  | 2016-02-11
Nora Lighting | Nora Lighting | 4" Iolite | NIO-4XXXXXXXXX | ,NIO-4RC27XBW + NHIOICD-48LEX,; ,NIO-4RC27XBZ + NHIOICD-48LEX,; ,NIO-4RC27XHW + NHIOICD-48LEX,; ,NIO-4RC27XMPW + NHIOICD-48LEX,; ,NIO-4RC27XNN + NHIOICD-48LEX,; ,NIO-4RC27XWW + NHIOICD-48LEX,; ,NIO-4RC30XBW + NHIOICD-48LEX,; ,NIO-4RC30XBZ + NHIOICD-48LEX,; ,NIO-4RC30XHW + NHIOICD-48LEX,; ,NIO-4RC30XMPW + NHIOICD-48LEX,; ,NIO-4RC30XNN + NHIOICD-48LEX,; ,NIO-4RC30XWW + NHIOICD-48LEX,; ,NIO-4RC40XBW + NHIOICD-48LEX,; ,NIO-4RC40XBZ + NHIOICD-48LEX,; ,NIO-4RC40XHW + NHIOICD-48LEX,; ,NIO-4RC40XMPW + NHIOICD-48LEX,; ,NIO-4RC40XNN + NHIOICD-48LEX,; ,NIO-4RC40XWW + NHIOICD-48LEX,; ,NIO-4RD27XBZ + NHIOICD-48LEX,; ,NIO-4RD27XHW + NHIOICD-48LEX,; ,NIO-4RD27XMPW + NHIOICD-48LEX,; ,NIO-4RD27XNN + NHIOICD-48LEX,; ,NIO-4RD27XWW + NHIOICD-48LEX,; ,NIO-4RD30XBZ + NHIOICD-48LEX,; ,NIO-4RD30XHW + NHIOICD-48LEX,; ,NIO-4RD30XMPW + NHIOICD-48LEX,; ,NIO-4RD30XNN + NHIOICD-48LEX,; ,NIO-4RD30XWW + NHIOICD-48LEX,; ,NIO-4RD40XBZ + NHIOICD-48LEX,; ,NIO-4RD40XHW + NHIOICD-48LEX,; ,NIO-4RD40XMPW + NHIOICD-48LEX,; ,NIO-4RD40XNN + NHIOICD-48LEX,; ,NIO-4RD40XWW + NHIOICD-48LEX,; ,NIO-4RG27XBZ + NHIOICD-48LEX,; ,NIO-4RG27XMPW + NHIOICD-48LEX,; ,NIO-4RG27XNN + NHIOICD-48LEX,; ,NIO-4RG27XWW + NHIOICD-48LEX,; ,NIO-4RG30XBZ + NHIOICD-48LEX,; ,NIO-4RG30XMPW + NHIOICD-48LEX,; ,NIO-4RG30XNN + NHIOICD-48LEX,; ,NIO-4RG30XWW + NHIOICD-48LEX,; ,NIO-4RG40XBZ + NHIOICD-48LEX,; ,NIO-4RG40XMPW + NHIOICD-48LEX,; ,NIO-4RG40XNN + NHIOICD-48LEX,; ,NIO-4RG40XWW + NHIOICD-48LEX,; ,NIO-4SC27XBW + NHIOICD-48LEX,; ,NIO-4SC27XBZ + NHIOICD-48LEX,; ,NIO-4SC27XHW + NHIOICD-48LEX,; ,NIO-4SC27XMPW + NHIOICD-48LEX,; ,NIO-4SC27XNN + NHIOICD-48LEX,; ,NIO-4SC27XWW + NHIOICD-48LEX,; ,NIO-4SC30XBW + NHIOICD-48LEX,; ,NIO-4SC30XHW + NHIOICD-48LEX,; ,NIO-4SC30XMPW + NHIOICD-48LEX,; ,NIO-4SC30XNN + NHIOICD-48LEX,; ,NIO-4SC30XWW + NHIOICD-48LEX,; ,NIO-4SC40XBW + NHIOICD-48LEX,; ,NIO-4SC40XBZ + NHIOICD-48LEX,; ,NIO-4SC40XHW + NHIOICD-48LEX,; ,NIO-4SC40XMPW + NHIOICD-48LEX,; ,NIO-4SC40XNN + NHIOICD-48LEX,; ,NIO-4SC40XWW + NHIOICD-48LEX,; ,NIO-4SD27XBZ + NHIOICD-48LEX,; ,NIO-4SD27XHW + NHIOICD-48LEX,; ,NIO-4SD27XMPW + NHIOICD-48LEX,; ,NIO-4SD27XNN + NHIOICD-48LEX,; ,NIO-4SD27XWW + NHIOICD-48LEX,; ,NIO-4SD30XBZ + NHIOICD-48LEX,; ,NIO-4SD30XHW + NHIOICD-48LEX,; ,NIO-4SD30XMPW + NHIOICD-48LEX,; ,NIO-4SD30XNN + NHIOICD-48LEX,; ,NIO-4SD30XWW + NHIOICD-48LEX,; ,NIO-4SD40XBZ + NHIOICD-48LEX,; ,NIO-4SD40XHW + NHIOICD-48LEX,; ,NIO-4SD40XMPW + NHIOICD-48LEX,; ,NIO-4SD40XNN + NHIOICD-48LEX,; ,NIO-4SD40XWW + NHIOICD-48LEX,; ,NIO-4SG27XBZ + NHIOICD-48LEX,; ,NIO-4SG27XMPW + NHIOICD-48LEX,; ,NIO-4SG27XNN + NHIOICD-48LEX,; ,NIO-4SG27XWW + NHIOICD-48LEX,; ,NIO-4SG30XBZ + NHIOICD-48LEX,; ,NIO-4SG30XMPW + NHIOICD-48LEX,; ,NIO-4SG30XNN + NHIOICD-48LEX,; ,NIO-4SG30XWW + NHIOICD-48LEX,; ,NIO-4SG40XBZ + NHIOICD-48LEX,; ,NIO-4SG40XMPW + NHIOICD-48LEX,; ,NIO-4SG40XNN + NHIOICD-48LEX,; ,NIO-4SG40XWW + NHIOICD-48LEX,; 4" Iolite,NIO-4XXXXXXXXX, | Indoor | LED | Downlight Recessed | 793 | 14.2 | 55.9 |  | 2700K | 96 | 42000 | Continuously Dimmable |  | 2016-02-11
Nora Lighting | Nora Lighting | 4" Iolite Retrofit | NIR-4XXXXXXXXX | ,NIR-4RC27XBW + NHXXX-4XXXXX,; ,NIR-4RC27XBZ + NHXXX-4XXXXX,; ,NIR-4RC27XHW + NHXXX-4XXXXX,; ,NIR-4RC27XMPW + NHXXX-4XXXXX,; ,NIR-4RC27XNN + NHXXX-4XXXXX,; ,NIR-4RC27XWW + NHXXX-4XXXXX,; ,NIR-4RC30XBW + NHXXX-4XXXXX,; ,NIR-4RC30XBZ + NHXXX-4XXXXX,; ,NIR-4RC30XHW + NHXXX-4XXXXX,; ,NIR-4RC30XMPW + NHXXX-4XXXXX,; ,NIR-4RC30XNN + NHXXX-4XXXXX,; ,NIR-4RC30XWW + NHXXX-4XXXXX,; ,NIR-4RC40XBW + NHXXX-4XXXXX,; ,NIR-4RC40XBZ + NHXXX-4XXXXX,; ,NIR-4RC40XHW + NHXXX-4XXXXX,; ,NIR-4RC40XMPW + NHXXX-4XXXXX,; ,NIR-4RC40XNN + NHXXX-4XXXXX,; ,NIR-4RC40XWW + NHXXX-4XXXXX,; ,NIR-4RG27XBZ + NHXXX-4XXXXX,; ,NIR-4RG27XMPW + NHXXX-4XXXXX,; ,NIR-4RG27XNN + NHXXX-4XXXXX,; ,NIR-4RG27XWW + NHXXX-4XXXXX,; ,NIR-4RG30XBZ + NHXXX-4XXXXX,; ,NIR-4RG30XMPW + NHXXX-4XXXXX,; ,NIR-4RG30XNN + NHXXX-4XXXXX,; ,NIR-4RG30XWW + NHXXX-4XXXXX,; ,NIR-4RG40XBZ + NHXXX-4XXXXX,; ,NIR-4RG40XHW + NHXXX-4XXXXX,; ,NIR-4RG40XMPW + NHXXX-4XXXXX,; ,NIR-4RG40XNN + NHXXX-4XXXXX,; ,NIR-4RG40XWW + NHXXX-4XXXXX,; ,NIR-4SC27XBW + NHXXX-4XXXXX,; ,NIR-4SC27XBZ + NHXXX-4XXXXX,; ,NIR-4SC27XHW + NHXXX-4XXXXX,; ,NIR-4SC27XMPW + NHXXX-4XXXXX,; ,NIR-4SC27XNN + NHXXX-4XXXXX,; ,NIR-4SC27XWW + NHXXX-4XXXXX,; ,NIR-4SC30XBW + NHXXX-4XXXXX,; ,NIR-4SC30XBZ + NHXXX-4XXXXX,; ,NIR-4SC30XHW + NHXXX-4XXXXX,; ,NIR-4SC30XMPW + NHXXX-4XXXXX,; ,NIR-4SC30XNN + NHXXX-4XXXXX,; ,NIR-4SC30XWW + NHXXX-4XXXXX,; ,NIR-4SC40XBW + NHXXX-4XXXXX,; ,NIR-4SC40XBZ + NHXXX-4XXXXX,; ,NIR-4SC40XHW + NHXXX-4XXXXX,; ,NIR-4SC40XMPW + NHXXX-4XXXXX,; ,NIR-4SC40XNN + NHXXX-4XXXXX,; ,NIR-4SC40XWW + NHXXX-4XXXXX,; ,NIR-4SG27XBZ + NHXXX-4XXXXX,; ,NIR-4SG27XMPW + NHXXX-4XXXXX,; ,NIR-4SG27XNN + NHXXX-4XXXXX,; ,NIR-4SG27XWW + NHXXX-4XXXXX,; ,NIR-4SG30XBZ + NHXXX-4XXXXX,; ,NIR-4SG30XMPW + NHXXX-4XXXXX,; ,NIR-4SG30XNN + NHXXX-4XXXXX,; ,NIR-4SG30XWW + NHXXX-4XXXXX,; ,NIR-4SG40XBZ + NHXXX-4XXXXX,; ,NIR-4SG40XMPW + NHXXX-4XXXXX,; ,NIR-4SG40XNN + NHXXX-4XXXXX,; ,NIR-4SG40XWW + NHXXX-4XXXXX, | Indoor | LED | Downlight Solid State Retrofit | 1022 | 13 | 78.9 |  | 2700K | 92 | 42300 | Continuously Dimmable |  | 2016-02-11
Nora Lighting | Nora Lighting | NLCBC-45130XX | NLCBC-45130XX | ,NLCBC-45140XX,; ,NLCBC-45230XX,; ,NLCBC-45240XX, | Indoor | LED | Downlight Solid State Retrofit | 1037 | 16.05 | 64.6 |  | 3000K | 97 | 54000 | Continuously Dimmable | XX = DW, HZW, WW | 2016-07-25
Nora Lighting | Nora Lighting | NLCBC-55127XX | NLCBC-55127XX | ,NLCBC-55130XX,; ,NLCBC-55140XX,; ,NLCBC-55227XX,; ,NLCBC-55230XX,; ,NLCBC-55240XX,; ,NLCBC-65127XX,; ,NLCBC-65130XX,; ,NLCBC-65140XX,; ,NLCBC-65227XX,; ,NLCBC-65230XX,; ,NLCBC-65240XX,; ,NLCBR-55127XX,; ,NLCBR-55130XX,; ,NLCBR-55140XX,; ,NLCBR-55227XX,; ,NLCBR-55230XX,; ,NLCBR-55240XX,; ,NLCBR-65127XX,; ,NLCBR-65130XX,; ,NLCBR-65140XX,; ,NLCBR-65227XX,; ,NLCBR-65230XX,; ,NLCBR-65240XX, | Indoor | LED | Downlight Solid State Retrofit | 973 | 15.79 | 61.6 |  | 2700K | 97 | 54000 | Continuously Dimmable | XX = DW, HZW, WW | 2016-07-25
Nora Lighting | Nora Lighting | NLOP-R650927W | NLOP-R650927W | ,NLOP-R650927BZ,; ,NLOP-R650927NM,; ,NLOP-R650930BZ,; ,NLOP-R650930NM,; ,NLOP-R650930W,; ,NLOP-R650935BZ,; ,NLOP-R650935NM,; ,NLOP-R650935W,; ,NLOP-R650940BZ,; ,NLOP-R650940NM,; ,NLOP-R650940W,; ,NLOP-R650950BZ,; ,NLOP-R650950NM,; ,NLOP-R650950W, | Indoor | LED | Downlight Surface Mount | 848 | 10.65 | 79.6 |  | 2700K | 93 | 36000 | Continuously Dimmable |  | 2016-07-05
Nora Lighting | Nora Lighting | Regressed LED Combo Trim Plate | NMRT-11L2027BW/NMRG-11D1L20 | ,NMRT-11L1227BW, NMRT-11L1227BW/NMRG-11D1L12,; ,NMRT-11L1227SS, NMRT-11L1227SS/NMRG-11D1L12,; ,NMRT-11L1227WW, NMRT-11L1227WW/NMRG-11D1L12,; ,NMRT-11L1230BW, NMRT-11L1230BW/NMRG-11D1L12,; ,NMRT-11L1230SS, NMRT-11L1230SS/NMRG-11D1L12,; ,NMRT-11L1235WW, NMRT-11L1235WW/NMRG-11D1L12,; ,NMRT-11L1240WW, NMRT-11L1240WW/NMRG-11D1L12,; ,NMRT-11L12CDBW, NMRT-11L12CDBW/NMRG-11C1L20,; ,NMRT-11L12CDWW, NMRT-11L12CDWW/NMRG-11C1L20,; ,NMRT-11L2027SS, NMRT-11L2027SS/NMRG-11D1L20,; ,NMRT-11L2027WW, NMRT-11L2027WW/NMRG-11D1L20,; ,NMRT-11L2030BW, NMRT-11L2030BW/NMRG-11D1L20,; ,NMRT-11L2030SS, NMRT-11L2030SS/NMRG-11D1L20,; ,NMRT-11L2030WW, NMRT-11L2030WW/NMRG-11D1L20,; ,NMRT-11L2035BW, NMRT-11L2035BW/NMRG-11D1L20,; ,NMRT-11L2035SS, NMRT-11L2035SS/NMRG-11D1L20,; ,NMRT-11L2035WW, NMRT-11L2035WW/NMRG-11D1L20,; ,NMRT-11L2040BW, NMRT-11L2040BW/NMRG-11D1L20,; ,NMRT-11L2040SS, NMRT-11L2040SS/NMRG-11D1L20,; ,NMRT-11L2040WW, NMRT-11L2040WW/NMRG-11D1L20,; ,NMRT-11L20CDBW, NMRT-11L20CDBW/NMRG-11C1L20,; ,NMRT-11L20CDSS, NMRT-11L20CDSS/NMRG-11C1L20,; ,NMRT-11L20CDWW, NMRT-11L20CDWW/NMRG-11C1L20,; ,NMRT-11L8527BW, NMRT-11L8527BW/NMRG-11D1L85,; ,NMRT-11L8527SS, NMRT-11L8527SS/NMRG-11D1L85,; ,NMRT-11L8527WW, NMRT-11L8527WW/NMRG-11D1L85,; ,NMRT-11L8530BW, NMRT-11L8530BW/NMRG-11D1L85,; ,NMRT-11L8530SS, NMRT-11L8530SS/NMRG-11D1L85,; ,NMRT-11L8530WW, NMRT-11L8530WW/NMRG-11D1L85,; ,NMRT-11L8535BW, NMRT-11L8535BW/NMRG-11D1L85,; ,NMRT-11L8535SS, NMRT-11L8535SS/NMRG-11D1L85,; ,NMRT-11L8535WW, NMRT-11L8535WW/NMRG-11D1L85,; ,NMRT-11L8540BW, NMRT-11L8540BW/NMRG-11D1L85,; ,NMRT-11L8540SS, NMRT-11L8540SS/NMRG-11D1L85,; ,NMRT-11L8540WW, NMRT-11L8540WW/NMRG-11D1L85,; ,NMRT-11L85CDBW, NMRT-11L85CDBW/NMRG-11C1L20,; ,NMRT-11L85CDSS, NMRT-11L85CDSS/NMRG-11C1L20,; ,NMRT-11L85CDWW, NMRT-11L85CDWW/NMRG-11C1L20,; ,NMRT-12L1227BW, NMRT-12L1227BW/NMRG-12D1L12,; ,NMRT-12L1227SS, NMRT-12L1227SS/NMRG-12D1L12,; ,NMRT-12L1227WW, NMRT-12L1227WW/NMRG-12D1L12,; ,NMRT-12L1230BW, NMRT-12L1230BW/NMRG-12D1L12,; ,NMRT-12L1230SS, NMRT-12L1230SS/NMRG-12D1L12,; ,NMRT-12L1230WW, NMRT-12L1230WW/NMRG-12D1L12,; ,NMRT-12L1235BW, NMRT-12L1235BW/NMRG-12D1L12,; ,NMRT-12L1235SS, NMRT-12L1235SS/NMRG-12D1L12,; ,NMRT-12L1235WW, NMRT-12L1235WW/NMRG-12D1L12,; ,NMRT-12L1240BW, NMRT-12L1240BW/NMRG-12D1L12,; ,NMRT-12L1240SS, NMRT-12L1240SS/NMRG-12D1L12,; ,NMRT-12L1240WW, NMRT-12L1240WW/NMRG-12D1L12,; ,NMRT-12L12CDBW, NMRT-12L12CDBW/NMRG-12C1L20,; ,NMRT-12L12CDSS, NMRT-12L12CDSS/NMRG-12C1L20,; ,NMRT-12L12CDWW, NMRT-12L12CDWW/NMRG-12C1L20,; ,NMRT-12L2027BW, NMRT-12L2027BW/NMRG-12D1L20,; ,NMRT-12L2027SS, NMRT-12L2027SS/NMRG-12D1L20,; ,NMRT-12L2027WW, NMRT-12L2027WW/NMRG-12D1L20,; ,NMRT-12L2030BW, NMRT-12L2030BW/NMRG-12D1L20,; ,NMRT-12L2030SS, NMRT-12L2030SS/NMRG-12D1L20,; ,NMRT-12L2030WW, NMRT-12L2030WW/NMRG-12D1L20,; ,NMRT-12L2035BW, NMRT-12L2035BW/NMRG-12D1L20,; ,NMRT-12L2035SS, NMRT-12L2035SS/NMRG-12D1L20,; ,NMRT-12L2035WW, NMRT-12L2035WW/NMRG-12D1L20,; ,NMRT-12L2040BW, NMRT-12L2040BW/NMRG-12D1L20,; ,NMRT-12L2040SS, NMRT-12L2040SS/NMRG-12D1L20,; ,NMRT-12L2040WW, NMRT-12L2040WW/NMRG-12D1L20,; ,NMRT-12L20CDBW, NMRT-12L20CDBW/NMRG-12C1L20,; ,NMRT-12L20CDSS, NMRT-12L20CDSS/NMRG-12C1L20,; ,NMRT-12L20CDWW, NMRT-12L20CDWW/NMRG-12C1L20,; ,NMRT-12L8527BW, NMRT-12L8527BW/NMRG-12D1L85,; ,NMRT-12L8527SS, NMRT-12L8527SS/NMRG-12D1L85,; ,NMRT-12L8527WW, NMRT-12L8527WW/NMRG-12D1L85,; ,NMRT-12L8530BW, NMRT-12L8530BW/NMRG-12D1L85,; ,NMRT-12L8530SS, NMRT-12L8530SS/NMRG-12D1L85,; ,NMRT-12L8530WW, NMRT-12L8530WW/NMRG-12D1L85,; ,NMRT-12L8535BW, NMRT-12L8535BW/NMRG-12D1L85,; ,NMRT-12L8535SS, NMRT-12L8535SS/NMRG-12D1L85,; ,NMRT-12L8535WW, NMRT-12L8535WW/NMRG-12D1L85,; ,NMRT-12L8540BW, NMRT-12L8540BW/NMRG-12D1L85,; ,NMRT-12L8540SS, NMRT-12L8540SS/NMRG-12D1L85,; ,NMRT-12L8540WW, NMRT-12L8540WW/NMRG-12D1L85,; ,NMRT-12L85CDBW, NMRT-12L85CDBW/NMRG-12C1L20,; ,NMRT-12L85CDSS, NMRT-12L85CDSS/NMRG-12C1L20,; ,NMRT-12L85CDWW, NMRT-12L85CDWW/NMRG-12C1L20,; ,NMRT-13L1227BW, NMRT-13L1227BW/NMRG-13D1L12,; ,NMRT-13L1227BW, NMRT-13L1227BW/NMRG-13D1L12,; ,NMRT-13L1227SS, NMRT-13L1227SS/NMRG-13D1L12,; ,NMRT-13L1227WW, NMRT-13L1227WW/NMRG-13D1L12,; ,NMRT-13L1230BW, NMRT-13L1230BW/NMRG-13D1L12,; ,NMRT-13L1230SS, NMRT-13L1230SS/NMRG-13D1L12,; ,NMRT-13L1230WW, NMRT-13L1230WW/NMRG-13D1L12,; ,NMRT-13L1235BW, NMRT-13L1235BW/NMRG-13D1L12,; ,NMRT-13L1235SS, NMRT-13L1235SS/NMRG-13D1L12,; ,NMRT-13L1235WW, NMRT-13L1235WW/NMRG-13D1L12,; ,NMRT-13L1240BW, NMRT-13L1240BW/NMRG-13D1L12,; ,NMRT-13L1240SS, NMRT-13L1240SS/NMRG-13D1L12,; ,NMRT-13L1240WW, NMRT-13L1240WW/NMRG-13D1L12,; ,NMRT-13L12CDBW, NMRT-13L12CDBW/NMRG-13C1L20,; ,NMRT-13L12CDSS, NMRT-13L12CDSS/NMRG-13C1L20,; ,NMRT-13L12CDWW, NMRT-13L12CDWW/NMRG-13C1L20,; ,NMRT-13L2027BW, NMRT-13L2027BW/NMRG-13D1L20,; ,NMRT-13L2027SS, NMRT-13L2027SS/NMRG-13D1L20,; ,NMRT-13L2027WW, NMRT-13L2027WW/NMRG-13D1L20,; ,NMRT-13L2030BW, NMRT-13L2030BW/NMRG-13D1L20,; ,NMRT-13L2030SS, NMRT-13L2030SS/NMRG-13D1L20,; ,NMRT-13L2030WW, NMRT-13L2030WW/NMRG-13D1L20,; ,NMRT-13L2035BW, NMRT-13L2035BW/NMRG-13D1L20,; ,NMRT-13L2035SS, NMRT-13L2035SS/NMRG-13D1L20,; ,NMRT-13L2035WW, NMRT-13L2035WW/NMRG-13D1L20,; ,NMRT-13L2040BW, NMRT-13L2040BW/NMRG-13D1L20,; ,NMRT-13L2040SS, NMRT-13L2040SS/NMRG-13D1L20,; ,NMRT-13L2040WW, NMRT-13L2040WW/NMRG-13D1L20,; ,NMRT-13L20CDBW, NMRT-13L20CDBW/NMRG-13C1L20,; ,NMRT-13L20CDSS, NMRT-13L20CDSS/NMRG-13C1L20,; ,NMRT-13L20CDWW, NMRT-13L20CDWW/NMRG-13C1L20,; ,NMRT-13L8527BW, NMRT-13L8527BW/NMRG-13D1L85,; ,NMRT-13L8527BW, NMRT-13L8527BW/NMRG-13D1L85,; ,NMRT-13L8527SS, NMRT-13L8527SS/NMRG-13D1L85,; ,NMRT-13L8527SS, NMRT-13L8527SS/NMRG-13D1L85,; ,NMRT-13L8527WW, NMRT-13L8527WW/NMRG-13D1L85,; ,NMRT-13L8527WW, NMRT-13L8527WW/NMRG-13D1L85,; ,NMRT-13L8530BW, NMRT-13L8530BW/NMRG-13D1L85,; ,NMRT-13L8530BW, NMRT-13L8530BW/NMRG-13D1L85,; ,NMRT-13L8530SS, NMRT-13L8530SS/NMRG-13D1L85,; ,NMRT-13L8530SS, NMRT-13L8530SS/NMRG-13D1L85,; ,NMRT-13L8530WW, NMRT-13L8530WW/NMRG-13D1L85,; ,NMRT-13L8530WW, NMRT-13L8530WW/NMRG-13D1L85,; ,NMRT-13L8535BW, NMRT-13L8535BW/NMRG-13D1L85,; ,NMRT-13L8535BW, NMRT-13L8535BW/NMRG-13D1L85,; ,NMRT-13L8535SS, NMRT-13L8535SS/NMRG-13D1L85,; ,NMRT-13L8535SS, NMRT-13L8535SS/NMRG-13D1L85,; ,NMRT-13L8535WW, NMRT-13L8535WW/NMRG-13D1L85,; ,NMRT-13L8535WW, NMRT-13L8535WW/NMRG-13D1L85,; ,NMRT-13L8540BW, NMRT-13L8540BW/NMRG-13D1L85,; ,NMRT-13L8540BW, NMRT-13L8540BW/NMRG-13D1L85,; ,NMRT-13L8540SS, NMRT-13L8540SS/NMRG-13D1L85,; ,NMRT-13L8540SS, NMRT-13L8540SS/NMRG-13D1L85,; ,NMRT-13L8540WW, NMRT-13L8540WW/NMRG-13D1L85,; ,NMRT-13L8540WW, NMRT-13L8540WW/NMRG-13D1L85,; ,NMRT-13L85CDBW, NMRT-13L85CDBW/NMRG-13C1L20,; ,NMRT-13L85CDBW, NMRT-13L85CDBW/NMRG-13C1L20,; ,NMRT-13L85CDSS, NMRT-13L85CDSS/NMRG-13C1L20,; ,NMRT-13L85CDSS, NMRT-13L85CDSS/NMRG-13C1L20,; ,NMRT-13L85CDWW, NMRT-13L85CDWW/NMRG-13C1L20,; ,NMRT-13L85CDWW, NMRT-13L85CDWW/NMRG-13C1L20,; Flat LED Combo Trim Plate,NMRT-1F1L1227BW, NMRT-1F1L1227BW/NMRG-11D1L12,; Flat LED Combo Trim Plate,NMRT-1F1L1227BW, NMRT-1F1L1227BW/NMRG-11D1L12,; Flat LED Combo Trim Plate,NMRT-1F1L1227SS, NMRT-1F1L1227SS/NMRG-11D1L12,; Flat LED Combo Trim Plate,NMRT-1F1L1227WW, NMRT-1F1L1227WW/NMRG-11D1L12,; Flat LED Combo Trim Plate,NMRT-1F1L1230BW, NMRT-1F1L1230BW/NMRG-11D1L12,; Flat LED Combo Trim Plate,NMRT-1F1L1230SS, NMRT-1F1L1230SS/NMRG-11D1L12,; Flat LED Combo Trim Plate,NMRT-1F1L1230WW, NMRT-1F1L1230WW/NMRG-11D1L12,; Flat LED Combo Trim Plate,NMRT-1F1L1235BW, NMRT-1F1L1235BW/NMRG-11D1L12,; Flat LED Combo Trim Plate,NMRT-1F1L1235SS, NMRT-1F1L1235SS/NMRG-11D1L12,; Flat LED Combo Trim Plate,NMRT-1F1L1235WW, NMRT-1F1L1235WW/NMRG-11D1L12,; Flat LED Combo Trim Plate,NMRT-1F1L1240BW, NMRT-1F1L1240BW/NMRG-11D1L12,; Flat LED Combo Trim Plate,NMRT-1F1L1240SS, NMRT-1F1L1240SS/NMRG-11D1L12,; Flat LED Combo Trim Plate,NMRT-1F1L1240WW, NMRT-1F1L1240WW/NMRG-11D1L12,; Flat LED Combo Trim Plate,NMRT-1F1L12CDBW, NMRT-1F1L12CDBW/NMRG-11C1L20,; Flat LED Combo Trim Plate,NMRT-1F1L12CDSS, NMRT-1F1L12CDSS/NMRG-11C1L20,; Flat LED Combo Trim Plate,NMRT-1F1L12CDWW, NMRT-1F1L12CDWW/NMRG-11C1L20,; Flat LED Combo Trim Plate,NMRT-1F1L2027BW, NMRT-1F1L2027BW/NMRG-11D1L20,; Flat LED Combo Trim Plate,NMRT-1F1L2027SS, NMRT-1F1L2027SS/NMRG-11D1L20,; Flat LED Combo Trim Plate,NMRT-1F1L2027WW, NMRT-1F1L2027WW/NMRG-11D1L20,; Flat LED Combo Trim Plate,NMRT-1F1L2030BW, NMRT-1F1L2030BW/NMRG-11D1L20,; Flat LED Combo Trim Plate,NMRT-1F1L2030SS, NMRT-1F1L2030SS/NMRG-11D1L20,; Flat LED Combo Trim Plate,NMRT-1F1L2030WW, NMRT-1F1L2030WW/NMRG-11D1L20,; Flat LED Combo Trim Plate,NMRT-1F1L2035BW, NMRT-1F1L2035BW/NMRG-11D1L20,; Flat LED Combo Trim Plate,NMRT-1F1L2035SS, NMRT-1F1L2035SS/NMRG-11D1L20,; Flat LED Combo Trim Plate,NMRT-1F1L2035WW, NMRT-1F1L2035WW/NMRG-11D1L20,; Flat LED Combo Trim Plate,NMRT-1F1L2040BW, NMRT-1F1L2040BW/NMRG-11D1L20,; Flat LED Combo Trim Plate,NMRT-1F1L2040SS, NMRT-1F1L2040SS/NMRG-11D1L20,; Flat LED Combo Trim Plate,NMRT-1F1L2040WW, NMRT-1F1L2040WW/NMRG-11D1L20,; Flat LED Combo Trim Plate,NMRT-1F1L20CDBW, NMRT-1F1L20CDBW/NMRG-11C1L20,; Flat LED Combo Trim Plate,NMRT-1F1L20CDSS , NMRT-1F1L20CDSS/NMRG-11C1L20,; Flat LED Combo Trim Plate,NMRT-1F1L20CDWW, NMRT-1F1L20CDWW/NMRG-11C1L20,; Flat LED Combo Trim Plate,NMRT-1F1L8527BW, NMRT-1F1L8527BW/NMRG-11D1L85,; Flat LED Combo Trim Plate,NMRT-1F1L8527SS, NMRT-1F1L8527SS/NMRG-11D1L85,; Flat LED Combo Trim Plate,NMRT-1F1L8527WW, NMRT-1F1L8527WW/NMRG-11D1L85,; Flat LED Combo Trim Plate,NMRT-1F1L8530BW, NMRT-1F1L8530BW/NMRG-11D1L85,; Flat LED Combo Trim Plate,NMRT-1F1L8530SS, NMRT-1F1L8530SS/NMRG-11D1L85,; Flat LED Combo Trim Plate,NMRT-1F1L8530WW, NMRT-1F1L8530WW/NMRG-11D1L85,; Flat LED Combo Trim Plate,NMRT-1F1L8535BW, NMRT-1F1L8535BW/NMRG-11D1L85,; Flat LED Combo Trim Plate,NMRT-1F1L8535SS, NMRT-1F1L8535SS/NMRG-11D1L85,; Flat LED Combo Trim Plate,NMRT-1F1L8535WW, NMRT-1F1L8535WW/NMRG-11D1L85,; Flat LED Combo Trim Plate,NMRT-1F1L8540BW, NMRT-1F1L8540BW/NMRG-11D1L85,; Flat LED Combo Trim Plate,NMRT-1F1L8540SS, NMRT-1F1L8540SS/NMRG-11D1L85,; Flat LED Combo Trim Plate,NMRT-1F1L8540WW, NMRT-1F1L8540WW/NMRG-11D1L85,; Flat LED Combo Trim Plate,NMRT-1F1L8540WW, NMRT-1F1L8540WW/NMRG-11D1L85,; Flat LED Combo Trim Plate,NMRT-1F1L85CDBW, NMRT-1F1L85CDBW/NMRG-11C1L20,; Flat LED Combo Trim Plate,NMRT-1F1L85CDSS, NMRT-1F1L85CDSS/NMRG-11C1L20,; Flat LED Combo Trim Plate,NMRT-1F1L85CDSS, NMRT-1F1L85CDSS/NMRG-11C1L20,; Flat LED Combo Trim Plate,NMRT-1F1L85CDWW, NMRT-1F1L85CDWW/NMRG-11C1L20,; Flat LED Combo Trim Plate,NMRT-1F1L85CDWW, NMRT-1F1L85CDWW/NMRG-11C1L20,; Flat LED Combo Trim Plate,NMRT-1F2L1227BW, NMRT-1F2L1227BW/NMRG-12D1L12,; Flat LED Combo Trim Plate,NMRT-1F2L1227SS, NMRT-1F2L1227SS/NMRG-12D1L12,; Flat LED Combo Trim Plate,NMRT-1F2L1227WW, NMRT-1F2L1227WW/NMRG-12D1L12,; Flat LED Combo Trim Plate,NMRT-1F2L1230BW, NMRT-1F2L1230BW/NMRG-12D1L12,; Flat LED Combo Trim Plate,NMRT-1F2L1230SS, NMRT-1F2L1230SS/NMRG-12D1L12,; Flat LED Combo Trim Plate,NMRT-1F2L1230WW, NMRT-1F2L1230WW/NMRG-12D1L12,; Flat LED Combo Trim Plate,NMRT-1F2L1235BW, NMRT-1F2L1235BW/NMRG-12D1L12,; Flat LED Combo Trim Plate,NMRT-1F2L1235SS, NMRT-1F2L1235SS/NMRG-12D1L12,; Flat LED Combo Trim Plate,NMRT-1F2L1235WW, NMRT-1F2L1235WW/NMRG-12D1L12,; Flat LED Combo Trim Plate,NMRT-1F2L1240BW, NMRT-1F2L1240BW/NMRG-12D1L12,; Flat LED Combo Trim Plate,NMRT-1F2L1240BW, NMRT-1F2L1240BW/NMRG-12D1L12,; Flat LED Combo Trim Plate,NMRT-1F2L1240SS, NMRT-1F2L1240SS/NMRG-12D1L12,; Flat LED Combo Trim Plate,NMRT-1F2L1240WW, NMRT-1F2L1240WW/NMRG-12D1L12,; Flat LED Combo Trim Plate,NMRT-1F2L12CDBW, NMRT-1F2L12CDBW/NMRG-12C1L20,; Flat LED Combo Trim Plate,NMRT-1F2L12CDSS, NMRT-1F2L12CDSS/NMRG-12C1L20,; Flat LED Combo Trim Plate,NMRT-1F2L12CDWW, NMRT-1F2L12CDWW/NMRG-12C1L20,; Flat LED Combo Trim Plate,NMRT-1F2L2027BW, NMRT-1F2L2027BW/NMRG-12D1L20,; Flat LED Combo Trim Plate,NMRT-1F2L2027SS, NMRT-1F2L2027SS/NMRG-12D1L20,; Flat LED Combo Trim Plate,NMRT-1F2L2027WW, NMRT-1F2L2027WW/NMRG-12D1L20,; Flat LED Combo Trim Plate,NMRT-1F2L2030BW, NMRT-1F2L2030BW/NMRG-12D1L20,; Flat LED Combo Trim Plate,NMRT-1F2L2030SS, NMRT-1F2L2030SS/NMRG-12D1L20,; Flat LED Combo Trim Plate,NMRT-1F2L2030WW, NMRT-1F2L2030WW/NMRG-12D1L20,; Flat LED Combo Trim Plate,NMRT-1F2L2035BW, NMRT-1F2L2035BW/NMRG-12D1L20,; Flat LED Combo Trim Plate,NMRT-1F2L2035SS, NMRT-1F2L2035SS/NMRG-12D1L20,; Flat LED Combo Trim Plate,NMRT-1F2L2035WW, NMRT-1F2L2035WW/NMRG-12D1L20,; Flat LED Combo Trim Plate,NMRT-1F2L2040BW, NMRT-1F2L2040BW/NMRG-12D1L20,; Flat LED Combo Trim Plate,NMRT-1F2L2040SS, NMRT-1F2L2040SS/NMRG-12D1L20,; Flat LED Combo Trim Plate,NMRT-1F2L2040WW, NMRT-1F2L2040WW/NMRG-12D1L20,; Flat LED Combo Trim Plate,NMRT-1F2L20CDBW, NMRT-1F2L20CDBW/NMRG-12C1L20,; Flat LED Combo Trim Plate,NMRT-1F2L20CDSS, NMRT-1F2L20CDSS/NMRG-12C1L20,; Flat LED Combo Trim Plate,NMRT-1F2L20CDWW, NMRT-1F2L20CDWW/NMRG-12C1L20,; Flat LED Combo Trim Plate,NMRT-1F2L8527BW, NMRT-1F2L8527BW/NMRG-12D1L85,; Flat LED Combo Trim Plate,NMRT-1F2L8527SS, NMRT-1F2L8527SS/NMRG-12D1L85,; Flat LED Combo Trim Plate,NMRT-1F2L8527WW, NMRT-1F2L8527WW/NMRG-12D1L85,; Flat LED Combo Trim Plate,NMRT-1F2L8530BW, NMRT-1F2L8530BW/NMRG-12D1L85,; Flat LED Combo Trim Plate,NMRT-1F2L8530SS, NMRT-1F2L8530SS/NMRG-12D1L85,; Flat LED Combo Trim Plate,NMRT-1F2L8530WW, NMRT-1F2L8530WW/NMRG-12D1L85,; Flat LED Combo Trim Plate,NMRT-1F2L8535BW, NMRT-1F2L8535BW/NMRG-12D1L85,; Flat LED Combo Trim Plate,NMRT-1F2L8535SS, NMRT-1F2L8535SS/NMRG-12D1L85,; Flat LED Combo Trim Plate,NMRT-1F2L8535WW, NMRT-1F2L8535WW/NMRG-12D1L85,; Flat LED Combo Trim Plate,NMRT-1F2L8540BW, NMRT-1F2L8540BW/NMRG-12D1L85,; Flat LED Combo Trim Plate,NMRT-1F2L8540SS, NMRT-1F2L8540SS/NMRG-12D1L85,; Flat LED Combo Trim Plate,NMRT-1F2L8540WW, NMRT-1F2L8540WW/NMRG-12D1L85,; Flat LED Combo Trim Plate,NMRT-1F2L85CDBW, NMRT-1F2L85CDBW/NMRG-12C1L20,; Flat LED Combo Trim Plate,NMRT-1F2L85CDSS, NMRT-1F2L85CDSS/NMRG-12C1L20,; Flat LED Combo Trim Plate,NMRT-1F2L85CDWW, NMRT-1F2L85CDWW/NMRG-12C1L20,; Flat LED Combo Trim Plate,NMRT-1F3L1227BW, NMRT-1F3L1227BW/NMRG-13D1L12,; Flat LED Combo Trim Plate,NMRT-1F3L1227SS, NMRT-1F3L1227SS/NMRG-13D1L12,; Flat LED Combo Trim Plate,NMRT-1F3L1227WW, NMRT-1F3L1227WW/NMRG-13D1L12,; Flat LED Combo Trim Plate,NMRT-1F3L1230BW, NMRT-1F3L1230BW/NMRG-13D1L12,; Flat LED Combo Trim Plate,NMRT-1F3L1230SS, NMRT-1F3L1230SS/NMRG-13D1L12,; Flat LED Combo Trim Plate,NMRT-1F3L1230WW, NMRT-1F3L1230WW/NMRG-13D1L12,; Flat LED Combo Trim Plate,NMRT-1F3L1235BW, NMRT-1F3L1235BW/NMRG-13D1L12,; Flat LED Combo Trim Plate,NMRT-1F3L1235SS, NMRT-1F3L1235SS/NMRG-13D1L12,; Flat LED Combo Trim Plate,NMRT-1F3L1235WW, NMRT-1F3L1235WW/NMRG-13D1L12,; Flat LED Combo Trim Plate,NMRT-1F3L1240BW, NMRT-1F3L1240BW/NMRG-13D1L12,; Flat LED Combo Trim Plate,NMRT-1F3L1240SS, NMRT-1F3L1240SS/NMRG-13D1L12,; Flat LED Combo Trim Plate,NMRT-1F3L1240WW, NMRT-1F3L1240WW/NMRG-13D1L12,; Flat LED Combo Trim Plate,NMRT-1F3L12CDBW, NMRT-1F3L12CDBW/NMRG-13C1L20,; Flat LED Combo Trim Plate,NMRT-1F3L12CDSS, NMRT-1F3L12CDSS/NMRG-13C1L20,; Flat LED Combo Trim Plate,NMRT-1F3L12CDWW, NMRT-1F3L12CDWW/NMRG-13C1L20,; Flat LED Combo Trim Plate,NMRT-1F3L2027BW, NMRT-1F3L2027BW/NMRG-13D1L20,; Flat LED Combo Trim Plate,NMRT-1F3L2027SS, NMRT-1F3L2027SS/NMRG-13D1L20,; Flat LED Combo Trim Plate,NMRT-1F3L2027WW, NMRT-1F3L2027WW/NMRG-13D1L20,; Flat LED Combo Trim Plate,NMRT-1F3L2030BW, NMRT-1F3L2030BW/NMRG-13D1L20,; Flat LED Combo Trim Plate,NMRT-1F3L2030SS, NMRT-1F3L2030SS/NMRG-13D1L20,; Flat LED Combo Trim Plate,NMRT-1F3L2030WW, NMRT-1F3L2030WW/NMRG-13D1L20,; Flat LED Combo Trim Plate,NMRT-1F3L2035BW, NMRT-1F3L2035BW/NMRG-13D1L20,; Flat LED Combo Trim Plate,NMRT-1F3L2035SS, NMRT-1F3L2035SS/NMRG-13D1L20,; Flat LED Combo Trim Plate,NMRT-1F3L2035SS, NMRT-1F3L2035SS/NMRG-13D1L20,; Flat LED Combo Trim Plate,NMRT-1F3L2035WW, NMRT-1F3L2035WW/NMRG-13D1L20,; Flat LED Combo Trim Plate,NMRT-1F3L2035WW, NMRT-1F3L2035WW/NMRG-13D1L20,; Flat LED Combo Trim Plate,NMRT-1F3L2040BW, NMRT-1F3L2040BW/NMRG-13D1L20,; Flat LED Combo Trim Plate,NMRT-1F3L2040BW, NMRT-1F3L2040BW/NMRG-13D1L20,; Flat LED Combo Trim Plate,NMRT-1F3L2040SS, NMRT-1F3L2040SS/NMRG-13D1L20,; Flat LED Combo Trim Plate,NMRT-1F3L2040SS, NMRT-1F3L2040SS/NMRG-13D1L20,; Flat LED Combo Trim Plate,NMRT-1F3L2040WW, NMRT-1F3L2040WW/NMRG-13D1L20,; Flat LED Combo Trim Plate,NMRT-1F3L2040WW, NMRT-1F3L2040WW/NMRG-13D1L20,; Flat LED Combo Trim Plate,NMRT-1F3L20CDBW, NMRT-1F3L20CDBW/NMRG-13C1L20,; Flat LED Combo Trim Plate,NMRT-1F3L20CDBW, NMRT-1F3L20CDBW/NMRG-13C1L20,; Flat LED Combo Trim Plate,NMRT-1F3L20CDSS, NMRT-1F3L20CDSS/NMRG-13C1L20,; Flat LED Combo Trim Plate,NMRT-1F3L20CDSS, NMRT-1F3L20CDSS/NMRG-13C1L20,; Flat LED Combo Trim Plate,NMRT-1F3L20CDWW, NMRT-1F3L20CDWW/NMRG-13C1L20,; Flat LED Combo Trim Plate,NMRT-1F3L20CDWW, NMRT-1F3L20CDWW/NMRG-13C1L20,; Flat LED Combo Trim Plate,NMRT-1F3L8527BW, NMRT-1F3L8527BW/NMRG-13D1L85,; Flat LED Combo Trim Plate,NMRT-1F3L8527SS, NMRT-1F3L8527SS/NMRG-13D1L85,; Flat LED Combo Trim Plate,NMRT-1F3L8527WW, NMRT-1F3L8527WW/NMRG-13D1L85,; Flat LED Combo Trim Plate,NMRT-1F3L8530BW, NMRT-1F3L8530BW/NMRG-13D1L85,; Flat LED Combo Trim Plate,NMRT-1F3L8530SS, NMRT-1F3L8530SS/NMRG-13D1L85,; Flat LED Combo Trim Plate,NMRT-1F3L8530WW, NMRT-1F3L8530WW/NMRG-13D1L85,; Flat LED Combo Trim Plate,NMRT-1F3L8535BW, NMRT-1F3L8535BW/NMRG-13D1L85,; Flat LED Combo Trim Plate,NMRT-1F3L8535SS, NMRT-1F3L8535SS/NMRG-13D1L85,; Flat LED Combo Trim Plate,NMRT-1F3L8535WW, NMRT-1F3L8535WW/NMRG-13D1L85,; Flat LED Combo Trim Plate,NMRT-1F3L8540BW, NMRT-1F3L8540BW/NMRG-13D1L85,; Flat LED Combo Trim Plate,NMRT-1F3L8540SS, NMRT-1F3L8540SS/NMRG-13D1L85,; Flat LED Combo Trim Plate,NMRT-1F3L8540WW, NMRT-1F3L8540WW/NMRG-13D1L85,; Flat LED Combo Trim Plate,NMRT-1F3L85CDBW, NMRT-1F3L85CDBW/NMRG-13C1L20,; Flat LED Combo Trim Plate,NMRT-1F3L85CDSS, NMRT-1F3L85CDSS/NMRG-13C1L20,; Flat LED Combo Trim Plate,NMRT-1F3L85CDWW, NMRT-1F3L85CDWW/NMRG-13C1L20,; Regressed LED Combo Trim Plate,NMRT-11L2027BW/NMRG-11D1L20, | Indoor | LED | Downlight Recessed | 1655 | 24.7 | 67.1 |  | 2700K | 94 | 42000 | Continuously Dimmable |  | 2015-10-06
Nora Lighting | Nora Lighting | Trimless LED Combo | NMRT-1TL3LX927Y + NMRTLG-13DXL19Y | ,NMRT-1TL1LX927Y, NMRT-1TL1LX927Y + NMRTLG-11DXL19Y,; ,NMRT-1TL1LX930Y, NMRT-1TL1LX930Y + NMRTLG-11DXL19Y,; ,NMRT-1TL1LX935Y, NMRT-1TL1LX935Y + NMRTLG-11DXL19Y,; ,NMRT-1TL1LX940Y, NMRT-1TL1LX940Y + NMRTLG-11DXL19Y,; ,NMRT-1TL2LX927Y NMRT-1TL2LX927Y + NMRTLG-12DXL19Y,; ,NMRT-1TL2LX930Y, NMRT-1TL2LX930Y + NMRTLG-12DXL19Y,; ,NMRT-1TL2LX935Y, NMRT-1TL2LX935Y + NMRTLG-12DXL19Y,; ,NMRT-1TL2LX940Y, NMRT-1TL2LX940Y + NMRTLG-12DXL19Y,; ,NMRT-1TL3LX927Y, NMRT-1TL3LX927Y + NMRTLG-13DXL19Y,; ,NMRT-1TL3LX930Y, NMRT-1TL3LX930Y + NMRTLG-13DXL19Y,; ,NMRT-1TL3LX935Y, NMRT-1TL3LX935Y + NMRTLG-13DXL19Y,; ,NMRT-1TL3LX940Y, NMRT-1TL3LX940Y + NMRTLG-13DXL19Y, | Indoor | LED | Downlight Recessed | 5156 | 88.5 | 58.3 |  | 2700K | 92 | 36000 | Continuously Dimmable |  | 2016-05-05
Nora Lighting | Nora Lighting | NOX-43127XX | NOX-43127XX |  | Indoor | LED | Downlight Solid State Retrofit | 708 | 10.5 | 69.3 |  | 2700K | 93 | 36000 | Continuously Dimmable |  | 2016-03-23
Nora Lighting | Nora Lighting | NOX-43130XX | NOX-43130XX |  | Indoor | LED | Downlight Solid State Retrofit | 769 | 10.5 | 75.6 |  | 3000K | 92 | 36000 | Continuously Dimmable |  | 2016-03-23
Nora Lighting | Nora Lighting | NOX-43140XX | NOX-43140XX |  | Indoor | LED | Downlight Solid State Retrofit | 791 | 10.5 | 76.8 |  | 4000/4100K | 93 | 36000 | Continuously Dimmable |  | 2016-05-11
Nora Lighting | Nora Lighting | NOX-43227XX | NOX-43227XX |  | Indoor | LED | Downlight Solid State Retrofit | 708 | 10.5 | 69.4 |  | 2700K | 93 | 36000 | Continuously Dimmable |  | 2016-03-23
Nora Lighting | Nora Lighting | NOX-43230XX | NOX-43230XX |  | Indoor | LED | Downlight Solid State Retrofit | 769 | 10.5 | 75.6 |  | 3000K | 92 | 36000 | Continuously Dimmable |  | 2016-03-23
Nora Lighting | Nora Lighting | NOX-43240XX | NOX-43240XX |  | Indoor | LED | Downlight Solid State Retrofit | 791 | 10.5 | 76.8 |  | 4000/4100K | 93 | 36000 | Continuously Dimmable |  | 2016-05-11
Nora Lighting | Nora Lighting | NOX-563127XX | NOX-563127XX |  | Indoor | LED | Downlight Recessed | 819 | 12.5 | 67.7 |  | 2700K | 93 | 36000 | Continuously Dimmable |  | 2016-03-23
Nora Lighting | Nora Lighting | NOX-563130XX | NOX-563130XX |  | Indoor | LED | Downlight Recessed | 842 | 12.5 | 68.1 |  | 3000K | 92 | 36000 | Continuously Dimmable |  | 2016-03-23
Nora Lighting | Nora Lighting | NOX-563140XX | NOX-563140XX |  | Indoor | LED | Downlight Recessed | 860 | 12.5 | 71.2 |  | 4000/4100K | 93 | 36000 | Continuously Dimmable |  | 2016-05-11
Nora Lighting | Nora Lighting | NOX-563227XX | NOX-563227XX |  | Indoor | LED | Downlight Recessed | 819 | 12.5 | 70.9 |  | 2700K | 93 | 36000 | Continuously Dimmable |  | 2016-03-23
Nora Lighting | Nora Lighting | NOX-563230XX | NOX-563230XX |  | Indoor | LED | Downlight Recessed | 842 | 12.5 | 68.1 |  | 3000K | 92 | 36000 | Continuously Dimmable |  | 2016-03-23
Nora Lighting | Nora Lighting | NOX-563240XX | NOX-563240XX |  | Indoor | LED | Downlight Recessed | 860 | 12.5 | 71.2 |  | 4000/4100K | 93 | 36000 | Continuously Dimmable |  | 2016-05-11
Nora Lighting | Nora Lighting | 4" Marquise | NRM-41XL1230YY + NHZZZZ-412QQQQ | Nora Lighting 4" Marquise,NRM-41XL1235YY + NHZZZZ-412QQQQ,; Nora Lighting 4" Marquise,NRM-41XL1240YY + NHZZZZ-412QQQQ,; Nora Lighting 4" Marquise,NRM-41XL8530YY + NHZZZZ-485QQQQ,; Nora Lighting 4" Marquise,NRM-41XL8535YY + NHZZZZ-485QQQQ,; Nora Lighting 4" Marquise,NRM-41XL8540YY + NHZZZZ-485QQQQ, | Indoor | LED | Downlight Recessed | 1089 | 19.1 | 57.1 |  | 3000K | 93 | 42000 | Continuously Dimmable | X = 1,2 or 3, YY = DW, HZW, NN, WW See Website for ZZZZ and QQQQ | 2016-07-18
Nora Lighting | Nora Lighting | 5" Marquise | NRM-51XL2027YY + NHZZZZ-520QQQQ | Nora Lighting 5" Marquise,NRM-51XL2030YY + NHZZZZ-520QQQQ,; Nora Lighting 5" Marquise,NRM-51XL2035YY + NHZZZZ-520QQQQ,; Nora Lighting 5" Marquise,NRM-51XL2040YY + NHZZZZ-520QQQQ,; Nora Lighting 6" Marquise,NRM-61XL2027YY + NHZZZZ-620QQQQ,; Nora Lighting 6" Marquise,NRM-61XL2030YY + NHZZZZ-620QQQQ,; Nora Lighting 6" Marquise,NRM-61XL2035YY + NHZZZZ-620QQQQ,; Nora Lighting 6" Marquise,NRM-61XL2040YY + NHZZZZ-620QQQQ, | Indoor | LED | Downlight Recessed | 1558 | 27.21 | 57.3 |  | 2700K | 92 | 42000 | Continuously Dimmable | X = 1 or 2, YY = DW, HZW, NN, WW See Website for ZZZZ and QQQQ | 2016-07-18
Nora Lighting | Nora Lighting | 5" Marquise | NRM-51XL8527YY + NHZZZZ-585QQQQ | ,NRM-51XL1227YY + NHXXXX-512YYYY,; ,NRM-51XL1230YY + NHXXXX-512YYYY,; ,NRM-51XL1235YY + NHXXXX-512YYYY,; ,NRM-51XL1240YY + NHXXXX-512YYYY,; ,NRM-51XL8530YY + NHXXXX-585YYYY,; ,NRM-51XL8535YY + NHXXXX-585YYYY,; ,NRM-51XL8540YY + NHXXXX-585YYYY,; 5" Marquise,NRM-51XL8527YY + NHZZZZ-585QQQQ,; 6" Marquise,NRM-61XL1227YY + NHXXXX-612YYYY,; 6" Marquise,NRM-61XL1230YY + NHXXXX-612YYYY,; 6" Marquise,NRM-61XL1235YY + NHXXXX-612YYYY,; 6" Marquise,NRM-61XL1240YY + NHXXXX-612YYYY,; 6" Marquise,NRM-61XL8527YY + NHXXXX-685YYYY,; 6" Marquise,NRM-61XL8530YY + NHXXXX-685YYYY,; 6" Marquise,NRM-61XL8535YY + NHXXXX-685YYYY,; 6" Marquise,NRM-61XL8540YY + NHXXXX-685YYYY, | Indoor | LED | Downlight Recessed | 988 | 15.9 | 62.2 |  | 2700K | 87 | 42000 | Continuously Dimmable | X = 1 or 2, YY = DW, HZW, NN, WW See Website for ZZZZ and QQQQ | 2015-11-25
Nora Lighting | Nora Lighting | 5" Marquise Dedicated | NRMC-5XL8527YY | ,NRMC-5XL8530YY,; ,NRMC-5XL8535YY,; ,NRMC-5XL8540YY,; ,NRMR-5XL8527YY,; ,NRMR-5XL8530YY,; ,NRMR-5XL8535YY,; ,NRMR-5XL8540YY,; 5" Marquise Dedicated,NRMC-5XL8527YY,; 6" Marquise Dedicated,NRMC-6XL8527YY,; 6" Marquise Dedicated,NRMC-6XL8530YY,; 6" Marquise Dedicated,NRMC-6XL8535YY,; 6" Marquise Dedicated,NRMC-6XL8540YY,; 6" Marquise Dedicated,NRMR-6XL8527YY,; 6" Marquise Dedicated,NRMR-6XL8530YY,; 6" Marquise Dedicated,NRMR-6XL8535YY,; 6" Marquise Dedicated,NRMR-6XL8540YY,; 6" Marquise Dedicated,NRMR-6XL85CDYY, | Indoor | LED | Downlight Solid State Retrofit | 988 | 15.9 | 62.2 |  | 2700K | 87 | 42000 | Continuously Dimmable | X = 1 or 2, YY = DW, HZW, NN, WW | 2015-11-25
NuWave, LLC. | ALSET | LED Recessed Downlights | RF8-30L-50K-UL |  | Indoor/Outdoor | LED | Downlight Recessed | 3307 | 30 | 110.6 |  | 5000K | 86 | 50000 | Continuously Dimmable |  | 2016-06-30
NuWave, LLC. | ALSET | LED Recessed Downlights | RF8-30L-40K-UL |  | Indoor/Outdoor | LED | Downlight Recessed | 3288 | 30 | 109.8 |  | 4000/4100K | 85 | 50000 | Continuously Dimmable |  | 2016-06-30
NuWave, LLC. | ALSET | LED Recessed Downlights | RF8-40L-30K-UL |  | Indoor/Outdoor | LED | Downlight Recessed | 4627 | 41 | 114.9 |  | 3000K | 84 | 50000 | Continuously Dimmable |  | 2016-06-30
NuWave, LLC. | ALSET | LED Recessed Downlights | RF8-40L-35K-UL |  | Indoor/Outdoor | LED | Downlight Recessed | 4686 | 41 | 115.5 |  | 3500K | 87 | 50000 | Continuously Dimmable |  | 2016-06-30
NuWave, LLC. | ALSET | LED Recessed Downlights | RF8-40L-40K-UL |  | Indoor/Outdoor | LED | Downlight Recessed | 4712 | 41 | 116.5 |  | 4000/4100K | 85 | 50000 | Continuously Dimmable |  | 2016-06-30
NuWave, LLC. | ALSET | LED Recessed Downlights | RF8-40L-50K-UL |  | Indoor/Outdoor | LED | Downlight Recessed | 4754 | 41 | 117.6 |  | 5000K | 85 | 50000 | Continuously Dimmable |  | 2016-06-30
NuWave, LLC. | ALSET | SSL Downlight Retrofit Kits | 51504 |  | Indoor | LED | Downlight Solid State Retrofit | 609 | 6 | 103.4 |  | 2700K | 83 | 60000 | Continuously Dimmable |  | 2015-12-22
NuWave, LLC. | ALSET | SSL Downlight Retrofit Kits | 51505 |  | Indoor | LED | Downlight Solid State Retrofit | 627 | 6 | 104.5 |  | 3500K | 83 | 60000 | Continuously Dimmable |  | 2015-12-22
NuWave, LLC. | ALSET | SSL Downlight Retrofit Kits | 51550 |  | Indoor | LED | Downlight Solid State Retrofit | 609 | 6 | 103.4 |  | 2700K | 83 | 50000 | Continuously Dimmable |  | 2016-02-19
NuWave, LLC. | ALSET | SSL Downlight Retrofit Kits | 51551 |  | Indoor | LED | Downlight Solid State Retrofit | 627 | 6 | 104.5 |  | 3500K | 83 | 50000 | Continuously Dimmable |  | 2016-02-19
NuWave, LLC. | ALSET | SSL Downlight Retrofit Kits | 51612 |  | Indoor | LED | Downlight Solid State Retrofit | 610 | 6 | 104.2 |  | 2700K | 83 | 60000 | Continuously Dimmable |  | 2015-12-22
NuWave, LLC. | ALSET | SSL Downlight Retrofit Kits | 51613 |  | Indoor | LED | Downlight Solid State Retrofit | 654 | 6 | 109 |  | 3500K | 83 | 60000 | Continuously Dimmable |  | 2015-12-22
NuWave, LLC. | ALSET | SSL Downlight Retrofit Kits | 51614 |  | Indoor | LED | Downlight Solid State Retrofit | 1002 | 9.5 | 106.3 |  | 2700K | 83 | 60000 | Continuously Dimmable |  | 2015-12-22
NuWave, LLC. | ALSET | SSL Downlight Retrofit Kits | 51615 |  | Indoor | LED | Downlight Solid State Retrofit | 1047 | 9.5 | 110.2 |  | 3500K | 83 | 60000 | Continuously Dimmable |  | 2015-12-22
NuWave, LLC. | ALSET | SSL Downlight Retrofit Kits | 51616 |  | Indoor | LED | Downlight Solid State Retrofit | 1407 | 13 | 108.4 |  | 2700K | 83 | 50000 | Continuously Dimmable |  | 2015-12-22
NuWave, LLC. | ALSET | SSL Downlight Retrofit Kits | 51617 |  | Indoor | LED | Downlight Solid State Retrofit | 1463 | 13 | 112.5 |  | 3500K | 83 | 50000 | Continuously Dimmable |  | 2015-12-22
NuWave, LLC. | ALSET | SSL Downlight Retrofit Kits | 51650 |  | Indoor | LED | Downlight Solid State Retrofit | 610 | 6 | 104.2 |  | 2700K | 83 | 50000 | Continuously Dimmable |  | 2016-02-19
NuWave, LLC. | ALSET | SSL Downlight Retrofit Kits | 51651 |  | Indoor | LED | Downlight Solid State Retrofit | 654 | 6 | 109 |  | 3500K | 83 | 50000 | Continuously Dimmable |  | 2016-02-19
NuWave, LLC. | ALSET | SSL Downlight Retrofit Kits | 51652 |  | Indoor | LED | Downlight Solid State Retrofit | 1002 | 9.5 | 106.3 |  | 2700K | 83 | 50000 | Continuously Dimmable |  | 2016-02-19
NuWave, LLC. | ALSET | SSL Downlight Retrofit Kits | 51653 |  | Indoor | LED | Downlight Solid State Retrofit | 1047 | 9.5 | 110.2 |  | 3500K | 83 | 50000 | Continuously Dimmable |  | 2016-02-19
NuWave, LLC. | ALSET | SSL Downlight Retrofit Kits | 51654 |  | Indoor | LED | Downlight Solid State Retrofit | 1407 | 13 | 108.4 |  | 2700K | 83 | 50000 | Continuously Dimmable |  | 2016-02-19
NuWave, LLC. | ALSET | SSL Downlight Retrofit Kits | 51655 |  | Indoor | LED | Downlight Solid State Retrofit | 1463 | 13 | 112.5 |  | 3500K | 83 | 50000 | Continuously Dimmable |  | 2016-02-19
NuWave, LLC. | ALSET | LED Recessed Downlights | RF10-22L-30K-UL |  | Indoor/Outdoor | LED | Downlight Recessed | 2284 | 22 | 105.5 |  | 3000K | 84 | 50000 | Continuously Dimmable |  | 2016-06-30
NuWave, LLC. | ALSET | LED Recessed Downlights | RF10-22L-35K-UL |  | Indoor/Outdoor | LED | Downlight Recessed | 2292 | 22 | 106.8 |  | 3500K | 87 | 50000 | Continuously Dimmable |  | 2016-06-30
NuWave, LLC. | ALSET | LED Recessed Downlights | RF10-22L-40K-UL |  | Indoor/Outdoor | LED | Downlight Recessed | 2326 | 22 | 107 |  | 4000/4100K | 86 | 50000 | Continuously Dimmable |  | 2016-06-30
NuWave, LLC. | ALSET | LED Recessed Downlights | RF10-22L-50K-UL |  | Indoor/Outdoor | LED | Downlight Recessed | 2351 | 22 | 107.9 |  | 5000K | 86 | 50000 | Continuously Dimmable |  | 2016-06-30
NuWave, LLC. | ALSET | LED Recessed Downlights | RF10-30L-30K-UL |  | Indoor/Outdoor | LED | Downlight Recessed | 3233 | 30 | 108 |  | 3000K | 84 | 50000 | Continuously Dimmable |  | 2016-06-30
NuWave, LLC. | ALSET | LED Recessed Downlights | RF10-30L-35K-UL |  | Indoor/Outdoor | LED | Downlight Recessed | 3259 | 30 | 108.7 |  | 3500K | 87 | 50000 | Continuously Dimmable |  | 2016-06-30
NuWave, LLC. | ALSET | LED Recessed Downlights | RF10-30L-40K-UL |  | Indoor/Outdoor | LED | Downlight Recessed | 3288 | 30 | 109.8 |  | 4000/4100K | 85 | 50000 | Continuously Dimmable |  | 2016-06-30
NuWave, LLC. | ALSET | LED Recessed Downlights | RF10-30L-50K-UL |  | Indoor/Outdoor | LED | Downlight Recessed | 3307 | 30 | 110.6 |  | 5000K | 86 | 50000 | Continuously Dimmable |  | 2016-06-30
NuWave, LLC. | ALSET | LED Recessed Downlights | RF10-40L-30K-UL |  | Indoor/Outdoor | LED | Downlight Recessed | 4627 | 41 | 114.9 |  | 3000K | 84 | 50000 | Continuously Dimmable |  | 2016-06-30
NuWave, LLC. | ALSET | LED Recessed Downlights | RF10-40L-35K-UL |  | Indoor/Outdoor | LED | Downlight Recessed | 4686 | 41 | 115.5 |  | 3500K | 87 | 50000 | Continuously Dimmable |  | 2016-06-30
NuWave, LLC. | ALSET | LED Recessed Downlights | RF10-40L-40K-UL |  | Indoor/Outdoor | LED | Downlight Recessed | 4712 | 41 | 116.5 |  | 4000/4100K | 85 | 50000 | Continuously Dimmable |  | 2016-06-30
NuWave, LLC. | ALSET | LED Recessed Downlights | RF10-40L-50K-UL |  | Indoor/Outdoor | LED | Downlight Recessed | 4754 | 41 | 117.6 |  | 5000K | 85 | 50000 | Continuously Dimmable |  | 2016-06-30
NuWave, LLC. | ALSET | LED Recessed Downlights | RF8-22L-30K-UL |  | Indoor/Outdoor | LED | Downlight Recessed | 2284 | 22 | 105.4 |  | 3000K | 84 | 50000 | Continuously Dimmable |  | 2016-06-30
NuWave, LLC. | ALSET | LED Recessed Downlights | RF8-22L-35K-UL |  | Indoor/Outdoor | LED | Downlight Recessed | 2292 | 22 | 106.8 |  | 3500K | 87 | 50000 | Continuously Dimmable |  | 2016-06-30
NuWave, LLC. | ALSET | LED Recessed Downlights | RF8-22L-40K-UL |  | Indoor/Outdoor | LED | Downlight Recessed | 2326 | 22 | 107 |  | 4000/4100K | 86 | 50000 | Continuously Dimmable |  | 2016-06-30
NuWave, LLC. | ALSET | LED Recessed Downlights | RF8-22L-50K-UL |  | Indoor/Outdoor | LED | Downlight Recessed | 2351 | 22 | 107.9 |  | 5000K | 86 | 50000 | Continuously Dimmable |  | 2016-06-30
NuWave, LLC. | ALSET | LED Recessed Downlights | RF8-30L-30K-UL |  | Indoor/Outdoor | LED | Downlight Recessed | 3233 | 30 | 108 |  | 3000K | 84 | 50000 | Continuously Dimmable |  | 2016-06-30
NuWave, LLC. | ALSET | LED Recessed Downlights | RF8-30L-35K-UL |  | Indoor/Outdoor | LED | Downlight Recessed | 3259 | 30 | 108.7 |  | 3500K | 87 | 50000 | Continuously Dimmable |  | 2016-06-30
Ohyama Lights LLC | OHYAMA LIGHTS | LED Ceiling Light | OLDK06R-15N |  | Indoor/Outdoor | LED | Downlight Solid State Retrofit | 900 | 13 | 94.3 |  | 4000/4100K | 83 | 50000 | Continuously Dimmable |  | 2015-11-25
Ohyama Lights LLC | OHYAMA LIGHTS | OLEDL Series | OLEDL12-16XR-UNV | ,,X Designates CCT = 3000K, 4000k or 5000K; aa Designates for marketing purpose, no technical differences, aa = 01-99; R designates Round, S designates Square | Indoor | LED | Downlight Solid State Retrofit | 1370 | 16 | 101.8 |  | 3000K | 81 | 36000 | Continuously Dimmable | X Designates CCT = 3000K, 4000k or 5000K; aa Designates for marketing purpose, no technical differences, aa = 01-99; R designates Round, S designates Square | 2016-07-15
Ohyama Lights LLC | OHYAMA LIGHTS | OLEDL Series | OLEDL12-16XR-UNV | ,,X Designates CCT = 3000K, 4000k or 5000K; aa Designates for marketing purpose, no technical differences, aa = 01-99; R designates Round, S designates Square | Indoor | LED | Downlight Solid State Retrofit | 1370 | 16 | 104 |  | 3000K | 81 | 36000 | Continuously Dimmable | X Designates CCT = 3000K, 4000k or 5000K; aa Designates for marketing purpose, no technical differences, aa = 01-99; R designates Round, S designates Square | 2016-07-15
Ohyama Lights LLC | OHYAMA LIGHTS | OLEDL12-30CS-UNV | OLEDL12-30CS-UNV |  | Indoor/Outdoor | LED | Downlight Recessed | 3500 | 28 | 122.2 |  | 5000K | 80 | 36000 | Continuously Dimmable |  | 2016-08-25
Ohyama Lights LLC | OHYAMA LIGHTS | OLEDL12-30WR-UNV | OLEDL12-30WR-UNV |  | Indoor/Outdoor | LED | Downlight Recessed | 3200 | 28 | 113.6 |  | 3000K | 80 | 36000 | Continuously Dimmable |  | 2016-08-25
Ohyama Lights LLC | OHYAMA LIGHTS | OLEDL12-30WS-UNV | OLEDL12-30WS-UNV |  | Indoor/Outdoor | LED | Downlight Recessed | 3200 | 28 | 113.8 |  | 3000K | 80 | 36000 | Continuously Dimmable |  | 2016-08-25
Ohyama Lights LLC | OHYAMA LIGHTS | OLEDL Series | OLEDL6-13XR-UNV | ,,X Designates CCT = 3000K, 4000k or 5000K; aa Designates for marketing purpose, no technical differences, aa = 01-99; R designates Round, S designates Square | Indoor | LED | Downlight Solid State Retrofit | 1100 | 13 | 96.9 |  | 3000K | 81 | 36000 | Continuously Dimmable | X Designates CCT = 3000K, 4000k or 5000K; aa Designates for marketing purpose, no technical differences, aa = 01-99; R designates Round, S designates Square | 2016-07-15
Ohyama Lights LLC | OHYAMA LIGHTS | OLEDL Series | OLEDL8-13XR-UNV | ,,X Designates CCT = 3000K, 4000k or 5000K; aa Designates for marketing purpose, no technical differences, aa = 01-99; R designates Round, S designates Square | Indoor | LED | Downlight Solid State Retrofit | 1100 | 13 | 101.4 |  | 3000K | 82 | 36000 | Continuously Dimmable | X Designates CCT = 3000K, 4000k or 5000K; aa Designates for marketing purpose, no technical differences, aa = 01-99; R designates Round, S designates Square | 2016-07-15
Ohyama Lights LLC | OHYAMA LIGHTS | OLEDL Series | OLEDL8-13XS-UNV | ,,X Designates CCT = 3000K, 4000k or 5000K; aa Designates for marketing purpose, no technical differences, aa = 01-99; R designates Round, S designates Square | Indoor | LED | Downlight Solid State Retrofit | 1100 | 13 | 99.2 |  | 3000K | 81 | 36000 | Continuously Dimmable | X Designates CCT = 3000K, 4000k or 5000K; aa Designates for marketing purpose, no technical differences, aa = 01-99; R designates Round, S designates Square | 2016-07-15
Ohyama Lights LLC | OHYAMA LIGHTS | OLEDL8-20CS-UNV | OLEDL8-20CS-UNV |  | Indoor/Outdoor | LED | Downlight Recessed | 2200 | 19 | 112.6 |  | 5000K | 82 | 36000 | Continuously Dimmable |  | 2016-08-25
Ohyama Lights LLC | OHYAMA LIGHTS | OLEDL8-20NS-UNV | OLEDL8-20NS-UNV |  | Indoor/Outdoor | LED | Downlight Recessed | 2200 | 19 | 112.4 |  | 4000/4100K | 82 | 36000 | Continuously Dimmable |  | 2016-08-25
Ohyama Lights LLC | OHYAMA LIGHTS | OLEDL8-20WR-UNV | OLEDL8-20WR-UNV |  | Indoor/Outdoor | LED | Downlight Recessed | 2000 | 19 | 106.2 |  | 3000K | 80 | 36000 | Continuously Dimmable |  | 2016-08-25
On Time Lighting Company | On Time Lighting | LPC-35 | LPC-35 |  | Indoor | LED | Downlight Surface Mount | 2051 | 35 | 59.2 |  | 5000K | 86 | 25000 | Non-Dimmable |  | 2015-11-11
OptoLight | OptoLight | OP-DL4DG | OP-DL4DG |  | Indoor/Outdoor | LED | Downlight Solid State Retrofit | 600 | 10 | 67.6 |  | 2700K | 92 | 35000 | Continuously Dimmable |  | 2016-03-14
OptoLight | OptoLight | OP-DL6DG | OP-DL6DG |  | Indoor/Outdoor | LED | Downlight Solid State Retrofit | 900 | 15 | 67.9 |  | 2700K | 92 | 35000 | Continuously Dimmable |  | 2016-03-14
Ortech Industries Inc. | Ortech | LED Downlight | SLIM4-3K** | ,,(**denote different color finish, maybe WH,BN, SN,BK,BL,ORB; WH for white, BNor SN for Brushed Nickel, BL or BK for black, ORB for Coffee) | Indoor | LED | Downlight Recessed | 550 | 9 | 77.6 |  | 3000K | 81 | 50000 | Continuously Dimmable |  | 2016-08-05
Ortech Industries Inc. | Ortech | LED Downlight | SLIM4-4K** | ,,(**denote different color finish, maybe WH,BN, SN,BK,BL,ORB; WH for white, BNor SN for Brushed Nickel, BL or BK for black, ORB for Coffee) | Indoor | LED | Downlight Recessed | 550 | 9 | 77.6 |  | 4000/4100K | 81 | 50000 | Continuously Dimmable |  | 2016-08-05
Ortech Industries Inc. | Ortech | LED Downlight | SLIM4-5K** | ,,(**denote different color finish, maybe WH,BN, SN,BK,BL,ORB; WH for white, BNor SN for Brushed Nickel, BL or BK for black, ORB for Coffee) | Indoor | LED | Downlight Recessed | 550 | 9 | 77.6 |  | 5000K | 81 | 50000 | Continuously Dimmable |  | 2016-08-05
Ortech Industries Inc. | Ortech | LED Downlight | SLIM4S-3K** | ,,(**denote different color finish, maybe WH,BN, SN,BK,BL,ORB; WH for white, BNor SN for Brushed Nickel, BL or BK for black, ORB for Coffee) | Indoor | LED | Downlight Recessed | 550 | 9 | 75.8 |  | 3000K | 82 | 50000 | Continuously Dimmable |  | 2016-08-05
Ortech Industries Inc. | Ortech | LED Downlight | SLIM4S-4K** | ,,(**denote different color finish, maybe WH,BN, SN,BK,BL,ORB; WH for white, BNor SN for Brushed Nickel, BL or BK for black, ORB for Coffee) | Indoor | LED | Downlight Recessed | 550 | 9 | 75.8 |  | 4000/4100K | 82 | 50000 | Continuously Dimmable |  | 2016-08-05
Ortech Industries Inc. | Ortech | LED Downlight | SLIM4S-5K** | ,,(**denote different color finish, maybe WH,BN, SN,BK,BL,ORB; WH for white, BNor SN for Brushed Nickel, BL or BK for black, ORB for Coffee) | Indoor | LED | Downlight Recessed | 550 | 9 | 75.8 |  | 5000K | 82 | 50000 | Continuously Dimmable |  | 2016-08-05
Ortech Industries Inc. | Ortech | LED Downlight | SLIM6-3K** | ,,(**denote different color finish, maybe WH,BN, SN,BK,BL,ORB; WH for white, BNor SN for Brushed Nickel, BL or BK for black, ORB for Coffee) | Indoor | LED | Downlight Recessed | 750 | 12 | 79.7 |  | 3000K | 82 | 50000 | Continuously Dimmable |  | 2016-08-05
Ortech Industries Inc. | Ortech | LED Downlight | SLIM6-4K** | ,,(**denote different color finish, maybe WH,BN, SN,BK,BL,ORB; WH for white, BNor SN for Brushed Nickel, BL or BK for black, ORB for Coffee) | Indoor | LED | Downlight Recessed | 750 | 12 | 79.7 |  | 4000/4100K | 82 | 50000 | Continuously Dimmable |  | 2016-08-05
Ortech Industries Inc. | Ortech | LED Downlight | SLIM6-5K** | ,,(**denote different color finish, maybe WH,BN, SN,BK,BL,ORB; WH for white, BNor SN for Brushed Nickel, BL or BK for black, ORB for Coffee) | Indoor | LED | Downlight Recessed | 750 | 12 | 79.7 |  | 5000K | 82 | 50000 | Continuously Dimmable |  | 2016-08-05
Outrace Technology Co.,Ltd. | OUTRACE | LED Downlight | OU007-D4J |  | Indoor | LED | Downlight Solid State Retrofit | 520 | 7 | 77.9 |  | 2700K | 82 | 25000 | Continuously Dimmable |  | 2016-03-29
Outrace Technology Co.,Ltd. | OUTRACE | LED Downlight | OU010-D5J |  | Indoor | LED | Downlight Solid State Retrofit | 720 | 10 | 85.7 |  | 2700K | 83 | 25000 | Continuously Dimmable |  | 2016-03-29
Outrace Technology Co.,Ltd. | OUTRACE | LED Downlight | OU017-D5J |  | Indoor | LED | Downlight Solid State Retrofit | 1250 | 17 | 89.1 |  | 2700K | 82 | 25000 | Continuously Dimmable |  | 2016-03-29
Overdrive Electronics PVT. LTD. | Overdrive | L10HDL4DIM 10W 2700K | 601 |  | Indoor | LED | Downlight Solid State Retrofit | 600 | 10 | 68.6 |  | 2700K | 92 | 35000 | Continuously Dimmable |  | 2016-05-20
Overdrive Electronics PVT. LTD. | Overdrive | L10DL4DIM 10W 3000K | 602 |  | Indoor | LED | Downlight Solid State Retrofit | 700 | 10 | 82.4 |  | 3000K | 83 | 35000 | Continuously Dimmable |  | 2016-05-20
Overdrive Electronics PVT. LTD. | Overdrive | L10DL6DIM 10W 3000K | 605 |  | Indoor | LED | Downlight Solid State Retrofit | 670 | 10 | 76.9 |  | 3000K | 84 | 35000 | Continuously Dimmable |  | 2016-05-20
P.Q.L., Inc. | Superior Life | 90993 | 90993 |  | Indoor/Outdoor | LED | Downlight Recessed | 1950 | 25 | 92.2 |  | 5000K | 83 | 50000 | Continuously Dimmable |  | 2016-06-30
P.Q.L., Inc. | P.Q.L., Inc. | 90913 | 90913 |  | Indoor | LED | Downlight Solid State Retrofit | 1100 | 15 | 73.3 |  | 3000K | 83 | 50000 | Continuously Dimmable |  | 2016-04-04
P.Q.L., Inc. | Superior Life | 90910 | 90910 |  | Indoor/Outdoor | LED | Downlight Solid State Retrofit | 700 | 10 | 79.6 |  | 3000K | 83 | 50000 | Continuously Dimmable |  | 2016-01-27
P.Q.L., Inc. | Superior Life | 90911 | 90911 |  | Indoor/Outdoor | LED | Downlight Solid State Retrofit | 620 | 10 | 72.3 |  | 2700K | 92 | 50000 | Continuously Dimmable |  | 2016-02-25
P.Q.L., Inc. | Superior Life | 90914 | 90914 |  | Indoor/Outdoor | LED | Downlight Solid State Retrofit | 1100 | 15 | 79.9 |  | 5000K | 83 | 50000 | Continuously Dimmable |  | 2016-02-01
P.Q.L., Inc. | Superior Life | 90915 | 90915 |  | Indoor/Outdoor | LED | Downlight Solid State Retrofit | 840 | 12 | 71.3 |  | 2700K | 91 | 50000 | Continuously Dimmable |  | 2016-04-15
P.Q.L., Inc. | Superior Life | 90919 | 90919 |  | Indoor/Outdoor | LED | Downlight Solid State Retrofit | 610 | 10 | 73.1 |  | 3000K | 83 | 50000 | Continuously Dimmable |  | 2016-07-01
P.Q.L., Inc. | Superior Life | 90992 | 90992 |  | Indoor/Outdoor | LED | Downlight Recessed | 1950 | 25 | 85.7 |  | 3000K | 83 | 50000 | Continuously Dimmable |  | 2016-06-30
P.Q.L., Inc. | Superior Life | 90994 | 90994 |  | Indoor/Outdoor | LED | Downlight Recessed | 2350 | 30 | 84.2 |  | 3000K | 83 | 50000 | Continuously Dimmable |  | 2016-07-01
P.Q.L., Inc. | Superior Life | 90995 | 90995 |  | Indoor/Outdoor | LED | Downlight Recessed | 2350 | 30 | 93.1 |  | 5000K | 83 | 50000 | Continuously Dimmable |  | 2016-07-01
Parmida LLC | PARMIDA | LED | PLED-DN49W2700KDIM |  | Indoor | LED | Downlight Solid State Retrofit | 650 | 9.3 | 70.8 |  | 2700K | 94 | 35000 | Continuously Dimmable |  | 2015-12-14
Parmida LLC | PARMIDA | LED | PLED-DN49W3000KDIM |  | Indoor | LED | Downlight Solid State Retrofit | 650 | 9.3 | 78.9 |  | 3000K | 91 | 35000 | Continuously Dimmable |  | 2015-12-14
Parmida LLC | PARMIDA | LED | PLED-DN49W4000KDIM |  | Indoor | LED | Downlight Solid State Retrofit | 650 | 9.3 | 79.9 |  | 4000/4100K | 93 | 35000 | Continuously Dimmable |  | 2016-04-07
Parmida LLC | PARMIDA | LED | PLED-DN49W5000KDIM |  | Indoor | LED | Downlight Solid State Retrofit | 650 | 9.3 | 80.3 |  | 5000K | 94 | 35000 | Continuously Dimmable |  | 2015-12-14
Parmida LLC | PARMIDA | LED | PLED-DN5/614W2700KDIM |  | Indoor | LED | Downlight Solid State Retrofit | 950 | 14 | 71.7 |  | 2700K | 95 | 35000 | Continuously Dimmable |  | 2015-12-17
Parmida LLC | PARMIDA | LED | PLED-DN5/614W3000KDIM |  | Indoor | LED | Downlight Solid State Retrofit | 950 | 14 | 82.9 |  | 3000K | 92 | 35000 | Continuously Dimmable |  | 2015-12-17
Parmida LLC | PARMIDA | LED | PLED-DN5/614W4000KDIM |  | Indoor | LED | Downlight Solid State Retrofit | 950 | 14 | 82.4 |  | 4000/4100K | 94 | 35000 | Continuously Dimmable |  | 2016-04-07
Parmida LLC | PARMIDA | LED | PLED-DN5/614W5000KDIM |  | Indoor | LED | Downlight Solid State Retrofit | 950 | 14 | 83.1 |  | 5000K | 94 | 35000 | Continuously Dimmable |  | 2015-12-17
Parmida LLC | Parmida LED | SSL Downlight Retrofit Kits | P-LED-DN410.5W2700KDIM |  | Indoor | LED | Downlight Solid State Retrofit | 700 | 10.5 | 63.3 |  | 2700K | 92 | 50000 | Continuously Dimmable |  | 2016-10-03
Parmida LLC | Parmida LED | SSL Downlight Retrofit Kits | P-LED-DN410.5W3000KDIM |  | Indoor | LED | Downlight Solid State Retrofit | 700 | 10.5 | 63.3 |  | 3000K | 92 | 50000 | Continuously Dimmable |  | 2016-10-03
Parmida LLC | Parmida LED | SSL Downlight Retrofit Kits | P-LED-DN410.5W4000KDIM |  | Indoor | LED | Downlight Solid State Retrofit | 700 | 10.5 | 63.3 |  | 4000/4100K | 92 | 50000 | Continuously Dimmable |  | 2016-10-03
Parmida LLC | Parmida LED | SSL Downlight Retrofit Kits | P-LED-DN410.5W5000KDIM |  | Indoor | LED | Downlight Solid State Retrofit | 700 | 10.5 | 63.3 |  | 5000K | 92 | 50000 | Continuously Dimmable |  | 2016-10-03
Parmida LLC | Parmida LED | SSL Downlight Retrofit Kits | P-LED-DN413W2700KDIM | SSL Downlight Retrofit Kits,P-LED-DN413W3000KDIM,; SSL Downlight Retrofit Kits,P-LED-DN413W4000KDIM,; SSL Downlight Retrofit Kits,P-LED-DN413W5000KDIM, | Indoor | LED | Downlight Solid State Retrofit | 774 | 13 | 61.7 |  | 2700K,4000/4100K,3000K,5000K | 92 | 50000 | Continuously Dimmable |  | 2016-10-05
Parmida LLC | Parmida LED | SSL Downlight Retrofit Kits | P-LED-DN5/615W2700KDIM |  | Indoor | LED | Downlight Solid State Retrofit | 1000 | 15 | 66.8 |  | 2700K | 93 | 50000 | Continuously Dimmable |  | 2016-10-03
Parmida LLC | Parmida LED | SSL Downlight Retrofit Kits | P-LED-DN5/615W3000KDIM |  | Indoor | LED | Downlight Solid State Retrofit | 1000 | 15 | 66.8 |  | 3000K | 93 | 50000 | Continuously Dimmable |  | 2016-10-03
Parmida LLC | Parmida LED | SSL Downlight Retrofit Kits | P-LED-DN5/615W4000KDIM |  | Indoor | LED | Downlight Solid State Retrofit | 1000 | 15 | 66.8 |  | 4000/4100K | 93 | 50000 | Continuously Dimmable |  | 2016-10-03
Parmida LLC | Parmida LED | SSL Downlight Retrofit Kits | P-LED-DN5/615W5000KDIM |  | Indoor | LED | Downlight Solid State Retrofit | 1000 | 15 | 66.8 |  | 5000K | 93 | 50000 | Continuously Dimmable |  | 2016-10-03
Parmida LLC | Parmida LED | SSL Downlight Retrofit Kits | P-LED-DN5/616W2700KDIM | SSL Downlight Retrofit Kits,P-LED-DN5/616W3000KDIM,; SSL Downlight Retrofit Kits,P-LED-DN5/616W4000KDIM,; SSL Downlight Retrofit Kits,P-LED-DN5/616W5000KDIM, | Indoor | LED | Downlight Solid State Retrofit | 1005 | 16 | 65 |  | 2700K,4000/4100K,3000K,5000K | 95 | 50000 | Continuously Dimmable |  | 2016-10-05
Parmida LLC | Parmida LED | SSL Downlight Retrofit Kits | P-LED-DN830W2700KDIM |  | Indoor | LED | Downlight Recessed | 2350 | 30 | 82.8 |  | 2700K | 83 | 50000 | Continuously Dimmable |  | 2016-10-03
Parmida LLC | Parmida LED | SSL Downlight Retrofit Kits | P-LED-DN830W3000KDIM |  | Indoor | LED | Downlight Recessed | 2350 | 30 | 82.8 |  | 3000K | 83 | 50000 | Continuously Dimmable |  | 2016-10-03
Parmida LLC | Parmida LED | SSL Downlight Retrofit Kits | P-LED-DN830W4000KDIM |  | Indoor | LED | Downlight Recessed | 2350 | 30 | 82.8 |  | 4000/4100K | 83 | 50000 | Continuously Dimmable |  | 2016-10-03
Parmida LLC | Parmida LED | SSL Downlight Retrofit Kits | P-LED-DN830W5000KDIM |  | Indoor | LED | Downlight Recessed | 2350 | 30 | 82.8 |  | 5000K | 83 | 50000 | Continuously Dimmable |  | 2016-10-03
Parmida LLC | Parmida LED | SSL Downlight Retrofit Kits | P-LED-DNEB615W2700KDIM |  | Indoor | LED | Downlight Solid State Retrofit | 1000 | 15 | 66.8 |  | 2700K | 90 | 50000 | Continuously Dimmable |  | 2016-10-03
Parmida LLC | Parmida LED | SSL Downlight Retrofit Kits | P-LED-DNEB615W3000KDIM |  | Indoor | LED | Downlight Solid State Retrofit | 1000 | 15 | 66.8 |  | 3000K | 90 | 50000 | Continuously Dimmable |  | 2016-10-03
Parmida LLC | Parmida LED | SSL Downlight Retrofit Kits | P-LED-DNEB615W4000KDIM |  | Indoor | LED | Downlight Solid State Retrofit | 1000 | 15 | 66.8 |  | 4000/4100K | 90 | 50000 | Continuously Dimmable |  | 2016-10-03
Parmida LLC | Parmida LED | SSL Downlight Retrofit Kits | P-LED-DNEB615W5000KDIM |  | Indoor | LED | Downlight Solid State Retrofit | 1000 | 15 | 66.8 |  | 5000K | 90 | 50000 | Continuously Dimmable |  | 2016-10-03
Parmida LLC | Parmida LED | SSL Downlight Retrofit Kits | P-LED-DNSQ410W2700KDIM |  | Indoor | LED | Downlight Solid State Retrofit | 580 | 10 | 60.1 |  | 2700K | 94 | 50000 | Continuously Dimmable |  | 2016-10-03
Parmida LLC | Parmida LED | SSL Downlight Retrofit Kits | P-LED-DNSQ410W3000KDIM |  | Indoor | LED | Downlight Solid State Retrofit | 580 | 10 | 60.1 |  | 3000K | 94 | 50000 | Continuously Dimmable |  | 2016-10-03
Parmida LLC | Parmida LED | SSL Downlight Retrofit Kits | P-LED-DNSQ410W4000KDIM |  | Indoor | LED | Downlight Solid State Retrofit | 580 | 10 | 60.1 |  | 4000/4100K | 94 | 50000 | Continuously Dimmable |  | 2016-10-03
Parmida LLC | Parmida LED | SSL Downlight Retrofit Kits | P-LED-DNSQ410W5000KDIM |  | Indoor | LED | Downlight Solid State Retrofit | 580 | 10 | 60.1 |  | 5000K | 94 | 50000 | Continuously Dimmable |  | 2016-10-03
Parmida LLC | Parmida LED | SSL Downlight Retrofit Kits | P-LED-DNSQ615W2700KDIM | SSL Downlight Retrofit Kits,P-LED-DNSQ615W3000KDIM,; SSL Downlight Retrofit Kits,P-LED-DNSQ615W4000KDIM,; SSL Downlight Retrofit Kits,P-LED-DNSQ615W5000KDIM, | Indoor | LED | Downlight Solid State Retrofit | 900 | 15 | 63.8 |  | 2700K,4000/4100K,3000K,5000K | 89 | 50000 | Continuously Dimmable |  | 2016-10-05
Philips Lighting North America Corporation | PHILIPS | HATTON | 59220XXYY |  | Indoor | LED | Downlight Solid State Retrofit | 680 | 8.5 | 80 |  | 5000K | 83 | 54000 | Continuously Dimmable |  | 2016-03-31
Philips Lighting North America Corporation | PHILIPS | HATTON | 59220/XX/YY | ,59220/31/48,; ,59220/31/49,; ,592200049,; ,592203148,; ,592203149,; ,800020,; ,800029,; ,800052, | Indoor | LED | Downlight Solid State Retrofit | 680 | 8.5 | 80 |  | 5000K | 83 | 54000 | Continuously Dimmable |  | 2016-03-31
Philips Lighting North America Corporation | PHILIPS | HATTON | 59221/XX/YY | ,59221/31/48,; ,59221/31/49,; ,592210049,; ,800003,; ,800004,; ,800011, | Indoor | LED | Downlight Solid State Retrofit | 520 | 8.5 | 61 |  | 2700K | 90 | 54000 | Continuously Dimmable |  | 2016-03-31
Philips Lighting North America Corporation | PHILIPS | HATTON | 59222/XX/YY | ,59222/31/48,; ,59222/31/49,; ,592220049,; ,5922231U0,; ,800037,; ,800038,; ,800045,; ,800672, | Indoor | LED | Downlight Solid State Retrofit | 610 | 10 | 64 |  | 2700K | 90 | 54000 | Continuously Dimmable |  | 2016-03-31
Philips Lighting North America Corporation | PHILIPS | HATTON | 59223/XX/YY | ,59223/31/48,; ,59223/31/49,; ,800060,; ,800078, | Indoor | LED | Downlight Solid State Retrofit | 800 | 10 | 80 |  | 5000K | 83 | 54000 | Continuously Dimmable |  | 2016-03-31
Philips Lighting North America Corporation | PHILIPS | 5923431U0 | 5923431U0 | 801035,801035, | Indoor | LED | Downlight Solid State Retrofit | 660 | 11 | 74.6 |  | 2700K | 94 | 54000 | Continuously Dimmable | 801035 only different model name | 2016-09-07
Philips Lighting North America Corporation | PHILIPS | 5923531U0 | 5923531U0 | 801043,801043, | Indoor | LED | Downlight Solid State Retrofit | 660 | 11 | 71.6 |  | 2700K | 95 | 54000 | Continuously Dimmable | 801043 only different model name | 2016-09-07
Philips Lighting North America Corporation | PHILIPS | 5923631U0 | 5923631U0 | 801050,801050, | Indoor | LED | Downlight Solid State Retrofit | 660 | 11 | 74.6 |  | 2700K | 94 | 54000 | Continuously Dimmable | 801050 only different model name | 2016-09-07
Philips Lighting North America Corporation | PHILIPS | 5923731U0 | 5923731U0 | 801068,801068, | Indoor | LED | Downlight Solid State Retrofit | 660 | 11 | 71.6 |  | 2700K | 95 | 54000 | Continuously Dimmable | 801068 only different model name | 2016-09-07
Philips Solid-State Lighting Solutions, Inc. | PHILIPS | 523-000009-14 | 523-000009-14 | ,523-000009-15,3000K; ,523-000009-16,3500K; ,523-000009-17,4000K | Indoor | LED | Downlight Surface Mount | 761 | 13.5 | 56.4 |  | 2700K | 81 | 60000 | Non-Dimmable |  | 2015-10-20
Plusrite USA | NaturaLED | LED Downlight | LED4RL-56L30K | ,LED4RL-56L40K,CCT: 4000K; ,LED4RL-56L50K,CCT: 5000K | Indoor | LED | Downlight Solid State Retrofit | 560 | 9 | 69.5 |  | 3000K | 84 | 50000 | Continuously Dimmable,Damp Location Rated |  | 2016-09-06
Plusrite USA | NaturaLED | LED Downlight Retrofit | LED4RL-58L9XX |  | Indoor/Outdoor | LED | Downlight Solid State Retrofit | 580 | 9 | 64.7 |  | 2700K | 93 | 50000 | Continuously Dimmable,Wet Location Rated | â€œXXâ€ could be â€œ27â€, â€œ30â€, â€œ40â€, â€œ50â€ denotes CCT 2700K, 3000K, 4000K, 5000K. | 2016-02-03
Plusrite USA | NaturaLED | SSL Downlight Retrofit | LED4RL-65L8XX | ,,Retail Number: LED4RL-56L8XXCP | Indoor/Outdoor | LED | Downlight Solid State Retrofit | 650 | 9 | 72.9 |  | 2700K | 82 | 50000 | Continuously Dimmable,Wet Location Rated | "XX" could be 27, 30, 40, or 50 denotes CCT 2700K, 3000K, 4000K, 5000K. | 2015-12-18
Plusrite USA | NaturaLED | LED Downlight | LED6RL-88L30K | ,LED6RL-88L40K,CCT: 4000K; ,LED6RL-88L50K,CCT: 5000K | Indoor | LED | Downlight Solid State Retrofit | 880 | 13 | 77.6 |  | 3000K | 83 | 50000 | Continuously Dimmable,Damp Location Rated |  | 2016-09-06
Plusrite USA | NaturaLED | LED Downlight Retrofit | LED6RL-88L9XX |  | Indoor/Outdoor | LED | Downlight Solid State Retrofit | 880 | 13 | 68.4 |  | 2700K | 93 | 50000 | Continuously Dimmable,Wet Location Rated | â€œXXâ€ could be â€œ27â€, â€œ30â€, â€œ40â€, â€œ50â€ denotes CCT 2700K, 3000K, 4000K, 5000K. | 2016-02-03
Plusrite USA | NaturaLED | SSL Downlight Retrofit | LED6RL-98L8XX | ,,Retail Number: LED6RL-88L8XXCP | Indoor/Outdoor | LED | Downlight Solid State Retrofit | 980 | 13 | 79.3 |  | 2700K | 81 | 50000 | Continuously Dimmable,Wet Location Rated | "XX" could be 27, 30, 40, or 50 denotes CCT 2700K, 3000K, 4000K, 5000K. | 2015-12-18
Prescolite, Inc. | Prescolite | LB6LEDA10L | LB6LEDA10L27K WH |  | Indoor | LED | Downlight Solid State Retrofit | 934 | 12 | 77.5 |  | 2700K | 82 | 36000 | Continuously Dimmable |  | 2013-02-22
Prescolite, Inc. | Prescolite | LB6LEDA10L | LB6LEDA10L30K WH |  | Indoor | LED | Downlight Solid State Retrofit | 984 | 12 | 80.9 |  | 3000K | 83 | 36000 | Continuously Dimmable |  | 2013-02-22
Prescolite, Inc. | Prescolite | LB6LEDA10L | LB6LEDA10L35K WH |  | Indoor | LED | Downlight Solid State Retrofit | 1037 | 12 | 88 |  | 3500K | 83 | 36000 | Continuously Dimmable |  | 2013-02-22
Prescolite, Inc. | Prescolite | LB6LEDA10L | LB6LEDA10LxxKy zz |  | Indoor | LED | Downlight Solid State Retrofit | 794 | 12 | 66.5 |  | 2700K | 90 | 60000 | Continuously Dimmable |  | 2014-01-21
Prescolite, Inc. | Prescolite | LB6LEDA10L | LB6LEDA10LxxKy zz |  | Indoor | LED | Downlight Solid State Retrofit | 949 | 12.1 | 78.4 |  | 2700K | 90 | 60000 | Continuously Dimmable |  | 2014-01-21
Prescolite, Inc. | Prescolite | LB6LEDA10L | LB6LEDA10LxxKy zz |  | Indoor | LED | Downlight Solid State Retrofit | 1018 | 11.7 | 87 |  | 3500K | 91 | 60000 | Continuously Dimmable |  | 2014-01-21
Prescolite, Inc. | Prescolite | LB6LEDA8L30K WH | LB6LEDA8L30K WH | LB6LEDA8L35K WH,LB6LEDA8L35K WH, | Indoor | LED | Downlight Solid State Retrofit | 804 | 13 | 61.5 |  | 3000K | 83 | 42000 | Continuously Dimmable |  | 2016-06-09
Prescolite, Inc. | Prescolite | LB6LEDA8L35K WH | LB6LEDA8L35K WH | LB6LEDA8L40K WH,LB6LEDA8L40K WH, | Indoor | LED | Downlight Solid State Retrofit | 804 | 13 | 61.5 |  | 3500K | 83 | 42000 | Continuously Dimmable |  | 2016-06-09
Prescolite, Inc. | Prescolite | LB6LEDA8L40K WH | LB6LEDA8L40K WH | LB6LEDA8L50K WH,LB6LEDA8L50K WH, | Indoor | LED | Downlight Solid State Retrofit | 804 | 13 | 61.5 |  | 4000/4100K | 83 | 42000 | Continuously Dimmable |  | 2016-06-09
Prescolite, Inc. | Prescolite | LB6LEDA8L50K WH | LB6LEDA8L50K WH | LB6LEDA8L50K WH,LB6LEDA8L50K WH, | Indoor | LED | Downlight Solid State Retrofit | 804 | 13 | 61.5 |  | 4000/4100K | 83 | 42000 | Continuously Dimmable |  | 2016-06-09
Prescolite, Inc. | Prescolite | LBS | LBSLEDA10LxxK9 yy |  | Indoor | LED | Downlight Solid State Retrofit | 972 | 16.7 | 58.2 |  | 3000K | 92 | 60000 | Continuously Dimmable |  | 2016-06-20
Prescolite, Inc. | Prescolite | LBSLEDA10L | LBSLEDA10LxxK9 yy |  | Indoor | LED | Downlight Solid State Retrofit | 1032 | 16.4 | 62.9 |  | 3000K | 90 | 60000 | Continuously Dimmable |  | 2016-06-20
Prescolite, Inc. | Prescolite | LBSLEDA10L30K WH | LBSLEDA10LxxK yy |  | Indoor | LED | Downlight Solid State Retrofit | 1077 | 16.7 | 64.2 |  | 3000K | 83 | 35000 | Continuously Dimmable |  | 2016-06-20
Prescolite, Inc. | Prescolite | LBSQ5LEDA6L | LBSQ5LEDA6LxxK9 ** |  | Indoor | LED | Downlight Solid State Retrofit | 680 | 10.4 | 65.4 |  | 3000K | 91 | 60000 | Continuously Dimmable | ** = allowable reflector finish (WH, BL, Z, DZ) | 2016-10-13
Prescolite, Inc. | Prescolite | LBS | LBSQLEDA10LxxK9 yy |  | Indoor | LED | Downlight Solid State Retrofit | 972 | 16.7 | 58.2 |  | 3000K | 92 | 60000 | Continuously Dimmable |  | 2016-06-20
Prescolite, Inc. | Prescolite | LBSQLEDA10L | LBSQLEDA10LxxK9 yy |  | Indoor | LED | Downlight Solid State Retrofit | 1032 | 16.4 | 62.9 |  | 3000K | 90 | 60000 | Continuously Dimmable |  | 2016-06-20
Prescolite, Inc. | Prescolite | LF4LEDG4-4LFLED5G430K | LF4LEDG4xxxxxx-4LFLED5G4zzz/yyyyy |  | Indoor/Outdoor | LED | Downlight Recessed | 1100 | 14.4 | 76.3 |  | 3000K | 81 | 35000 | Continuously Dimmable |  | 2016-06-02
Prescolite, Inc. | Prescolite | LF4LEDG4-4LFLED7G430K | LF4LEDG4xxxxxx-4LFLED7G4zzz/yyyyy |  | Indoor/Outdoor | LED | Downlight Recessed | 1840 | 26.5 | 69.3 |  | 3000K | 81 | 35000 | Continuously Dimmable |  | 2016-06-02
Prescolite, Inc. | Prescolite | LF4SQLEDG4-4SQLED5G430K | LF4SQLEDG4xxxxxx-4SQLED5G4zzz/yyyyy |  | Indoor/Outdoor | LED | Downlight Recessed | 1060 | 14.4 | 73.4 |  | 3000K | 81 | 35000 | Continuously Dimmable |  | 2016-06-02
Prescolite, Inc. | Prescolite | LF4SQLEDG4-4SQLED7G430K | LF4SQLEDG4xxxxxx-4SQLED7G4zzz/yyyyy |  | Indoor/Outdoor | LED | Downlight Recessed | 1780 | 26.3 | 67.8 |  | 3000K | 81 | 35000 | Continuously Dimmable |  | 2016-06-02
Prescolite, Inc. | Prescolite | LF6LEDG4-6LFLED5G430K | LF6LEDG4xxxxxx-6LFLED5G4zzz/yyyyy |  | Indoor/Outdoor | LED | Downlight Recessed | 1140 | 14.5 | 78.7 |  | 3000K | 81 | 35000 | Continuously Dimmable |  | 2016-06-02
Prescolite, Inc. | Prescolite | LF6LEDG4-6LFLED6G430K | LF6LEDG4xxxxxx-6LFLED6G4zzz/yyyyy |  | Indoor/Outdoor | LED | Downlight Recessed | 1157 | 14.5 | 80.2 |  | 3000K | 81 | 35000 | Continuously Dimmable |  | 2014-07-14
Prescolite, Inc. | Prescolite | LF6LEDG4-6LFLED7G430K | LF6LEDG4xxxxxx-6LFLED7G4zzz/yyyyy |  | Indoor/Outdoor | LED | Downlight Recessed | 1970 | 26.4 | 74.7 |  | 3000K | 81 | 35000 | Continuously Dimmable |  | 2016-06-02
Prescolite, Inc. | Prescolite | LF6SQLED8G4-6SQLED8G430K | LF6SQLED8G4xxxxxx-6SQLED8G4zzz/yyyyy |  | Indoor/Outdoor | LED | Downlight Recessed | 2770 | 40 | 69.4 |  | 3000K | 80 | 35000 | Continuously Dimmable |  | 2014-04-01
Prescolite, Inc. | Prescolite | LF6SQLEDG4-6SQLED5G430K | LF6SQLEDG4xxxxxx-6SQLED5G4zzz/yyyyy |  | Indoor/Outdoor | LED | Downlight Recessed | 1140 | 14.4 | 78.9 |  | 3000K | 81 | 35000 | Continuously Dimmable |  | 2016-06-02
Prescolite, Inc. | Prescolite | LF6SQLEDG4-6SQLED7G430K | LF6SQLEDG4xxxxxx-6SQLED7G4zzz/yyyyy |  | Indoor/Outdoor | LED | Downlight Recessed | 1940 | 26.6 | 73 |  | 3000K | 81 | 35000 | Continuously Dimmable |  | 2016-06-02
Prescolite, Inc. | Prescolite | RLF8LED8G4-8LFLED8G4 | LF8LED8G4xxxxxx-8LFLED8G4zzz/yyyyy |  | Indoor/Outdoor | LED | Downlight Recessed | 1950 | 26.5 | 75.6 |  | 3000K | 81 | 35000 | Continuously Dimmable |  | 2014-04-01
Prescolite, Inc. | Prescolite | RLF8LED8G4-8LFLED8G4 | LF8LED8G4xxxxxx-8LFLED8G4zzz/yyyyy |  | Indoor/Outdoor | LED | Downlight Recessed | 1950 | 26.5 | 75.6 |  | 3000K | 81 | 35000 | Continuously Dimmable |  | 2014-04-01
Prescolite, Inc. | Prescolite | LF8LEDG4-8LFLED5G430K | LF8LEDG4xxxxxx-8LFLED5G4zzz/yyyyy |  | Indoor/Outdoor | LED | Downlight Recessed | 1170 | 14.4 | 81 |  | 3000K | 81 | 35000 | Continuously Dimmable |  | 2016-06-02
Prescolite, Inc. | Prescolite | RLF8LEDG4-8LFLED5G4 | LF8LEDG4xxxxxx-8LFLED5G4zzz/yyyyy |  | Indoor/Outdoor | LED | Downlight Recessed | 1170 | 14.4 | 81 |  | 3000K | 81 | 35000 | Continuously Dimmable |  | 2014-04-01
Prescolite, Inc. | Prescolite | LF8LEDG4-8LFLED7G430K | LF8LEDG4xxxxxx-8LFLED7G4zzz/yyyyy |  | Indoor/Outdoor | LED | Downlight Recessed | 1950 | 26.5 | 75.6 |  | 3000K | 81 | 35000 | Continuously Dimmable |  | 2016-06-02
Prescolite, Inc. | Prescolite | RLF8LEDG4-8LFLED7G4 | LF8LEDG4xxxxxx-8LFLED7G4zzz/yyyyy |  | Indoor/Outdoor | LED | Downlight Recessed | 1950 | 26.5 | 75.6 |  | 3000K | 81 | 35000 | Continuously Dimmable |  | 2014-04-01
Prescolite, Inc. | Prescolite | MD8LED12L-8MD12LMD25 | MD8LED12Lzzzz8-8MD12Lxxxxx/yyyyy |  | Indoor/Outdoor | LED | Downlight Recessed | 10410 | 177.9 | 58.5 |  | 2700K | 83 | 50000 | Continuously Dimmable |  | 2016-06-08
Prescolite, Inc. | Prescolite | MD8LED12L-8MD12LFL35 | MD8LED12Lzzzz8-8MD12Lxxxxx/yyyyy |  | Indoor/Outdoor | LED | Downlight Recessed | 10410 | 177.9 | 58.5 |  | 2700K | 83 | 50000 | Continuously Dimmable |  | 2016-06-08
Prescolite, Inc. | Prescolite | MD8LED12L-8MD12LWFL45 | MD8LED12Lzzzz8-8MD12Lxxxxx/yyyyy |  | Indoor/Outdoor | LED | Downlight Recessed | 10410 | 177.9 | 58.5 |  | 2700K | 83 | 50000 | Continuously Dimmable |  | 2016-06-08
Prescolite, Inc. | Prescolite | MD8LED12L-8MD12LXFL55 | MD8LED12Lzzzz8-8MD12Lxxxxx/yyyyy |  | Indoor/Outdoor | LED | Downlight Recessed | 10410 | 177.9 | 58.5 |  | 2700K | 83 | 50000 | Continuously Dimmable |  | 2016-06-08
Prescolite, Inc. | Prescolite | MD8LED3L-8MD3LMD25 | MD8LED3Lzzzz8-8MD3Lxxxxx/yyyyy |  | Indoor/Outdoor | LED | Downlight Recessed | 2717 | 44.2 | 61.5 |  | 2700K | 83 | 50000 | Continuously Dimmable |  | 2016-06-08
Prescolite, Inc. | Prescolite | MD8LED3L-8MD3LFL35 | MD8LED3Lzzzz8-8MD3Lxxxxx/yyyyy |  | Indoor/Outdoor | LED | Downlight Recessed | 2717 | 44.2 | 61.5 |  | 2700K | 83 | 50000 | Continuously Dimmable |  | 2016-06-08
Prescolite, Inc. | Prescolite | MD8LED3L-8MD3LWFL45 | MD8LED3Lzzzz8-8MD3Lxxxxx/yyyyy |  | Indoor/Outdoor | LED | Downlight Recessed | 2717 | 44.2 | 61.5 |  | 2700K | 83 | 50000 | Continuously Dimmable |  | 2016-06-08
Prescolite, Inc. | Prescolite | MD8LED3L-8MD3LXFL55 | MD8LED3Lzzzz8-8MD3Lxxxxx/yyyyy |  | Indoor/Outdoor | LED | Downlight Recessed | 2717 | 44.2 | 61.5 |  | 2700K | 83 | 50000 | Continuously Dimmable |  | 2016-06-08
Prescolite, Inc. | Prescolite | MD8LED6L-8MD6LMD25 | MD8LED6Lzzzz8-8MD6Lxxxxx/yyyyy |  | Indoor/Outdoor | LED | Downlight Recessed | 5361 | 89.5 | 59.9 |  | 2700K | 83 | 50000 | Continuously Dimmable |  | 2016-06-08
Prescolite, Inc. | Prescolite | MD8LED6L-8MD6LFL35 | MD8LED6Lzzzz8-8MD6Lxxxxx/yyyyy |  | Indoor/Outdoor | LED | Downlight Recessed | 5361 | 89.5 | 59.9 |  | 2700K | 83 | 50000 | Continuously Dimmable |  | 2016-06-08
Prescolite, Inc. | Prescolite | MD8LED6L-8MD6LWFL45 | MD8LED6Lzzzz8-8MD6Lxxxxx/yyyyy |  | Indoor/Outdoor | LED | Downlight Recessed | 5361 | 89.5 | 59.9 |  | 2700K | 83 | 50000 | Continuously Dimmable |  | 2016-06-08
Prescolite, Inc. | Prescolite | MD8LED6L-8MD6LXFL55 | MD8LED6Lzzzz8-8MD6Lxxxxx/yyyyy |  | Indoor/Outdoor | LED | Downlight Recessed | 5361 | 89.5 | 59.9 |  | 2700K | 83 | 50000 | Continuously Dimmable |  | 2016-06-08
Prescolite, Inc. | Prescolite | MD8LED9L-8MD9LMD25 | MD8LED9Lzzzz8-8MD9Lxxxxx/yyyyy |  | Indoor/Outdoor | LED | Downlight Recessed | 7436 | 133.3 | 55.8 |  | 2700K | 83 | 50000 | Continuously Dimmable |  | 2016-06-08
Prescolite, Inc. | Prescolite | MD8LED9L-8MD9LFL35 | MD8LED9Lzzzz8-8MD9Lxxxxx/yyyyy |  | Indoor/Outdoor | LED | Downlight Recessed | 7436 | 133.3 | 55.8 |  | 2700K | 83 | 50000 | Continuously Dimmable |  | 2016-06-08
Prescolite, Inc. | Prescolite | MD8LED9L-8MD9LWFL45 | MD8LED9Lzzzz8-8MD9Lxxxxx/yyyyy |  | Indoor/Outdoor | LED | Downlight Recessed | 7436 | 133.3 | 55.8 |  | 2700K | 83 | 50000 | Continuously Dimmable |  | 2016-06-08
Prescolite, Inc. | Prescolite | MD8LED9L-8MD9LXFL55 | MD8LED9Lzzzz8-8MD9Lxxxxx/yyyyy |  | Indoor/Outdoor | LED | Downlight Recessed | 7436 | 133.3 | 55.8 |  | 2700K | 83 | 50000 | Continuously Dimmable |  | 2016-06-08
Prescolite, Inc. | Prescolite | LiteBox PLUS | RLBP6+6LBP11L27KWH | RLBP6+6LBP11L30KWH,RLBP6+6LBP11L35KWH,RLBP6+6LBP11L40KWH | Indoor | LED | Downlight Recessed | 1100 | 11 | 91.1 |  | 2700K | 92 | 84000 | Damp Location Rated,0-10V Dimming,Wet Location Rated |  | 2016-08-17
Prescolite, Inc. | Prescolite | LiteBox PLUS | RLBP6+6LBP11L27KWH | RLBP6+6LBP11L30KAZ,RLBP6+6LBP11L35KAZ,RLBP6+6LBP11L40KAZ | Indoor | LED | Downlight Recessed | 1100 | 11 | 91.1 |  | 2700K | 92 | 84000 | Damp Location Rated,0-10V Dimming,Wet Location Rated |  | 2016-08-17
Prescolite, Inc. | Prescolite | LiteBox PLUS | RLBP6+6LBP11L27KWH | RLBP6+6LBP11L30KZ,RLBP6+6LBP11L35KZ,RLBP6+6LBP11L40KZ | Indoor | LED | Downlight Recessed | 1100 | 11 | 91.1 |  | 2700K | 92 | 84000 | Damp Location Rated,0-10V Dimming,Wet Location Rated |  | 2016-08-17
Prescolite, Inc. | Prescolite | LiteBox PLUS | RLBP6+6LBP11L27KWH | LBP6+6LBP11L30KWH,LBP6+6LBP11L35KWH,LBP6+6LBP11L40KWH | Indoor | LED | Downlight Recessed | 1100 | 11 | 91.1 |  | 2700K | 92 | 84000 | Damp Location Rated,0-10V Dimming,Wet Location Rated |  | 2016-08-17
Prescolite, Inc. | Prescolite | LiteBox PLUS | RLBP6+6LBP11L27KWH | LBP6+6LBP11L30KBL,LBP6+6LBP11L35KBL,LBP6+6LBP11L40KBL | Indoor | LED | Downlight Recessed | 1100 | 11 | 91.1 |  | 2700K | 92 | 84000 | Damp Location Rated,0-10V Dimming,Wet Location Rated |  | 2016-08-17
Prescolite, Inc. | Prescolite | LiteBox PLUS | RLBP6+6LBP11L27KWH | LBP6+6LBP11L30KAZ,LBP6+6LBP11L35KAZ,LBP6+6LBP11L40KAZ | Indoor | LED | Downlight Recessed | 1100 | 11 | 91.1 |  | 2700K | 92 | 84000 | Damp Location Rated,0-10V Dimming,Wet Location Rated |  | 2016-08-17
Prescolite, Inc. | Prescolite | LiteBox PLUS | RLBP6+6LBP11L27KWH | LBP6+6LBP11L30KZ,LBP6+6LBP11L35KZ,LBP6+6LBP11L40KZ | Indoor | LED | Downlight Recessed | 1100 | 11 | 91.1 |  | 2700K | 92 | 84000 | Damp Location Rated,0-10V Dimming,Wet Location Rated |  | 2016-08-17
Prescolite, Inc. | Prescolite | LiteBox PLUS | RLBP6+6LBP15L27KWH | RLBP6+6LBP15L30KWH,RLBP6+6LBP15L35KWH,RLBP6+6LBP15L40KWH | Indoor | LED | Downlight Recessed | 1500 | 15 | 75.2 |  | 2700K | 92 | 84000 | Damp Location Rated,0-10V Dimming,Wet Location Rated |  | 2016-08-17
Prescolite, Inc. | Prescolite | LiteBox PLUS | RLBP6+6LBP15L27KWH | RLBP6+6LBP15L30KAZ,RLBP6+6LBP15L35KAZ,RLBP6+6LBP15L40KAZ | Indoor | LED | Downlight Recessed | 1500 | 15 | 75.2 |  | 2700K | 92 | 84000 | Damp Location Rated,0-10V Dimming,Wet Location Rated |  | 2016-08-17
Prescolite, Inc. | Prescolite | LiteBox PLUS | RLBP6+6LBP15L27KWH | RLBP6+6LBP15L30KZ,RLBP6+6LBP15L35KZ,RLBP6+6LBP15L40KZ | Indoor | LED | Downlight Recessed | 1500 | 15 | 75.2 |  | 2700K | 92 | 84000 | Damp Location Rated,0-10V Dimming,Wet Location Rated |  | 2016-08-17
Prescolite, Inc. | Prescolite | LiteBox PLUS | RLBP6+6LBP15L27KWH | LBP6+6LBP15L30KWH,LBP6+6LBP15L35KWH,LBP6+6LBP15L40KWH | Indoor | LED | Downlight Recessed | 1500 | 15 | 75.2 |  | 2700K | 92 | 84000 | Damp Location Rated,0-10V Dimming,Wet Location Rated |  | 2016-08-17
Prescolite, Inc. | Prescolite | LiteBox PLUS | RLBP6+6LBP15L27KWH | LBP6+6LBP15L30KBL,LBP6+6LBP15L35KBL,LBP6+6LBP15L40KBL | Indoor | LED | Downlight Recessed | 1500 | 15 | 75.2 |  | 2700K | 92 | 84000 | Damp Location Rated,0-10V Dimming,Wet Location Rated |  | 2016-08-17
Prescolite, Inc. | Prescolite | LiteBox PLUS | RLBP6+6LBP15L27KWH | LBP6+6LBP15L30KAZ,LBP6+6LBP15L35KAZ,LBP6+6LBP15L40KAZ | Indoor | LED | Downlight Recessed | 1500 | 15 | 75.2 |  | 2700K | 92 | 84000 | Damp Location Rated,0-10V Dimming,Wet Location Rated |  | 2016-08-17
Prescolite, Inc. | Prescolite | LiteBox PLUS | RLBP6+6LBP15L27KWH | LBP6+6LBP15L30KZ,LBP6+6LBP15L35KZ,LBP6+6LBP15L40KZ | Indoor | LED | Downlight Recessed | 1500 | 15 | 75.2 |  | 2700K | 92 | 84000 | Damp Location Rated,0-10V Dimming,Wet Location Rated |  | 2016-08-17
Prescolite, Inc. | Prescolite | LiteBox PLUS | RLBP6+6LBP8L27KWH | RLBP6+6LBP8L30KWH,RLBP6+6LBP8L35KWH,RLBP6+6LBP8L40KWH | Indoor | LED | Downlight Recessed | 850 | 8 | 84 |  | 2700K | 92 | 84000 | Damp Location Rated,0-10V Dimming,Wet Location Rated |  | 2016-08-17
Prescolite, Inc. | Prescolite | LiteBox PLUS | RLBP6+6LBP8L27KWH | RLBP6+6LBP8L30KAZ,RLBP6+6LBP8L35KAZ,RLBP6+6LBP8L40KAZ | Indoor | LED | Downlight Recessed | 850 | 8 | 84 |  | 2700K | 92 | 84000 | Damp Location Rated,0-10V Dimming,Wet Location Rated |  | 2016-08-17
Prescolite, Inc. | Prescolite | LiteBox PLUS | RLBP6+6LBP8L27KWH | RLBP6+6LBP8L30KZ,RLBP6+6LBP8L35KZ,RLBP6+6LBP8L40KZ | Indoor | LED | Downlight Recessed | 850 | 8 | 84 |  | 2700K | 92 | 84000 | Damp Location Rated,0-10V Dimming,Wet Location Rated |  | 2016-08-17
Prescolite, Inc. | Prescolite | LiteBox PLUS | RLBP6+6LBP8L27KWH | LBP6+6LBP8L30KWH,LBP6+6LBP8L35KWH,LBP6+6LBP8L40KWH | Indoor | LED | Downlight Recessed | 850 | 8 | 84 |  | 2700K | 92 | 84000 | Damp Location Rated,0-10V Dimming,Wet Location Rated |  | 2016-08-17
Prescolite, Inc. | Prescolite | LiteBox PLUS | RLBP6+6LBP8L27KWH | LBP6+6LBP8L30KBL,LBP6+6LBP8L35KBL,LBP6+6LBP8L40KBL | Indoor | LED | Downlight Recessed | 850 | 8 | 84 |  | 2700K | 92 | 84000 | Damp Location Rated,0-10V Dimming,Wet Location Rated |  | 2016-08-17
Prescolite, Inc. | Prescolite | LiteBox PLUS | RLBP6+6LBP8L27KWH | LBP6+6LBP8L30KAZ,LBP6+6LBP8L35KAZ,LBP6+6LBP8L40KAZ | Indoor | LED | Downlight Recessed | 850 | 8 | 84 |  | 2700K | 92 | 84000 | Damp Location Rated,0-10V Dimming,Wet Location Rated |  | 2016-08-17
Prescolite, Inc. | Prescolite | LiteBox PLUS | RLBP6+6LBP8L27KWH | LBP6+6LBP8L30KZ,LBP6+6LBP8L35KZ,LBP6+6LBP8L40KZ | Indoor | LED | Downlight Recessed | 850 | 8 | 84 |  | 2700K | 92 | 84000 | Damp Location Rated,0-10V Dimming,Wet Location Rated |  | 2016-08-17
Prescolite, Inc. | Prescolite | RLF6LED8G4-6LFLED8G4 | RLF6LED8G4xxxxxx-6LFLED8G4zzz/yyyy |  | Indoor/Outdoor | LED | Downlight Recessed | 2800 | 40 | 71.6 |  | 3000K | 80 | 35000 | Continuously Dimmable |  | 2014-04-01
Prescolite, Inc. | Prescolite | RLF6LED8G4-6LFLED8G4 | RLF6LED8G4xxxxxx-6LFLED8G4zzz/yyyy |  | Indoor/Outdoor | LED | Downlight Recessed | 2800 | 40 | 71.6 |  | 3000K | 80 | 35000 | Continuously Dimmable |  | 2014-04-01
Prescolite, Inc. | Prescolite | RLF6LEDG4-6LFLED5G4 | RLF6LEDG4xxxxxx-6LFLED5G4zzz/yyyy |  | Indoor/Outdoor | LED | Downlight Recessed | 1140 | 14.4 | 78.7 |  | 3000K | 81 | 35000 | Continuously Dimmable |  | 2014-04-01
Prescolite, Inc. | Prescolite | RLF6LEDG4-6LFLED7G4 | RLF6LEDG4xxxxxx-6LFLED7G4zzz/yyyy |  | Indoor/Outdoor | LED | Downlight Recessed | 1970 | 26.5 | 74.7 |  | 3000K | 81 | 35000 | Continuously Dimmable |  | 2014-04-01
Prescolite, Inc. | Progress | LiteBox PLUS | P81016+P81017-028-27K | ,P81016+P81017-028-30K, P81016+P81017-028-35K, P81016+P81017-028-40K, | Indoor | LED | Downlight Recessed | 1500 | 15 | 75.2 |  | 2700K | 92 | 84000 | Damp Location Rated,0-10V Dimming,Wet Location Rated |  | 2016-08-17
Prescolite, Inc. | Progress | LiteBox PLUS | P81016+P81017-028-27K | ,P81016+P81017-021-30K, P81016+P81017-021-35K, P81016+P81017-021-40K, | Indoor | LED | Downlight Recessed | 1500 | 15 | 75.2 |  | 2700K | 92 | 84000 | Damp Location Rated,0-10V Dimming,Wet Location Rated |  | 2016-08-17
Prescolite, Inc. | Progress | LiteBox PLUS | P81016+P81017-028-27K | ,P81016+P81017-121-30K, P81016+P81017-121-35K, P81016+P81017-121-40K, | Indoor | LED | Downlight Recessed | 1500 | 15 | 75.2 |  | 2700K | 92 | 84000 | Damp Location Rated,0-10V Dimming,Wet Location Rated |  | 2016-08-17
Prescolite, Inc. | Progress | LiteBox PLUS | P81016+P81017-028-27K | ,P81015+P81017-028-30K, P81015+P81017-028-35K, P81015+P81017-028-40K, | Indoor | LED | Downlight Recessed | 1500 | 15 | 75.2 |  | 2700K | 92 | 84000 | Damp Location Rated,0-10V Dimming,Wet Location Rated |  | 2016-08-17
Prescolite, Inc. | Progress | LiteBox PLUS | P81016+P81017-028-27K | ,P81015+P81017-031-30K, P81015+P81017-031-35K, P81015+P81017-031-40K, | Indoor | LED | Downlight Recessed | 1500 | 15 | 75.2 |  | 2700K | 92 | 84000 | Damp Location Rated,0-10V Dimming,Wet Location Rated |  | 2016-08-17
Prescolite, Inc. | Progress | LiteBox PLUS | P81016+P81017-028-27K | ,P81015+P81017-021-30K, P81015+P81017-021-35K, P81015+P81017-021-40K, | Indoor | LED | Downlight Recessed | 1500 | 15 | 75.2 |  | 2700K | 92 | 84000 | Damp Location Rated,0-10V Dimming,Wet Location Rated |  | 2016-08-17
Prescolite, Inc. | Progress | LiteBox PLUS | P81016+P81017-028-27K | ,P81015+P81017-121-30K, P81015+P81017-121-35K, P81015+P81017-121-40K, | Indoor | LED | Downlight Recessed | 1500 | 15 | 75.2 |  | 2700K | 92 | 84000 | Damp Location Rated,0-10V Dimming,Wet Location Rated |  | 2016-08-17
Prescolite, Inc. | Progress | LiteBox PLUS | P81016+P81018-028-27K | ,P81016+P81018-028-30K, P81016+P81018-028-35K, P81016+P81018-028-40K, | Indoor | LED | Downlight Recessed | 850 | 8 | 84 |  | 2700K | 92 | 84000 | Damp Location Rated,0-10V Dimming,Wet Location Rated |  | 2016-08-17
Prescolite, Inc. | Progress | LiteBox PLUS | P81016+P81018-028-27K | ,P81016+P81018-021-30K, P81016+P81018-021-35K, P81016+P81018-021-40K, | Indoor | LED | Downlight Recessed | 850 | 8 | 84 |  | 2700K | 92 | 84000 | Damp Location Rated,0-10V Dimming,Wet Location Rated |  | 2016-08-17
Prescolite, Inc. | Progress | LiteBox PLUS | P81016+P81018-028-27K | ,P81016+P81018-121-30K, P81016+P81018-121-35K, P81016+P81018-121-40K, | Indoor | LED | Downlight Recessed | 850 | 8 | 84 |  | 2700K | 92 | 84000 | Damp Location Rated,0-10V Dimming,Wet Location Rated |  | 2016-08-17
Prescolite, Inc. | Progress | LiteBox PLUS | P81016+P81018-028-27K | ,P81015+P81018-028-30K, P81015+P81018-028-35K, P81015+P81018-028-40K, | Indoor | LED | Downlight Recessed | 850 | 8 | 84 |  | 2700K | 92 | 84000 | Damp Location Rated,0-10V Dimming,Wet Location Rated |  | 2016-08-17
Prescolite, Inc. | Progress | LiteBox PLUS | P81016+P81018-028-27K | ,P81015+P81018-031-30K, P81015+P81018-031-35K, P81015+P81018-031-40K, | Indoor | LED | Downlight Recessed | 850 | 8 | 84 |  | 2700K | 92 | 84000 | Damp Location Rated,0-10V Dimming,Wet Location Rated |  | 2016-08-17
Prescolite, Inc. | Progress | LiteBox PLUS | P81016+P81018-028-27K | ,P81015+P81018-021-30K, P81015+P81018-021-35K, P81015+P81018-021-40K, | Indoor | LED | Downlight Recessed | 850 | 8 | 84 |  | 2700K | 92 | 84000 | Damp Location Rated,0-10V Dimming,Wet Location Rated |  | 2016-08-17
Prescolite, Inc. | Progress | LiteBox PLUS | P81016+P81018-028-27K | ,P81015+P81018-121-30K, P81015+P81018-121-35K, P81015+P81018-121-40K, | Indoor | LED | Downlight Recessed | 850 | 8 | 84 |  | 2700K | 92 | 84000 | Damp Location Rated,0-10V Dimming,Wet Location Rated |  | 2016-08-17
Prescolite, Inc. | Progress | LiteBox PLUS | P81016+P81019-028-27K | ,P81016+P81019-028-30K, P81016+P81019-028-35K, P81016+P81019-028-40K, | Indoor | LED | Downlight Recessed | 1100 | 11 | 91.1 |  | 2700K | 92 | 84000 | Damp Location Rated,0-10V Dimming,Wet Location Rated |  | 2016-08-17
Prescolite, Inc. | Progress | LiteBox PLUS | P81016+P81019-028-27K | ,P81016+P81019-021-30K, P81016+P81019-021-35K, P81016+P81019-021-40K, | Indoor | LED | Downlight Recessed | 1100 | 11 | 91.1 |  | 2700K | 92 | 84000 | Damp Location Rated,0-10V Dimming,Wet Location Rated |  | 2016-08-17
Prescolite, Inc. | Progress | LiteBox PLUS | P81016+P81019-028-27K | ,P81016+P81019-121-30K, P81016+P81019-121-35K, P81016+P81019-121-40K, | Indoor | LED | Downlight Recessed | 1100 | 11 | 91.1 |  | 2700K | 92 | 84000 | Damp Location Rated,0-10V Dimming,Wet Location Rated |  | 2016-08-17
Prescolite, Inc. | Progress | LiteBox PLUS | P81016+P81019-028-27K | ,P81015+P81019-028-30K, P81015+P81019-028-35K, P81015+P81019-028-40K, | Indoor | LED | Downlight Recessed | 1100 | 11 | 91.1 |  | 2700K | 92 | 84000 | Damp Location Rated,0-10V Dimming,Wet Location Rated |  | 2016-08-17
Prescolite, Inc. | Progress | LiteBox PLUS | P81016+P81019-028-27K | ,P81015+P81019-031-30K, P81015+P81019-031-35K, P81015+P81019-031-40K, | Indoor | LED | Downlight Recessed | 1100 | 11 | 91.1 |  | 2700K | 92 | 84000 | Damp Location Rated,0-10V Dimming,Wet Location Rated |  | 2016-08-17
Prescolite, Inc. | Progress | LiteBox PLUS | P81016+P81019-028-27K | ,P81015+P81019-021-30K, P81015+P81019-021-35K, P81015+P81019-021-40K, | Indoor | LED | Downlight Recessed | 1100 | 11 | 91.1 |  | 2700K | 92 | 84000 | Damp Location Rated,0-10V Dimming,Wet Location Rated |  | 2016-08-17
Prescolite, Inc. | Progress | LiteBox PLUS | P81016+P81019-028-27K | ,P81015+P81019-121-30K, P81015+P81019-121-35K, P81015+P81019-121-40K, | Indoor | LED | Downlight Recessed | 1100 | 11 | 91.1 |  | 2700K | 92 | 84000 | Damp Location Rated,0-10V Dimming,Wet Location Rated |  | 2016-08-17
Prescolite, Inc. | Progress Lighting | P8002-EBwwG4 with P8021-xxx/yyyzzG4 | P8002-EBwwG4 with P8021-xxx/yyyzzG4 |  | Indoor/Outdoor | LED | Downlight Recessed | 1140 | 14.4 | 78.7 |  | 3000K | 81 | 35000 | Continuously Dimmable | www=hsg variations (blank, SD); xxx = reflector colors (21A, 22A, 28); yyy = CCT (30K, 35K, 40K); zz =reflector option (WF) | 2014-04-01
Prescolite, Inc. | Progress Lighting | P8002-EBwwG4 with P8050-xxx/yyyzzG4 | P8002-EBwwG4 with P8050-xxx/yyyzzG4 |  | Indoor/Outdoor | LED | Downlight Recessed | 1970 | 26.5 | 74.7 |  | 3000K | 81 | 35000 | Continuously Dimmable | www=hsg variations (blank, SD); xxx = reflector colors (21A, 22A, 28); yyy = CCT (30K, 35K, 40K); zz =reflector option (WF) | 2014-04-01
Prescolite, Inc. | Progress Lighting | P8022-xx/yyK9-AC1-L10 | P8022-xx/yyK9-AC1-L10 | P8222-xx/yyK9-AC1-L10,P8222-xx/yyK9-AC1-L10, | Indoor | LED | Downlight Solid State Retrofit | 972 | 16.7 | 58.2 |  | 3000K | 92 | 60000 | Continuously Dimmable | xx=28,31,82,20; yy=27, 30, 35, 40 | 2016-06-20
Prescolite, Inc. | Progress Lighting | P8022-xx/yyK9-AC1-L10 | P8022-xx/yyK9-AC1-L10 | P8222-xx/yyK9-AC1-L10,P8222-xx/yyK9-AC1-L10, | Indoor | LED | Downlight Solid State Retrofit | 972 | 16.7 | 58.2 |  | 3000K | 92 | 60000 | Continuously Dimmable | xx=28,31,82,20; yy=27, 30, 35, 40 | 2016-06-20
Prescolite, Inc. | Progress Lighting | P8022-xx/yyK-AC1-L10 | P8022-xx/yyK-AC1-L10 | P8222-xx/yyK-AC1-L10,P8222-xx/yyK-AC1-L10, | Indoor | LED | Downlight Solid State Retrofit | 1032 | 16.4 | 62.9 |  | 3000K | 90 | 60000 | Continuously Dimmable | xx=28,31,82,20; yy=27, 30, 35, 40 | 2016-06-20
Prescolite, Inc. | Progress Lighting | P8023-EBG4 with P8021-xxx/yyyG4 | P8023-EBG4 with P8021-xxx/yyyG4 |  | Indoor/Outdoor | LED | Downlight Recessed | 1140 | 14.5 | 78.7 |  | 3000K | 81 | 35000 | Continuously Dimmable | xxx = reflector colors (21A, 22A, 28); yyy = CCT (30K, 35K, 40K) | 2016-06-02
Prescolite, Inc. | Progress Lighting | P8023-EBG4 with P8050-xxx/yyyG4 | P8023-EBG4 with P8050-xxx/yyyG4 |  | Indoor/Outdoor | LED | Downlight Recessed | 1970 | 26.4 | 74.7 |  | 3000K | 81 | 35000 | Continuously Dimmable | xxx = reflector colors (21A, 22A, 28); yyy = CCT (30K, 35K, 40K) | 2016-06-02
Prescolite, Inc. | Progress Lighting | P8027-xx/yyK9-AC1-L10 | P8027-xx/yyK9-AC1-L10 |  | Indoor | LED | Downlight Solid State Retrofit | 1032 | 16.4 | 62.9 |  | 3000K | 90 | 60000 | Continuously Dimmable | xx=28,31,82,20; yy=27, 30, 35, 40 | 2016-06-20
Prescolite, Inc. | Progress Lighting | P8027-xx/yyK9-AC1-L10 | P8027-xx/yyK9-AC1-L10 |  | Indoor | LED | Downlight Solid State Retrofit | 1077 | 16.7 | 64.2 |  | 3000K | 83 | 35000 | Continuously Dimmable | xx=28,31,82,20; yy=27, 30, 35, 40 | 2016-06-20
Prescolite, Inc. | Progress Lighting | P8064-EBG4 with P8067-xxx/yyyG4 | P8064-EBG4 with P8067-xxx/yyyG4 |  | Indoor/Outdoor | LED | Downlight Recessed | 1100 | 14.4 | 76.3 |  | 3000K | 81 | 35000 | Continuously Dimmable | xxx = reflector colors (21A, 22A, 28); yyy = CCT (30K, 35K, 40K) | 2016-06-02
Prescolite, Inc. | Progress Lighting | P8064-EBG4 with P8206-xxx/yyyG4 | P8064-EBG4 with P8206-xxx/yyyG4 |  | Indoor/Outdoor | LED | Downlight Recessed | 1840 | 26.5 | 69.3 |  | 3000K | 81 | 35000 | Continuously Dimmable | xxx = reflector colors (21A, 22A, 28); yyy = CCT (30K, 35K, 40K) | 2016-06-02
Prescolite, Inc. | Progress Lighting | P8071-28/27K-L10-STR2 | P8071-28/27K-L10-STR2 |  | Indoor | LED | Downlight Solid State Retrofit | 794 | 12 | 66.5 |  | 2700K | 90 | 60000 | Continuously Dimmable |  | 2014-01-21
Prescolite, Inc. | Progress Lighting | P8071-28/30K-AC1-L08 | P8071-28/30K-AC1-L08 | LB6LEDA8L35K WH,LB6LEDA8L35K WH, | Indoor | LED | Downlight Solid State Retrofit | 804 | 13 | 61.5 |  | 3000K | 83 | 42000 | Continuously Dimmable |  | 2016-06-09
Prescolite, Inc. | Progress Lighting | P8071-28/30K-L10-STR2 | P8071-28/30K-L10-STR2 |  | Indoor | LED | Downlight Solid State Retrofit | 949 | 12.1 | 78.4 |  | 2700K | 90 | 60000 | Continuously Dimmable |  | 2014-01-21
Prescolite, Inc. | Progress Lighting | P8071-28/35K-AC1-L08 | P8071-28/35K-AC1-L08 | LB6LEDA8L40K WH,LB6LEDA8L40K WH, | Indoor | LED | Downlight Solid State Retrofit | 804 | 13 | 61.5 |  | 3500K | 83 | 42000 | Continuously Dimmable |  | 2016-06-09
Prescolite, Inc. | Progress Lighting | P8071-28/35K-L10-STR2 | P8071-28/35K-L10-STR2 |  | Indoor | LED | Downlight Solid State Retrofit | 1018 | 11.7 | 87 |  | 3500K | 91 | 60000 | Continuously Dimmable |  | 2014-01-21
Prescolite, Inc. | Progress Lighting | P8071-28/40K-AC1-L08 | P8071-28/40K-AC1-L08 | LB6LEDA8L50K WH,LB6LEDA8L50K WH, | Indoor | LED | Downlight Solid State Retrofit | 804 | 13 | 61.5 |  | 4000/4100K | 83 | 42000 | Continuously Dimmable |  | 2016-06-09
Prescolite, Inc. | Progress Lighting | P8071-28/50K-AC1-L08 | P8071-28/50K-AC1-L08 | LB6LEDA8L50K WH,LB6LEDA8L50K WH, | Indoor | LED | Downlight Solid State Retrofit | 804 | 13 | 61.5 |  | 4000/4100K | 83 | 42000 | Continuously Dimmable |  | 2016-06-09
Prescolite, Inc. | Progress Lighting | P8071-xx/yyKz-L10-STR2 | P8071-xx/yyKz-L10-STR2 |  | Indoor | LED | Downlight Solid State Retrofit | 934 | 12 | 77.5 |  | 2700K | 82 | 36000 | Continuously Dimmable | xx=28,31,82,20; yy=27, 30, 35, 40; z=9 | 2013-02-22
Prescolite, Inc. | Progress Lighting | P8071-xx/yyKz-L10-STR2 | P8071-xx/yyKz-L10-STR2 |  | Indoor | LED | Downlight Solid State Retrofit | 984 | 12 | 80.9 |  | 3000K | 83 | 36000 | Continuously Dimmable | xx=28,31,82,20; yy=27, 30, 35, 40; z=9 | 2013-02-22
Prescolite, Inc. | Progress Lighting | P8071-xx/yyKz-L10-STR2 | P8071-xx/yyKz-L10-STR2 |  | Indoor | LED | Downlight Solid State Retrofit | 1037 | 12 | 88 |  | 3500K | 83 | 36000 | Continuously Dimmable | xx=28,31,82,20; yy=27, 30, 35, 40; z=9 | 2013-02-22
Prescolite, Inc. | Progress Lighting | P8102-EBwwG4 with P8121-xxx/yyyzzG4 | P8102-EBwwG4 with P8121-xxx/yyyzzG4 |  | Indoor/Outdoor | LED | Downlight Recessed | 1170 | 14.4 | 81 |  | 3000K | 81 | 35000 | Continuously Dimmable | www=hsg variations (blank, SD); xxx = reflector colors (21A, 22A, 28); yyy = CCT (30K, 35K, 40K); zz =reflector option (WF) | 2014-04-01
Prescolite, Inc. | Progress Lighting | P8102-EBwwG4 with P8133-xxx/yyyzzG4 | P8102-EBwwG4 with P8133-xxx/yyyzzG4 |  | Indoor/Outdoor | LED | Downlight Recessed | 2800 | 40 | 71.6 |  | 3000K | 80 | 35000 | Continuously Dimmable | www=hsg variations (blank, SD); xxx = reflector colors (21A, 22A, 28); yyy = CCT (30K, 35K, 40K); zz =reflector option (WF) | 2014-04-01
Prescolite, Inc. | Progress Lighting | P8103-EBG4 with P8121-xxx/yyyG4 | P8103-EBG4 with P8121-xxx/yyyG4 |  | Indoor/Outdoor | LED | Downlight Recessed | 1170 | 14.4 | 81 |  | 3000K | 81 | 35000 | Continuously Dimmable | xxx = reflector colors (21A, 22A, 28); yyy = CCT (30K, 35K, 40K) | 2016-06-02
Prescolite, Inc. | Progress Lighting | P8103-EBG4 with P8133-xxx/yyyG4 | P8103-EBG4 with P8133-xxx/yyyG4 |  | Indoor/Outdoor | LED | Downlight Recessed | 1950 | 26.5 | 75.6 |  | 3000K | 81 | 35000 | Continuously Dimmable | www=hsg variations (blank, SD); xxx = reflector colors (21A, 22A, 28); yyy = CCT (30K, 35K, 40K); zz =reflector option (WF) | 2016-06-02
Prescolite, Inc. | Progress Lighting | P8214-EBwwwwwwG4 with P8112-xxx/yyyzzG4 | P8214-EBwwwwwwG4 with P8112-xxx/yyyzzG4 |  | Indoor/Outdoor | LED | Downlight Recessed | 2800 | 40 | 71.6 |  | 3000K | 80 | 35000 | Continuously Dimmable | wwwwww=hsg variations (120V, 277V, SD120V, SD277V); xxx = reflector colors (21A, 22A, 28); yyy = CCT (30K, 35K, 40K); zz =reflector option (WF) | 2014-04-01
Prescolite, Inc. | Progress Lighting | P8214-EBwwwwwwG4 with P8112-xxx/yyyzzG4 | P8214-EBwwwwwwG4 with P8112-xxx/yyyzzG4 |  | Indoor/Outdoor | LED | Downlight Recessed | 1950 | 26.5 | 75.6 |  | 3000K | 81 | 35000 | Continuously Dimmable | wwwwww=hsg variations (120V, 277V, SD120V, SD277V); xxx = reflector colors (21A, 22A, 28); yyy = CCT (30K, 35K, 40K); zz =reflector option (WF) | 2014-04-01
Prescolite, Inc. | Progress Lighting | P8215-EBwwwwwwG4 with P8120-xxx/yyyzzG4 | P8215-EBwwwwwwG4 with P8120-xxx/yyyzzG4 |  | Indoor/Outdoor | LED | Downlight Recessed | 1950 | 26.5 | 75.6 |  | 3000K | 81 | 35000 | Continuously Dimmable | wwwwww=hsg variations (120V, 277V, SD120V, SD277V); xxx = reflector colors (21A, 22A, 28); yyy = CCT (30K, 35K, 40K); zz =reflector option (WF) | 2016-06-02
Prescolite, Inc. | Progress Lighting | P8220-EBwwwG4 with P8120-xxx/yyyG4 | P8220-EBwwwG4 with P8120-xxx/yyyG4 |  | Indoor/Outdoor | LED | Downlight Recessed | 1170 | 14.4 | 81 |  | 3000K | 81 | 35000 | Continuously Dimmable | www=hsg variations (120V, 277V); xxx = reflector colors (21A, 22A, 28); yyy = CCT (30K, 35K, 40K) | 2016-06-02
Progress Lighting | Security Lighting Systems | LB8LEDR-10L35KK9 | LB8LEDR-10L35KK9-XX-YY-ZZ |  | Indoor | LED | Downlight Recessed | 1153 | 12.2 | 94.4 |  | 3500K | 90 | 36000 | Continuously Dimmable |  | 2016-10-06
Progress Lighting | HomeStyle Lighting | Downlight | HS4-WH-27K9 |  | Indoor/Outdoor | LED | Downlight Solid State Retrofit | 600 | 9 | 80.1 |  | 2700K | 92 | 50000 | Continuously Dimmable |  | 2016-07-28
Progress Lighting | HomeStyle Lighting | Downlight | HS4-WH-30K9 |  | Indoor/Outdoor | LED | Downlight Solid State Retrofit | 600 | 9 | 77.1 |  | 3000K | 92 | 50000 | Continuously Dimmable |  | 2016-07-28
Progress Lighting | HomeStyle Lighting | Downlight | HS56-WH-27K9 |  | Indoor/Outdoor | LED | Downlight Solid State Retrofit | 650 | 10 | 77 |  | 2700K | 92 | 50000 | Continuously Dimmable |  | 2016-07-28
Progress Lighting | HomeStyle Lighting | Downlight | HS56-WH-30K9 |  | Indoor/Outdoor | LED | Downlight Solid State Retrofit | 650 | 10 | 77.2 |  | 3000K | 93 | 50000 | Continuously Dimmable |  | 2016-07-28
Progress Lighting | Progress | P8241 | P8241- ##/30K9-AC1-L06 |  | Indoor | LED | Downlight Solid State Retrofit | 680 | 10.4 | 65.4 |  | 3000K | 91 | 60000 | Continuously Dimmable | ## = allowable reflector finish (28, 31, 82, 20) | 2016-10-13
RAB Lighting, Inc. | RAB Lighting | DLED4AR11YY | DLED4AR11YY | ,DLED4AR11Y,; ,DLED4AR11YN, | Indoor | LED | Downlight Recessed | 704 | 10.3 | 68.4 |  | 2700K | 89 | 54000 | Continuously Dimmable |  | 2016-09-08
RAB Lighting, Inc. | RAB Lighting | DLED4R11YY | DLED4R11YY | ,DLED4R11Y,; ,DLED4R11YN, | Indoor | LED | Downlight Recessed | 752 | 10.3 | 73 |  | 2700K | 90 | 54000 | Continuously Dimmable |  | 2016-09-08
RAB Lighting, Inc. | RAB Lighting | DLED4R8YY | DLED4R8YY | ,DLED4R8Y,; ,DLED4R8Y/BAF,; ,DLED4R8YN,; ,DLED4R8YN/BAF,; ,DLED4R8YY/BAF, | Indoor | LED | Downlight Recessed | 504 | 8.6 | 58.4 |  | 2700K | 83 | 54000 | Continuously Dimmable |  | 2016-09-08
RAB Lighting, Inc. | RAB Lighting | DLED4R9YY | DLED4R9YY | ,DLED4R9Y,; ,DLED4R9YN, | Indoor | LED | Downlight Recessed | 656 | 8.8 | 74.5 |  | 2700K | 90 | 54000 | Continuously Dimmable |  | 2016-09-08
RAB Lighting, Inc. | RAB Lighting | DLED5R8YN | DLED5R8YN | ,DLED4R8YN, | Indoor | LED | Downlight Solid State Retrofit | 556 | 8.7 | 63.8 |  | 3500K | 86 | 36000 | Continuously Dimmable |  | 2016-07-22
RAB Lighting, Inc. | RAB Lighting | DLED5R8YY | DLED5R8YY | ,DLED5R8Y,; ,DLED5R8Y/BAF,; ,DLED5R8YN,; ,DLED5R8YN/BAF,; ,DLED5R8YY/BAF, | Indoor | LED | Downlight Recessed | 600 | 8.5 | 70.5 |  | 2700K | 83 | 54000 | Continuously Dimmable |  | 2016-09-08
RAB Lighting, Inc. | RAB Lighting | DLED6AR14YY | DLED6AR14YY | ,DLED6AR14Y,; ,DLED6AR14YN, | Indoor | LED | Downlight Recessed | 920 | 12.5 | 73.5 |  | 2700K | 89 | 54000 | Continuously Dimmable |  | 2016-09-08
RAB Lighting, Inc. | RAB Lighting | DLED6R11YY | DLED6R11YY | ,DLED6R11Y,; ,DLED6R11YN, | Indoor | LED | Downlight Recessed | 831 | 10.6 | 78.7 |  | 2700K | 91 | 54000 | Continuously Dimmable |  | 2016-09-08
RAB Lighting, Inc. | RAB Lighting | DLED6R12YY | DLED6R12YY | ,DLED6R12Y,; ,DLED6R12Y/BAF,; ,DLED6R12YN,; ,DLED6R12YN/BAF,; ,DLED6R12YY/BAF, | Indoor | LED | Downlight Recessed | 822 | 12.5 | 65.6 |  | 2700K | 84 | 54000 | Continuously Dimmable |  | 2016-09-08
RAB Lighting, Inc. | RAB Lighting | DLED6R8YY | DLED6R8YY | ,DLED6R8Y,; ,DLED6R8Y/BAF,; ,DLED6R8YN,; ,DLED6R8YN/BAF,; ,DLED6R8YY/BAF, | Indoor | LED | Downlight Recessed | 544 | 8.6 | 63.4 |  | 2700K | 81 | 54000 | Continuously Dimmable |  | 2016-09-08
RAB Lighting, Inc. | RAB Lighting | DLED6R9YY | DLED6R9YY | ,DLED6R9Y,; ,DLED6R9YN, | Indoor | LED | Downlight Recessed | 699 | 8.9 | 78.5 |  | 2700K | 91 | 54000 | Continuously Dimmable |  | 2016-09-08
RAB Lighting, Inc. | RAB Lighting Inc | ND4R12D + NDLED4RD-******-S | ND4R12D + NDLED4RD-******-S | ,ND4R12D + NDLED4RD-XXXXXX-M-#,; ,ND4R12D + NDLED4RD-XXXXXX-W-#,; ,ND4R20D + NDLED4RD-XXXXXX-M-#,; ,ND4R20D + NDLED4RD-XXXXXX-S-#,; ,ND4R20D + NDLED4RD-XXXXXX-W-#,; ,ND4S12D + NDLED4SD-XXXXXX-M-#,; ,ND4S12D + NDLED4SD-XXXXXX-S-#,; ,ND4S12D + NDLED4SD-XXXXXX-W-#,; ,ND4S20D + NDLED4SD-XXXXXX-M-#,; ,ND4S20D + NDLED4SD-XXXXXX-S-#,; ,ND4S20D + NDLED4SD-XXXXXX-W-#,; ,RDLED4R12D-XXXXXX-M-#,; ,RDLED4R12D-XXXXXX-S-#,; ,RDLED4R12D-XXXXXX-W-#,; ,RDLED4R20D-XXXXXX-M-#,; ,RDLED4R20D-XXXXXX-S-#,; ,RDLED4R20D-XXXXXX-W-#,; ,RDLED4S12D-XXXXXX-M-#,; ,RDLED4S12D-XXXXXX-S-#,; ,RDLED4S12D-XXXXXX-W-#,; ,RDLED4S20D-XXXXXX-M-#,; ,RDLED4S20D-XXXXXX-S-#,; ,RDLED4S20D-XXXXXX-W-#,; ND4R12D + NDLED4RD-******-S,ND4R12D + NDLED4RD-******-S, | Indoor | LED | Downlight Recessed | 1216 | 19.4 | 62.6 |  | 2700K | 92 | 60000 | Continuously Dimmable |  | 2015-09-22
RAB Lighting, Inc. | RAB Lighting Inc | ND6R20D + NDLED6RD-XXXXXX-S-# | ND6R20D + NDLED6RD-XXXXXX-S-# | ,ND6R20D + NDLED6RD-XXXXXX-M-#,; ,ND6R20D + NDLED6RD-XXXXXX-W-#,; ,ND6R26D + NDLED6RD-XXXXXX-M-#,; ,ND6R26D + NDLED6RD-XXXXXX-S-#,; ,ND6R26D + NDLED6RD-XXXXXX-W-#,; ,ND6S20D + NDLED6SD-XXXXXX-M-#,; ,ND6S20D + NDLED6SD-XXXXXX-S-#,; ,ND6S20D + NDLED6SD-XXXXXX-W-#,; ,ND6S26D + NDLED6SD-XXXXXX-M-#,; ,ND6S26D + NDLED6SD-XXXXXX-S-#,; ,ND6S26D + NDLED6SD-XXXXXX-W-#,; ,RDLED6R20D-XXXXXX-M-#,; ,RDLED6R20D-XXXXXX-S-#,; ,RDLED6R20D-XXXXXX-W-#,; ,RDLED6R26D-XXXXXX-M-#,; ,RDLED6R26D-XXXXXX-S-#,; ,RDLED6R26D-XXXXXX-W-#,; ,RDLED6S20D-XXXXXX-M-#,; ,RDLED6S20D-XXXXXX-S-#,; ,RDLED6S20D-XXXXXX-W-#,; ,RDLED6S26D-XXXXXX-M-#,; ,RDLED6S26D-XXXXXX-S-#,; ,RDLED6S26D-XXXXXX-W-#,; ND6R20D + NDLED6RD-XXXXXX-S-#,ND6R20D + NDLED6RD-XXXXXX-S-#, | Indoor | LED | Downlight Recessed | 1812 | 29.1 | 63.6 |  | 2700K | 93 | 60000 | Continuously Dimmable |  | 2015-09-22
RAB Lighting, Inc. | RAB Lighting Inc | NDLED7R38YNHC + D7Trim* | NDLED7R38YNHC + D7Trim* | ,DLED8R30N,; ,DLED8R30NHC,; ,DLED8R30Y,; ,DLED8R30YHC,; ,DLED8R30YN,; ,DLED8R30YNHC,; ,DLED8R38N,; ,DLED8R38NHC,; ,DLED8R38Y,; ,DLED8R38YHC,; ,DLED8R38YN,; ,DLED8R38YNHC + D7Trim*,; ,NDLED7R30N,; ,NDLED7R30NHC,; ,NDLED7R30Y,; ,NDLED7R30YHC,; ,NDLED7R30YN,; ,NDLED7R30YNHC,; ,NDLED7R38N,; ,NDLED7R38NHC,; ,NDLED7R38Y,; ,NDLED7R38YHC,; ,NDLED7R38YN, | Indoor | LED | Downlight Recessed | 2117 | 37 | 57.2 |  | 3000K | 94 | 36000 | Continuously Dimmable |  | 2015-12-16
Rayon Lighting Group, Inc. | Rayon Lighting | LED Downlight | RJL4-27 |  | Indoor | LED | Downlight Recessed | 800 | 10 | 86 |  | 2700K | 86 | 35000 | Continuously Dimmable |  | 2016-01-21
Rayon Lighting Group, Inc. | Rayon Lighting | LED Downlight | RJL4-30 |  | Indoor | LED | Downlight Recessed | 800 | 10 | 86 |  | 3000K | 86 | 35000 | Continuously Dimmable |  | 2016-01-21
Rayon Lighting Group, Inc. | Rayon Lighting | LED Downlight | RJL4-40 |  | Indoor | LED | Downlight Recessed | 800 | 10 | 86 |  | 4000/4100K | 86 | 35000 | Continuously Dimmable |  | 2016-01-21
Rayon Lighting Group, Inc. | Rayon Lighting | LED Downlight | RJL4-50 |  | Indoor | LED | Downlight Recessed | 800 | 10 | 86 |  | 5000K | 86 | 35000 | Continuously Dimmable |  | 2016-01-21
Rayon Lighting Group, Inc. | Rayon Lighting | LED Downlight | RJL56-27 |  | Indoor | LED | Downlight Recessed | 847 | 11 | 79.6 |  | 2700K | 94 | 35000 | Continuously Dimmable |  | 2016-03-24
Rayon Lighting Group, Inc. | Rayon Lighting | LED Downlight | RJL56-30 |  | Indoor | LED | Downlight Recessed | 847 | 11 | 79.6 |  | 3000K | 94 | 35000 | Continuously Dimmable |  | 2016-03-24
Rayon Lighting Group, Inc. | Rayon Lighting | LED Downlight | RJL56-40 |  | Indoor | LED | Downlight Recessed | 847 | 11 | 79.6 |  | 4000/4100K | 94 | 35000 | Continuously Dimmable |  | 2016-03-24
Rayon Lighting Group, Inc. | Rayon Lighting | LED Downlight | RJL56-50 |  | Indoor | LED | Downlight Recessed | 847 | 11 | 79.6 |  | 5000K | 94 | 35000 | Continuously Dimmable |  | 2016-03-24
Rayon Lighting Group, Inc. | Rayon Lighting Group | RFL3-8L | RFL3-8L |  | Indoor/Outdoor | LED | Downlight Solid State Retrofit | 800 | 12 | 67.7 |  | 2700K | 96 | 57000 | Non-Dimmable |  | 2016-08-15
Rayon Lighting Group, Inc. | Rayon Lighting Group | RFL4-11L | RFL4-11L |  | Indoor/Outdoor | LED | Downlight Solid State Retrofit | 900 | 17 | 55.1 |  | 2700K | 95 | 57000 | Non-Dimmable |  | 2016-08-15
Rayon Lighting Group, Inc. | Rayon Lighting Group | RFL4-8L | RFL4-8L |  | Indoor/Outdoor | LED | Downlight Solid State Retrofit | 850 | 12 | 73 |  | 2700K | 96 | 57000 | Non-Dimmable |  | 2016-08-15
Rayon Lighting Group, Inc. | Rayon Lighting Group | RFL5-11L | RFL5-11L |  | Indoor/Outdoor | LED | Downlight Solid State Retrofit | 1000 | 17 | 61.6 |  | 2700K | 82 | 57000 | Non-Dimmable |  | 2016-08-15
Rayon Lighting Group, Inc. | Rayon Lighting Group | RFL5-8L | RFL5-8L |  | Indoor/Outdoor | LED | Downlight Solid State Retrofit | 750 | 12 | 65.7 |  | 2700K | 96 | 57000 | Non-Dimmable |  | 2016-08-15
Rayon Lighting Group, Inc. | Rayon Lighting Group | RFL6-11L | RFL6-11L |  | Indoor/Outdoor | LED | Downlight Solid State Retrofit | 1100 | 17 | 61.5 |  | 2700K | 82 | 57000 | Non-Dimmable |  | 2016-08-15
Rayon Lighting Group, Inc. | Rayon Lighting Group | RFL6-8L | RFL6-8L |  | Indoor/Outdoor | LED | Downlight Solid State Retrofit | 750 | 12 | 71.8 |  | 2700K | 95 | 57000 | Non-Dimmable |  | 2016-08-15
Reliable Energy Solutions | Galaxy | LED Downlight | 6RK18W10803K | ,6RK18W11504K,4000K; ,6RK18W12605K,5000K | Indoor/Outdoor | LED | Downlight Solid State Retrofit | 1260 | 18 | 70.2 |  | 2700K | 92 | 50000 | Continuously Dimmable |  | 2016-04-12
RENESOLA ZHEJIANG LTD. | Renesola | LED Downlight | RTL009CB0101 |  | Indoor/Outdoor | LED | Downlight Recessed | 500 | 9 | 86.9 |  | 3000K | 84 | 50000 | Continuously Dimmable |  | 2016-07-29
RENESOLA ZHEJIANG LTD. | Renesola | LED Downlight | RTL009CB0102 |  | Indoor/Outdoor | LED | Downlight Recessed | 500 | 9 | 88.1 |  | 4000/4100K | 82 | 50000 | Continuously Dimmable |  | 2016-07-29
RENESOLA ZHEJIANG LTD. | Renesola | LED Downlight | RTL012CB0101 |  | Indoor/Outdoor | LED | Downlight Recessed | 700 | 12 | 83.9 |  | 3000K | 82 | 50000 | Continuously Dimmable |  | 2016-07-28
RENESOLA ZHEJIANG LTD. | Renesola | LED Downlight | RTL012CB0102 |  | Indoor/Outdoor | LED | Downlight Recessed | 700 | 12 | 88.5 |  | 4000/4100K | 82 | 50000 | Continuously Dimmable |  | 2016-07-28
Renesola Zhejiang System Integration Co Ltd | Renesola | SSL Downlight Retrofits | REDL084030K |  | Indoor/Outdoor | LED | Downlight Recessed | 3454 | 40 | 86.5 |  | 3000K | 82 | 50000 | Continuously Dimmable |  | 2016-09-08
Renesola Zhejiang System Integration Co Ltd | Renesola | SSL Downlight Retrofits | REDL084035K |  | Indoor/Outdoor | LED | Downlight Recessed | 3571 | 40 | 89.3 |  | 3500K | 80 | 50000 | Continuously Dimmable |  | 2016-09-08
Renesola Zhejiang System Integration Co Ltd | Renesola | SSL Downlight Retrofits | REDL084040K |  | Indoor/Outdoor | LED | Downlight Recessed | 3587 | 40 | 90.5 |  | 4000/4100K | 82 | 50000 | Continuously Dimmable |  | 2016-09-08
Renesola Zhejiang System Integration Co Ltd | Renesola | SSL Downlight Retrofits | REDL084050K |  | Indoor/Outdoor | LED | Downlight Recessed | 3674 | 40 | 92.1 |  | 5000K | 82 | 50000 | Continuously Dimmable |  | 2016-09-08
Renesola Zhejiang System Integration Co Ltd | Renesola | LED Down Light | REDL41027K | ,REDL41030K,3000K; ,REDL41040K,4000K; ,REDL41050K,5000K | Indoor/Outdoor | LED | Downlight Solid State Retrofit | 650 | 10 | 74.4 |  | 2700K | 81 | 35000 | Continuously Dimmable |  | 2015-09-10
Renesola Zhejiang System Integration Co Ltd | Renesola | LED Down Light | REDL61027K | ,REDL61040K,4000K; ,REDL61050K,5000K | Indoor/Outdoor | LED | Downlight Solid State Retrofit | 750 | 10 | 80.4 |  | 2700K | 81 | 35000 | Continuously Dimmable |  | 2015-09-10
Renesola Zhejiang System Integration Co Ltd | Renesola | LED Down Light | REDL61030K |  | Indoor/Outdoor | LED | Downlight Solid State Retrofit | 750 | 10 | 80.4 |  | 3000K | 81 | 35000 | Continuously Dimmable |  | 2015-09-18
Renesola Zhejiang System Integration Co Ltd | Renesola | LED Down Light | REDL61727K | ,REDL61730K,3000K; ,REDL61740K,4000K; ,REDL61750K,5000K | Indoor/Outdoor | LED | Downlight Solid State Retrofit | 1200 | 17 | 79.8 |  | 2700K | 81 | 35000 | Continuously Dimmable |  | 2015-09-10
Reonac Energy Systems Inc./ Think Green Solutions | THINK | LED-THINK-R4E26-90-11W | LED-THINK-R4E26-90-11W |  | Indoor | LED | Downlight Solid State Retrofit | 800 | 11 | 76.8 |  | 2700K | 83 | 42000 | Continuously Dimmable,Wet Location Rated |  | 2016-08-16
Reonac Energy Systems Inc./ Think Green Solutions | THINK | LED-THINK-R5/6E26-90-11W | LED-THINK-R5/6E26-90-11W |  | Indoor | LED | Downlight Solid State Retrofit | 800 | 11 | 73.9 |  | 2700K | 83 | 42000 | Continuously Dimmable,Wet Location Rated |  | 2016-08-16
Reonac Energy Systems Inc./ Think Green Solutions | THINK | LED-THINK-R5/6E26-90-15W | LED-THINK-R5/6E26-90-15W |  | Indoor | LED | Downlight Solid State Retrofit | 1200 | 15 | 82.3 |  | 2700K | 83 | 42000 | Continuously Dimmable,Wet Location Rated |  | 2016-08-16
Reonac Energy Systems Inc./ Think Green Solutions | THINK | LED | LED-THINK-R8-1500-90-24W-3K |  | Indoor/Outdoor | LED | Downlight Solid State Retrofit | 1500 | 24 | 62.4 |  | 3000K | 84 | 40000 | Non-Dimmable |  | 2016-05-18
Reonac Energy Systems Inc./ Think Green Solutions | THINK | LED | LED-THINK-R8-2000-90-32W-3K |  | Indoor/Outdoor | LED | Downlight Solid State Retrofit | 2000 | 32 | 67 |  | 3000K | 84 | 40000 | Non-Dimmable |  | 2016-05-19
Reonac Energy Systems Inc./ Think Green Solutions | THINK | LED-THK-R8E26-90-24W | LED-THK-R8E26-90-24W | ,LED-THINK-R8-1500-90-24W-3K, | Indoor | LED | Downlight Solid State Retrofit | 1500 | 24.6 | 62.4 |  | 3000K | 84 | 60000 | Damp Location Rated,Non-Dimmable |  | 2016-08-30
Reonac Energy Systems Inc./ Think Green Solutions | THINK | LED-THK-R8E26-90-32W | LED-THK-R8E26-90-32W | ,LED-THINK-R8-2000-90-32W-3K, | Indoor | LED | Downlight Solid State Retrofit | 2000 | 32 | 67 |  | 3000K | 84 | 42000 | Wet Location Rated,Non-Dimmable |  | 2016-08-30
Revolution Lighting Technologies, Inc. | Revolution Lighting Technologies | SSL Downlight Retrofit Kits | 211012-115 |  | Indoor | LED | Downlight Solid State Retrofit | 1150 | 16 | 65 |  | 5000K | 95 | 50000 | Continuously Dimmable |  | 2016-05-06
Revolution Lighting Technologies, Inc. | Revolution Lighting Technologies | SSL Downlight Retrofit Kits | 211012-113 |  | Indoor | LED | Downlight Solid State Retrofit | 1100 | 16 | 65 |  | 4000/4100K | 95 | 50000 | Continuously Dimmable |  | 2016-05-06
Revolution Lighting Technologies, Inc. | Revolution Lighting Technologies | SSL Downlight Retrofit Kits | 211012-130 |  | Indoor | LED | Downlight Solid State Retrofit | 1000 | 15 | 66.8 |  | 2700K | 90 | 50000 | Continuously Dimmable |  | 2016-05-10
Revolution Lighting Technologies, Inc. | Revolution Lighting Technologies | SSL Downlight Retrofit Kits | 211012-131 |  | Indoor | LED | Downlight Solid State Retrofit | 1010 | 15 | 66.8 |  | 3000K | 90 | 50000 | Continuously Dimmable |  | 2016-05-10
Revolution Lighting Technologies, Inc. | Revolution Lighting Technologies | SSL Downlight Retrofit Kits | 211012-133 |  | Indoor | LED | Downlight Solid State Retrofit | 1040 | 15 | 66.8 |  | 4000/4100K | 90 | 50000 | Continuously Dimmable |  | 2016-05-10
Revolution Lighting Technologies, Inc. | Revolution Lighting Technologies | SSL Downlight Retrofit Kits | 211012-135 |  | Indoor | LED | Downlight Solid State Retrofit | 1060 | 15 | 66.8 |  | 5000K | 90 | 50000 | Continuously Dimmable |  | 2016-05-10
Revolution Lighting Technologies, Inc. | Revolution Lighting Technologies | SSL Downlight retrofits | 212010-110 |  | Indoor | LED | Downlight Solid State Retrofit | 560 | 10 | 60.1 |  | 2700K | 94 | 50000 | Continuously Dimmable |  | 2016-05-06
Revolution Lighting Technologies, Inc. | Revolution Lighting Technologies | SSL Downlight retrofits | 212010-111 |  | Indoor | LED | Downlight Solid State Retrofit | 560 | 10 | 60.1 |  | 3000K | 94 | 50000 | Continuously Dimmable |  | 2016-05-06
Revolution Lighting Technologies, Inc. | Revolution Lighting Technologies | SSL Downlight retrofits | 212010-113 |  | Indoor | LED | Downlight Solid State Retrofit | 590 | 10 | 60.1 |  | 4000/4100K | 94 | 50000 | Continuously Dimmable |  | 2016-05-06
Revolution Lighting Technologies, Inc. | Revolution Lighting Technologies | SSL Downlight retrofits | 212010-115 |  | Indoor | LED | Downlight Solid State Retrofit | 630 | 10 | 60.1 |  | 5000K | 94 | 50000 | Continuously Dimmable |  | 2016-05-06
Revolution Lighting Technologies, Inc. | Revolution Lighting Technologies | SSL Downlight Retrofit Kits | 213010-110 |  | Indoor | LED | Downlight Solid State Retrofit | 600 | 10 | 62.7 |  | 2700K | 90 | 50000 | Continuously Dimmable |  | 2016-05-06
Revolution Lighting Technologies, Inc. | Revolution Lighting Technologies | SSL Downlight Retrofit Kits | 213010-111 |  | Indoor | LED | Downlight Solid State Retrofit | 620 | 10 | 62.7 |  | 3000K | 90 | 50000 | Continuously Dimmable |  | 2016-05-06
Revolution Lighting Technologies, Inc. | Revolution Lighting Technologies | SSL Downlight Retrofit Kits | 213010-113 |  | Indoor | LED | Downlight Solid State Retrofit | 650 | 10 | 62.7 |  | 4000/4100K | 90 | 50000 | Continuously Dimmable |  | 2016-05-06
Revolution Lighting Technologies, Inc. | Revolution Lighting Technologies | SSL Downlight Retrofit Kits | 213010-115 |  | Indoor | LED | Downlight Solid State Retrofit | 680 | 10 | 62.7 |  | 5000K | 90 | 50000 | Continuously Dimmable |  | 2016-05-06
Revolution Lighting Technologies, Inc. | Revolution Lighting Technologies | SSL Downlight Retrofit Kits | 213012-110 |  | Indoor | LED | Downlight Solid State Retrofit | 900 | 15 | 63.8 |  | 2700K | 89 | 50000 | Continuously Dimmable |  | 2016-05-06
Revolution Lighting Technologies, Inc. | Revolution Lighting Technologies | SSL Downlight Retrofit Kits | 213012-111 |  | Indoor | LED | Downlight Solid State Retrofit | 930 | 15 | 63.8 |  | 3000K | 89 | 50000 | Continuously Dimmable |  | 2016-05-06
Revolution Lighting Technologies, Inc. | Revolution Lighting Technologies | SSL Downlight Retrofit Kits | 213012-113 |  | Indoor | LED | Downlight Solid State Retrofit | 1000 | 15 | 63.8 |  | 4000/4100K | 89 | 50000 | Continuously Dimmable |  | 2016-05-06
Revolution Lighting Technologies, Inc. | Revolution Lighting Technologies | SSL Downlight Retrofit Kits | 213012-115 |  | Indoor | LED | Downlight Solid State Retrofit | 1040 | 15 | 63.8 |  | 5000K | 89 | 50000 | Continuously Dimmable |  | 2016-05-06
Revolution Lighting Technologies, Inc. | Revolution Lighting Technologies | Led Downlight | 219900-100 | Led Downlight,219900-101,; Led Downlight,219900-102,; Led Downlight,219900-103, | Indoor | LED | Downlight Recessed | 1400 | 18 | 83.2 |  | 2700K,4000/4100K,3000K,5000K | 84 | 50000 | Continuously Dimmable |  | 2015-11-18
Revolution Lighting Technologies, Inc. | Revolution Lighting Technologies | Led Downlight | 219901-100 | Led Downlight,219901-101,; Led Downlight,219901-102,; Led Downlight,219901-103, | Indoor | LED | Downlight Recessed | 1840 | 23 | 80.5 |  | 2700K,4000/4100K,3000K,5000K | 83 | 50000 | Continuously Dimmable |  | 2015-11-18
Revolution Lighting Technologies, Inc. | Revolution Lighting Technologies | Led Downlight | 219902-100 | Led Downlight,219902-101,; Led Downlight,219902-102,; Led Downlight,219902-103, | Indoor | LED | Downlight Recessed | 2000 | 27 | 76 |  | 2700K,4000/4100K,3000K,5000K | 83 | 50000 | Continuously Dimmable |  | 2015-11-18
Revolution Lighting Technologies, Inc. | Revolution Lighting Technologies | Led Downlight | 219903-100 | Led Downlight,219903-101,; Led Downlight,219903-102,; Led Downlight,219903-103, | Indoor | LED | Downlight Recessed | 1300 | 18 | 76.3 |  | 2700K,4000/4100K,3000K,5000K | 83 | 50000 | Continuously Dimmable |  | 2015-11-18
Revolution Lighting Technologies, Inc. | Revolution Lighting Technologies | Led Downlight | 219904-100 | Led Downlight,219904-101,; Led Downlight,219904-102,; Led Downlight,219904-103, | Indoor | LED | Downlight Recessed | 1650 | 23 | 72.8 |  | 2700K,4000/4100K,3000K,5000K | 83 | 50000 | Continuously Dimmable |  | 2015-11-18
Revolution Lighting Technologies, Inc. | Revolution Lighting Technologies | Led Downlight | 219905-100 | Led Downlight,219905-101,; Led Downlight,219905-102,; Led Downlight,219905-103, | Indoor | LED | Downlight Recessed | 1960 | 27 | 72.9 |  | 2700K,4000/4100K,3000K,5000K | 83 | 50000 | Continuously Dimmable |  | 2015-11-18
Revolution Lighting Technologies, Inc. | Revolution Lighting Technologies | Led Downlight | 219906-100 | Led Downlight,219906-101,; Led Downlight,219906-102,; Led Downlight,219906-103, | Indoor | LED | Downlight Recessed | 2500 | 33 | 76.6 |  | 2700K,4000/4100K,3000K,5000K | 84 | 50000 | Continuously Dimmable |  | 2015-11-18
Revolution Lighting Technologies, Inc. | Revolution Lighting Technologies | Led Downlight | 219907-100 | Led Downlight,219907-101,; Led Downlight,219907-102,; Led Downlight,219907-103, | Indoor | LED | Downlight Recessed | 3400 | 40 | 87.5 |  | 2700K,4000/4100K,3000K,5000K | 83 | 50000 | Continuously Dimmable |  | 2015-11-18
Revolution Lighting Technologies, Inc. | Revolution Lighting Technologies | Led Downlight | 219908-100 | Led Downlight,219908-101,; Led Downlight,219908-102,; Led Downlight,219908-103, | Indoor | LED | Downlight Recessed | 4000 | 54 | 74.9 |  | 2700K,4000/4100K,3000K,5000K | 83 | 50000 | Continuously Dimmable |  | 2015-11-18
Revolution Lighting Technologies, Inc. | Revolution Lighting Technologies | SSL Downlight Retrofit Kits | 210010-100 |  | Indoor | LED | Downlight Solid State Retrofit | 650 | 10 | 79.6 |  | 2700K | 83 | 40000 | Continuously Dimmable |  | 2016-05-10
Revolution Lighting Technologies, Inc. | Revolution Lighting Technologies | SSL Downlight Retrofit Kits | 210010-101 |  | Indoor | LED | Downlight Solid State Retrofit | 700 | 10 | 79.6 |  | 3000K | 83 | 40000 | Continuously Dimmable |  | 2016-05-10
Revolution Lighting Technologies, Inc. | Revolution Lighting Technologies | SSL Downlight Retrofit Kits | 210010-103 |  | Indoor | LED | Downlight Solid State Retrofit | 750 | 10 | 79.6 |  | 4000/4100K | 83 | 40000 | Continuously Dimmable |  | 2016-05-10
Revolution Lighting Technologies, Inc. | Revolution Lighting Technologies | SSL Downlight Retrofit Kits | 210010-105 |  | Indoor | LED | Downlight Solid State Retrofit | 800 | 10 | 79.6 |  | 5000K | 83 | 40000 | Continuously Dimmable |  | 2016-05-10
Revolution Lighting Technologies, Inc. | Revolution Lighting Technologies | SSL Downlight Retrofit Kits | 210010-110 |  | Indoor | LED | Downlight Solid State Retrofit | 580 | 10 | 64.8 |  | 2700K | 92 | 50000 | Continuously Dimmable |  | 2016-05-10
Revolution Lighting Technologies, Inc. | Revolution Lighting Technologies | SSL Downlight Retrofit Kits | 210010-111 |  | Indoor | LED | Downlight Solid State Retrofit | 610 | 10 | 64.8 |  | 3000K | 92 | 50000 | Continuously Dimmable |  | 2016-05-10
Revolution Lighting Technologies, Inc. | Revolution Lighting Technologies | SSL Downlight Retrofit Kits | 210010-113 |  | Indoor | LED | Downlight Solid State Retrofit | 630 | 10 | 64.8 |  | 4000/4100K | 92 | 50000 | Continuously Dimmable |  | 2016-05-10
Revolution Lighting Technologies, Inc. | Revolution Lighting Technologies | SSL Downlight Retrofit Kits | 210010-115 |  | Indoor | LED | Downlight Solid State Retrofit | 650 | 10 | 64.8 |  | 5000K | 92 | 50000 | Continuously Dimmable |  | 2016-05-10
Revolution Lighting Technologies, Inc. | Revolution Lighting Technologies | SSL Downlight Retrofit Kits | 210011-110 |  | Indoor | LED | Downlight Solid State Retrofit | 700 | 13 | 61.7 |  | 2700K | 92 | 50000 | Continuously Dimmable |  | 2016-05-06
Revolution Lighting Technologies, Inc. | Revolution Lighting Technologies | SSL Downlight Retrofit Kits | 210011-111 |  | Indoor | LED | Downlight Solid State Retrofit | 730 | 13 | 61.7 |  | 3000K | 92 | 50000 | Continuously Dimmable |  | 2016-05-06
Revolution Lighting Technologies, Inc. | Revolution Lighting Technologies | SSL Downlight Retrofit Kits | 210011-113 |  | Indoor | LED | Downlight Solid State Retrofit | 760 | 13 | 61.7 |  | 4000/4100K | 92 | 50000 | Continuously Dimmable |  | 2016-05-06
Revolution Lighting Technologies, Inc. | Revolution Lighting Technologies | SSL Downlight Retrofit Kits | 210011-115 |  | Indoor | LED | Downlight Solid State Retrofit | 790 | 13 | 61.7 |  | 5000K | 92 | 50000 | Continuously Dimmable |  | 2016-05-06
Revolution Lighting Technologies, Inc. | Revolution Lighting Technologies | SSL Downlight Retrofit Kits | 211010-110 |  | Indoor | LED | Downlight Solid State Retrofit | 600 | 10 | 72.3 |  | 2700K | 92 | 50000 | Continuously Dimmable |  | 2016-05-06
Revolution Lighting Technologies, Inc. | Revolution Lighting Technologies | SSL Downlight Retrofit Kits | 211010-111 |  | Indoor | LED | Downlight Solid State Retrofit | 620 | 10 | 72.3 |  | 3000K | 92 | 50000 | Continuously Dimmable |  | 2016-05-06
Revolution Lighting Technologies, Inc. | Revolution Lighting Technologies | SSL Downlight Retrofit Kits | 211010-113 |  | Indoor | LED | Downlight Solid State Retrofit | 640 | 10 | 72.3 |  | 4000/4100K | 92 | 50000 | Continuously Dimmable |  | 2016-05-06
Revolution Lighting Technologies, Inc. | Revolution Lighting Technologies | SSL Downlight Retrofit Kits | 211010-115 |  | Indoor | LED | Downlight Solid State Retrofit | 660 | 10 | 72.3 |  | 5000K | 92 | 50000 | Continuously Dimmable |  | 2016-05-06
Revolution Lighting Technologies, Inc. | Revolution Lighting Technologies | SSL Downlight Retrofit Kits | 211010-130 |  | Indoor | LED | Downlight Solid State Retrofit | 670 | 10 | 68 |  | 2700K | 91 | 50000 | Continuously Dimmable |  | 2016-05-10
Revolution Lighting Technologies, Inc. | Revolution Lighting Technologies | SSL Downlight Retrofit Kits | 211010-131 |  | Indoor | LED | Downlight Solid State Retrofit | 680 | 10 | 68 |  | 3000K | 91 | 50000 | Continuously Dimmable |  | 2016-05-10
Revolution Lighting Technologies, Inc. | Revolution Lighting Technologies | SSL Downlight Retrofit Kits | 211010-133 |  | Indoor | LED | Downlight Solid State Retrofit | 730 | 10 | 68 |  | 4000/4100K | 91 | 50000 | Continuously Dimmable |  | 2016-05-10
Revolution Lighting Technologies, Inc. | Revolution Lighting Technologies | SSL Downlight Retrofit Kits | 211010-135 |  | Indoor | LED | Downlight Solid State Retrofit | 760 | 10 | 68 |  | 5000K | 91 | 50000 | Continuously Dimmable |  | 2016-05-10
Revolution Lighting Technologies, Inc. | Revolution Lighting Technologies | SSL Downlight Retrofit Kits | 211012-100 |  | Indoor | LED | Downlight Solid State Retrofit | 1000 | 14.8 | 79.9 |  | 2700K | 83 | 50000 | Continuously Dimmable |  | 2016-05-06
Revolution Lighting Technologies, Inc. | Revolution Lighting Technologies | SSL Downlight Retrofit Kits | 211012-101 |  | Indoor | LED | Downlight Solid State Retrofit | 1100 | 14.8 | 79.9 |  | 3000K | 83 | 50000 | Continuously Dimmable |  | 2016-05-06
Revolution Lighting Technologies, Inc. | Revolution Lighting Technologies | SSL Downlight Retrofit Kits | 211012-103 |  | Indoor | LED | Downlight Solid State Retrofit | 1200 | 14.8 | 79.9 |  | 4000/4100K | 83 | 50000 | Continuously Dimmable |  | 2016-05-06
Revolution Lighting Technologies, Inc. | Revolution Lighting Technologies | SSL Downlight Retrofit Kits | 211012-105 |  | Indoor | LED | Downlight Solid State Retrofit | 1300 | 14.8 | 79.9 |  | 5000K | 83 | 50000 | Continuously Dimmable |  | 2016-05-06
Revolution Lighting Technologies, Inc. | Revolution Lighting Technologies | SSL Downlight Retrofit Kits | 211012-110 |  | Indoor | LED | Downlight Solid State Retrofit | 1000 | 16 | 65 |  | 2700K | 95 | 50000 | Continuously Dimmable |  | 2016-05-06
Revolution Lighting Technologies, Inc. | Revolution Lighting Technologies | SSL Downlight Retrofit Kits | 211012-111 |  | Indoor | LED | Downlight Solid State Retrofit | 1050 | 16 | 65 |  | 3000K | 95 | 50000 | Continuously Dimmable |  | 2016-05-06
RFsemi Technologies, Inc. | RFsemi Technologies, INC. | SSL downlight retrofits | PDA-1212-WW-01_30K90 |  | Indoor | LED | Downlight Solid State Retrofit | 672 | 12 | 60.1 |  | 3000K | 94 | 50000 | Continuously Dimmable |  | 2016-07-28
RFsemi Technologies, Inc. | RFsemi Technologies, INC. | SSL downlight retrofits | PDA-1212-WW-02_30K90 |  | Indoor | LED | Downlight Solid State Retrofit | 665 | 12 | 60.6 |  | 3000K | 93 | 50000 | Continuously Dimmable |  | 2016-07-28
RFsemi Technologies, Inc. | RFsemi Technologies, INC. | SSL downlight retrofits | PDA-1512-WW-01_30K90 |  | Indoor | LED | Downlight Solid State Retrofit | 919 | 15 | 64.8 |  | 3000K | 93 | 50000 | Continuously Dimmable |  | 2016-07-28
RFsemi Technologies, Inc. | RFsemi Technologies, INC. | SSL downlight retrofits | PDA-1512-WW-02_30K90 |  | Indoor | LED | Downlight Solid State Retrofit | 801 | 15 | 61 |  | 3000K | 93 | 50000 | Continuously Dimmable |  | 2016-07-28
RFsemi Technologies, Inc. | RFsemi Technologies, INC. | SSL downlight retrofits | PDA-1527-WW-01_30K90 |  | Indoor | LED | Downlight Solid State Retrofit | 932 | 15 | 62.5 |  | 3000K | 94 | 50000 | Continuously Dimmable |  | 2016-07-28
RFsemi Technologies, Inc. | RFsemi Technologies, INC. | SSL downlight retrofits | PDA-1527-WW-02_30K90 |  | Indoor | LED | Downlight Solid State Retrofit | 920 | 15 | 64.7 |  | 3000K | 92 | 50000 | Continuously Dimmable |  | 2016-07-28
Royal Pacific Ltd. | RP | LED Downlight | 8560xx-4k |  | Indoor | LED | Downlight Solid State Retrofit | 1100 | 14.5 | 76.8 |  | 4000/4100K | 97 | 36000 | Continuously Dimmable | "xx" represent different color options: WH-white, IV-ivory, BL-black | 2015-11-25
Royal Pacific Ltd. | Solna | LED Recessed Retrofit | 8561 |  | Indoor | LED | Downlight Solid State Retrofit | 1100 | 15 | 75.6 |  | 3000K | 92 | 50000 | Continuously Dimmable |  | 2016-03-23
Royal Pacific Ltd. | Solna | LED Recessed Retrofit | 8761 |  | Indoor | LED | Downlight Solid State Retrofit | 620 | 9 | 69.4 |  | 3000K | 92 | 50000 | Continuously Dimmable |  | 2016-03-23
Royal Pacific Ltd. | Royal Pacific | LED RETROFIT CONVERSION KIT | 8164H-14-27 |  | Indoor | LED | Downlight Surface Mount | 812 | 15 | 75.5 |  | 2700K | 82 | 35000 | Continuously Dimmable |  | 2016-09-14
Royal Pacific Ltd. | Royal Pacific | LED RETROFIT CONVERSION KIT | 8164H-14-30 |  | Indoor | LED | Downlight Surface Mount | 812 | 15 | 75.5 |  | 3000K | 82 | 35000 | Continuously Dimmable |  | 2016-09-14
Royal Pacific Ltd. | Royal Pacific | LED RETROFIT CONVERSION KIT | 8164H-14-35 |  | Indoor | LED | Downlight Surface Mount | 812 | 15 | 75.5 |  | 3500K | 82 | 35000 | Continuously Dimmable |  | 2016-09-14
Royal Pacific Ltd. | Royal Pacific | LED RETROFIT CONVERSION KIT | 8164H-14-40 |  | Indoor | LED | Downlight Surface Mount | 812 | 15 | 75.5 |  | 4000/4100K | 82 | 35000 | Continuously Dimmable |  | 2016-09-14
Royal Pacific Ltd. | Royal Pacific | LED RETROFIT CONVERSION KIT | 8164H-14-50 |  | Indoor | LED | Downlight Surface Mount | 812 | 15 | 75.5 |  | 5000K | 82 | 35000 | Continuously Dimmable |  | 2016-09-14
Royal Pacific Ltd. | Royal Pacific | LED RETROFIT CONVERSION KIT | 8164H-23-27 |  | Indoor | LED | Downlight Surface Mount | 1340 | 23 | 62.7 |  | 2700K | 82 | 36000 | Continuously Dimmable |  | 2016-09-14
Royal Pacific Ltd. | Royal Pacific | LED RETROFIT CONVERSION KIT | 8164H-23-30 |  | Indoor | LED | Downlight Surface Mount | 1340 | 23 | 62.7 |  | 3000K | 82 | 36000 | Continuously Dimmable |  | 2016-09-14
Royal Pacific Ltd. | Royal Pacific | LED RETROFIT CONVERSION KIT | 8164H-23-35 |  | Indoor | LED | Downlight Surface Mount | 1340 | 23 | 62.7 |  | 3500K | 82 | 36000 | Continuously Dimmable |  | 2016-09-14
Royal Pacific Ltd. | Royal Pacific | LED RETROFIT CONVERSION KIT | 8164H-23-40 |  | Indoor | LED | Downlight Surface Mount | 1340 | 23 | 62.7 |  | 4000/4100K | 82 | 36000 | Continuously Dimmable |  | 2016-09-14
Royal Pacific Ltd. | Royal Pacific | LED RETROFIT CONVERSION KIT | 8164H-23-50 |  | Indoor | LED | Downlight Surface Mount | 1340 | 23 | 62.7 |  | 5000K | 82 | 36000 | Continuously Dimmable |  | 2016-09-14
Royal Pacific Ltd. | Royal Pacific | LED RETROFIT CONVERSION KIT | 8165H-14-27 |  | Indoor | LED | Downlight Surface Mount | 812 | 15 | 75.5 |  | 2700K | 82 | 35000 | Continuously Dimmable |  | 2016-09-14
Royal Pacific Ltd. | Royal Pacific | LED RETROFIT CONVERSION KIT | 8165H-14-30 |  | Indoor | LED | Downlight Surface Mount | 812 | 15 | 75.5 |  | 3000K | 82 | 35000 | Continuously Dimmable |  | 2016-09-14
Royal Pacific Ltd. | Royal Pacific | LED RETROFIT CONVERSION KIT | 8165H-14-35 |  | Indoor | LED | Downlight Surface Mount | 812 | 15 | 75.5 |  | 3500K | 82 | 35000 | Continuously Dimmable |  | 2016-09-14
Royal Pacific Ltd. | Royal Pacific | LED RETROFIT CONVERSION KIT | 8165H-14-40 |  | Indoor | LED | Downlight Surface Mount | 812 | 15 | 75.5 |  | 4000/4100K | 82 | 35000 | Continuously Dimmable |  | 2016-09-14
Royal Pacific Ltd. | Royal Pacific | LED RETROFIT CONVERSION KIT | 8165H-14-50 |  | Indoor | LED | Downlight Surface Mount | 812 | 15 | 75.5 |  | 5000K | 82 | 35000 | Continuously Dimmable |  | 2016-09-14
Royal Pacific Ltd. | Royal Pacific | LED RETROFIT CONVERSION KIT | 8165H-23-27 |  | Indoor | LED | Downlight Recessed | 1340 | 23 | 62.7 |  | 2700K | 82 | 36000 | Continuously Dimmable |  | 2016-09-14
Royal Pacific Ltd. | Royal Pacific | LED RETROFIT CONVERSION KIT | 8165H-23-30 |  | Indoor | LED | Downlight Recessed | 1340 | 23 | 62.7 |  | 3000K | 82 | 36000 | Continuously Dimmable |  | 2016-09-14
Royal Pacific Ltd. | Royal Pacific | LED RETROFIT CONVERSION KIT | 8165H-23-35 |  | Indoor | LED | Downlight Recessed | 1340 | 23 | 62.7 |  | 3500K | 82 | 36000 | Continuously Dimmable |  | 2016-09-14
Royal Pacific Ltd. | Royal Pacific | LED RETROFIT CONVERSION KIT | 8165H-23-40 |  | Indoor | LED | Downlight Recessed | 1340 | 23 | 62.7 |  | 4000/4100K | 82 | 36000 | Continuously Dimmable |  | 2016-09-14
Royal Pacific Ltd. | Royal Pacific | LED RETROFIT CONVERSION KIT | 8165H-23-50 |  | Indoor | LED | Downlight Recessed | 1340 | 23 | 62.7 |  | 5000K | 82 | 36000 | Continuously Dimmable |  | 2016-09-14
Royal Pacific Ltd. | Royal Pacific | LED RETROFIT CONVERSION KIT | 8166H-14-27 |  | Indoor | LED | Downlight Surface Mount | 812 | 15 | 75.5 |  | 2700K | 82 | 35000 | Continuously Dimmable |  | 2016-09-14
Royal Pacific Ltd. | Royal Pacific | LED RETROFIT CONVERSION KIT | 8166H-14-30 |  | Indoor | LED | Downlight Surface Mount | 812 | 15 | 75.5 |  | 3000K | 82 | 35000 | Continuously Dimmable |  | 2016-09-14
Royal Pacific Ltd. | Royal Pacific | LED RETROFIT CONVERSION KIT | 8166H-14-35 |  | Indoor | LED | Downlight Surface Mount | 812 | 15 | 75.5 |  | 3500K | 82 | 35000 | Continuously Dimmable |  | 2016-09-14
Royal Pacific Ltd. | Royal Pacific | LED RETROFIT CONVERSION KIT | 8166H-14-40 |  | Indoor | LED | Downlight Surface Mount | 812 | 15 | 75.5 |  | 4000/4100K | 82 | 35000 | Continuously Dimmable |  | 2016-09-14
Royal Pacific Ltd. | Royal Pacific | LED RETROFIT CONVERSION KIT | 8166H-14-50 |  | Indoor | LED | Downlight Surface Mount | 812 | 15 | 75.5 |  | 5000K | 82 | 35000 | Continuously Dimmable |  | 2016-09-14
Royal Pacific Ltd. | Royal Pacific | LED RETROFIT CONVERSION KIT | 8166H-23-27 |  | Indoor | LED | Downlight Surface Mount | 1340 | 23 | 62.7 |  | 2700K | 82 | 36000 | Continuously Dimmable |  | 2016-09-14
Royal Pacific Ltd. | Royal Pacific | LED RETROFIT CONVERSION KIT | 8166H-23-30 |  | Indoor | LED | Downlight Surface Mount | 1340 | 23 | 62.7 |  | 3000K | 82 | 36000 | Continuously Dimmable |  | 2016-09-14
Royal Pacific Ltd. | Royal Pacific | LED RETROFIT CONVERSION KIT | 8166H-23-35 |  | Indoor | LED | Downlight Surface Mount | 1340 | 23 | 62.7 |  | 3500K | 82 | 36000 | Continuously Dimmable |  | 2016-09-14
Royal Pacific Ltd. | Royal Pacific | LED RETROFIT CONVERSION KIT | 8166H-23-40 |  | Indoor | LED | Downlight Surface Mount | 1340 | 23 | 62.7 |  | 4000/4100K | 82 | 36000 | Continuously Dimmable |  | 2016-09-14
Royal Pacific Ltd. | Royal Pacific | LED RETROFIT CONVERSION KIT | 8166H-23-50 |  | Indoor | LED | Downlight Surface Mount | 1340 | 23 | 62.7 |  | 5000K | 82 | 36000 | Continuously Dimmable |  | 2016-09-14
Royal Pacific Ltd. | Royal Pacific | LED RETROFIT CONVERSION KIT | 8166H-30-27 |  | Indoor | LED | Downlight Surface Mount | 2240 | 30 | 77.9 |  | 2700K | 83 | 36000 | Continuously Dimmable |  | 2016-09-14
Royal Pacific Ltd. | Royal Pacific | LED RETROFIT CONVERSION KIT | 8166H-30-30 |  | Indoor | LED | Downlight Surface Mount | 2240 | 30 | 77.9 |  | 3000K | 83 | 36000 | Continuously Dimmable |  | 2016-09-14
Royal Pacific Ltd. | Royal Pacific | LED RETROFIT CONVERSION KIT | 8166H-30-35 |  | Indoor | LED | Downlight Surface Mount | 2240 | 30 | 77.9 |  | 3500K | 83 | 36000 | Continuously Dimmable |  | 2016-09-14
Royal Pacific Ltd. | Royal Pacific | LED RETROFIT CONVERSION KIT | 8166H-30-40 |  | Indoor | LED | Downlight Surface Mount | 2240 | 30 | 77.9 |  | 4000/4100K | 83 | 36000 | Continuously Dimmable |  | 2016-09-14
Royal Pacific Ltd. | Royal Pacific | LED RETROFIT CONVERSION KIT | 8166H-30-50 |  | Indoor | LED | Downlight Surface Mount | 2240 | 30 | 77.9 |  | 5000K | 83 | 36000 | Continuously Dimmable |  | 2016-09-14
Royal Pacific Ltd. | Royal Pacific | LED RETROFIT CONVERSION KIT | 8167H-14-27 |  | Indoor | LED | Downlight Surface Mount | 812 | 15 | 75.5 |  | 2700K | 82 | 35000 | Continuously Dimmable |  | 2016-09-14
Royal Pacific Ltd. | Royal Pacific | LED RETROFIT CONVERSION KIT | 8167H-14-30 |  | Indoor | LED | Downlight Surface Mount | 812 | 15 | 75.5 |  | 3000K | 82 | 35000 | Continuously Dimmable |  | 2016-09-14
Royal Pacific Ltd. | Royal Pacific | LED RETROFIT CONVERSION KIT | 8167H-14-35 |  | Indoor | LED | Downlight Surface Mount | 812 | 15 | 75.5 |  | 3500K | 82 | 35000 | Continuously Dimmable |  | 2016-09-14
Royal Pacific Ltd. | Royal Pacific | LED RETROFIT CONVERSION KIT | 8167H-14-40 |  | Indoor | LED | Downlight Surface Mount | 812 | 15 | 75.5 |  | 4000/4100K | 82 | 35000 | Continuously Dimmable |  | 2016-09-14
Royal Pacific Ltd. | Royal Pacific | LED RETROFIT CONVERSION KIT | 8167H-14-50 |  | Indoor | LED | Downlight Surface Mount | 812 | 15 | 75.5 |  | 5000K | 82 | 35000 | Continuously Dimmable |  | 2016-09-14
Royal Pacific Ltd. | Royal Pacific | LED RETROFIT CONVERSION KIT | 8167H-23-27 |  | Indoor | LED | Downlight Recessed | 1340 | 23 | 62.7 |  | 2700K | 82 | 36000 | Continuously Dimmable |  | 2016-09-14
Royal Pacific Ltd. | Royal Pacific | LED RETROFIT CONVERSION KIT | 8167H-23-30 |  | Indoor | LED | Downlight Recessed | 1340 | 23 | 62.7 |  | 3000K | 82 | 36000 | Continuously Dimmable |  | 2016-09-14
Royal Pacific Ltd. | Royal Pacific | LED RETROFIT CONVERSION KIT | 8167H-23-35 |  | Indoor | LED | Downlight Recessed | 1340 | 23 | 62.7 |  | 3500K | 82 | 36000 | Continuously Dimmable |  | 2016-09-14
Royal Pacific Ltd. | Royal Pacific | LED RETROFIT CONVERSION KIT | 8167H-23-40 |  | Indoor | LED | Downlight Recessed | 1340 | 23 | 62.7 |  | 4000/4100K | 82 | 36000 | Continuously Dimmable |  | 2016-09-14
Royal Pacific Ltd. | Royal Pacific | LED RETROFIT CONVERSION KIT | 8167H-23-50 |  | Indoor | LED | Downlight Recessed | 1340 | 23 | 62.7 |  | 5000K | 82 | 36000 | Continuously Dimmable |  | 2016-09-14
Royal Pacific Ltd. | Royal Pacific | LED RETROFIT CONVERSION KIT | 8167H-30-27 |  | Indoor | LED | Downlight Surface Mount | 2240 | 30 | 77.9 |  | 2700K | 83 | 36000 | Continuously Dimmable |  | 2016-09-14
Royal Pacific Ltd. | Royal Pacific | LED RETROFIT CONVERSION KIT | 8167H-30-30 |  | Indoor | LED | Downlight Surface Mount | 2240 | 30 | 77.9 |  | 3000K | 83 | 36000 | Continuously Dimmable |  | 2016-09-14
Royal Pacific Ltd. | Royal Pacific | LED RETROFIT CONVERSION KIT | 8167H-30-35 |  | Indoor | LED | Downlight Surface Mount | 2240 | 30 | 77.9 |  | 3500K | 83 | 36000 | Continuously Dimmable |  | 2016-09-14
Royal Pacific Ltd. | Royal Pacific | LED RETROFIT CONVERSION KIT | 8167H-30-40 |  | Indoor | LED | Downlight Surface Mount | 2240 | 30 | 77.9 |  | 4000/4100K | 83 | 36000 | Continuously Dimmable |  | 2016-09-14
Royal Pacific Ltd. | Royal Pacific | LED RETROFIT CONVERSION KIT | 8167H-30-50 |  | Indoor | LED | Downlight Surface Mount | 2240 | 30 | 77.9 |  | 5000K | 83 | 36000 | Continuously Dimmable |  | 2016-09-14
Royal Pacific Ltd. | Royal Pacific | LED RETROFIT CONVERSION KIT | 8168H-14-27 |  | Indoor | LED | Downlight Surface Mount | 812 | 15 | 75.5 |  | 2700K | 82 | 35000 | Continuously Dimmable |  | 2016-09-14
Royal Pacific Ltd. | Royal Pacific | LED RETROFIT CONVERSION KIT | 8168H-14-30 |  | Indoor | LED | Downlight Surface Mount | 812 | 15 | 75.5 |  | 3000K | 82 | 35000 | Continuously Dimmable |  | 2016-09-14
Royal Pacific Ltd. | Royal Pacific | LED RETROFIT CONVERSION KIT | 8168H-14-35 |  | Indoor | LED | Downlight Surface Mount | 812 | 15 | 75.5 |  | 3500K | 82 | 35000 | Continuously Dimmable |  | 2016-09-14
Royal Pacific Ltd. | Royal Pacific | LED RETROFIT CONVERSION KIT | 8168H-14-40 |  | Indoor | LED | Downlight Surface Mount | 812 | 15 | 75.5 |  | 4000/4100K | 82 | 35000 | Continuously Dimmable |  | 2016-09-14
Royal Pacific Ltd. | Royal Pacific | LED RETROFIT CONVERSION KIT | 8168H-14-50 |  | Indoor | LED | Downlight Surface Mount | 812 | 15 | 75.5 |  | 5000K | 82 | 35000 | Continuously Dimmable |  | 2016-09-14
Royal Pacific Ltd. | Royal Pacific | LED RETROFIT CONVERSION KIT | 8168H-23-27 |  | Indoor | LED | Downlight Surface Mount | 1340 | 23 | 62.7 |  | 2700K | 82 | 36000 | Continuously Dimmable |  | 2016-09-14
Royal Pacific Ltd. | Royal Pacific | LED RETROFIT CONVERSION KIT | 8168H-23-30 |  | Indoor | LED | Downlight Surface Mount | 1340 | 23 | 62.7 |  | 3000K | 82 | 36000 | Continuously Dimmable |  | 2016-09-14
Royal Pacific Ltd. | Royal Pacific | LED RETROFIT CONVERSION KIT | 8168H-23-35 |  | Indoor | LED | Downlight Surface Mount | 1340 | 23 | 62.7 |  | 3500K | 82 | 36000 | Continuously Dimmable |  | 2016-09-14
Royal Pacific Ltd. | Royal Pacific | LED RETROFIT CONVERSION KIT | 8168H-23-40 |  | Indoor | LED | Downlight Surface Mount | 1340 | 23 | 62.7 |  | 4000/4100K | 82 | 36000 | Continuously Dimmable |  | 2016-09-14
Royal Pacific Ltd. | Royal Pacific | LED RETROFIT CONVERSION KIT | 8168H-23-50 |  | Indoor | LED | Downlight Surface Mount | 1340 | 23 | 62.7 |  | 5000K | 82 | 36000 | Continuously Dimmable |  | 2016-09-14
Royal Pacific Ltd. | Royal Pacific | LED RETROFIT CONVERSION KIT | 8168H-30-27 |  | Indoor | LED | Downlight Surface Mount | 2240 | 30 | 64.7 |  | 2700K | 81 | 36000 | Continuously Dimmable |  | 2016-09-14
Royal Pacific Ltd. | Royal Pacific | LED RETROFIT CONVERSION KIT | 8168H-30-30 |  | Indoor | LED | Downlight Surface Mount | 2240 | 30 | 64.7 |  | 3000K | 81 | 36000 | Continuously Dimmable |  | 2016-09-14
Royal Pacific Ltd. | Royal Pacific | LED RETROFIT CONVERSION KIT | 8168H-30-35 |  | Indoor | LED | Downlight Surface Mount | 2240 | 30 | 64.7 |  | 3500K | 81 | 36000 | Continuously Dimmable |  | 2016-09-14
Royal Pacific Ltd. | Royal Pacific | LED RETROFIT CONVERSION KIT | 8168H-30-40 |  | Indoor | LED | Downlight Surface Mount | 2240 | 30 | 64.7 |  | 4000/4100K | 81 | 36000 | Continuously Dimmable |  | 2016-09-14
Royal Pacific Ltd. | Royal Pacific | LED RETROFIT CONVERSION KIT | 8168H-30-50 |  | Indoor | LED | Downlight Surface Mount | 2240 | 30 | 64.7 |  | 5000K | 81 | 36000 | Continuously Dimmable |  | 2016-09-14
Royal Pacific Ltd. | Royal Pacific | LED RETROFIT CONVERSION KIT | 8169H-14-27 |  | Indoor | LED | Downlight Surface Mount | 812 | 15 | 75.5 |  | 2700K | 82 | 35000 | Continuously Dimmable |  | 2016-09-14
Royal Pacific Ltd. | Royal Pacific | LED RETROFIT CONVERSION KIT | 8169H-14-30 |  | Indoor | LED | Downlight Surface Mount | 812 | 15 | 75.5 |  | 3000K | 82 | 35000 | Continuously Dimmable |  | 2016-09-14
Royal Pacific Ltd. | Royal Pacific | LED RETROFIT CONVERSION KIT | 8169H-14-35 |  | Indoor | LED | Downlight Surface Mount | 812 | 15 | 75.5 |  | 3500K | 82 | 35000 | Continuously Dimmable |  | 2016-09-14
Royal Pacific Ltd. | Royal Pacific | LED RETROFIT CONVERSION KIT | 8169H-14-40 |  | Indoor | LED | Downlight Surface Mount | 812 | 15 | 75.5 |  | 4000/4100K | 82 | 35000 | Continuously Dimmable |  | 2016-09-14
Royal Pacific Ltd. | Royal Pacific | LED RETROFIT CONVERSION KIT | 8169H-14-50 |  | Indoor | LED | Downlight Surface Mount | 812 | 15 | 75.5 |  | 5000K | 82 | 35000 | Continuously Dimmable |  | 2016-09-14
Royal Pacific Ltd. | Royal Pacific | LED RETROFIT CONVERSION KIT | 8169H-23-27 |  | Indoor | LED | Downlight Recessed | 1340 | 23 | 62.7 |  | 2700K | 82 | 36000 | Continuously Dimmable |  | 2016-09-14
Royal Pacific Ltd. | Royal Pacific | LED RETROFIT CONVERSION KIT | 8169H-23-30 |  | Indoor | LED | Downlight Recessed | 1340 | 23 | 62.7 |  | 3000K | 82 | 36000 | Continuously Dimmable |  | 2016-09-14
Royal Pacific Ltd. | Royal Pacific | LED RETROFIT CONVERSION KIT | 8169H-23-35 |  | Indoor | LED | Downlight Recessed | 1340 | 23 | 62.7 |  | 3500K | 82 | 36000 | Continuously Dimmable |  | 2016-09-14
Royal Pacific Ltd. | Royal Pacific | LED RETROFIT CONVERSION KIT | 8169H-23-40 |  | Indoor | LED | Downlight Recessed | 1340 | 23 | 62.7 |  | 4000/4100K | 82 | 36000 | Continuously Dimmable |  | 2016-09-14
Royal Pacific Ltd. | Royal Pacific | LED RETROFIT CONVERSION KIT | 8169H-23-50 |  | Indoor | LED | Downlight Recessed | 1340 | 23 | 62.7 |  | 5000K | 82 | 36000 | Continuously Dimmable |  | 2016-09-14
Royal Pacific Ltd. | Royal Pacific | LED RETROFIT CONVERSION KIT | 8169H-30-27 |  | Indoor | LED | Downlight Surface Mount | 2240 | 30 | 64.7 |  | 2700K | 81 | 36000 | Continuously Dimmable |  | 2016-09-14
Royal Pacific Ltd. | Royal Pacific | LED RETROFIT CONVERSION KIT | 8169H-30-30 |  | Indoor | LED | Downlight Surface Mount | 2240 | 30 | 64.7 |  | 3000K | 81 | 36000 | Continuously Dimmable |  | 2016-09-14
Royal Pacific Ltd. | Royal Pacific | LED RETROFIT CONVERSION KIT | 8169H-30-35 |  | Indoor | LED | Downlight Surface Mount | 2240 | 30 | 64.7 |  | 3500K | 81 | 36000 | Continuously Dimmable |  | 2016-09-14
Royal Pacific Ltd. | Royal Pacific | LED RETROFIT CONVERSION KIT | 8169H-30-40 |  | Indoor | LED | Downlight Surface Mount | 2240 | 30 | 64.7 |  | 4000/4100K | 81 | 36000 | Continuously Dimmable |  | 2016-09-14
Royal Pacific Ltd. | Royal Pacific | LED RETROFIT CONVERSION KIT | 8169H-30-50 |  | Indoor | LED | Downlight Surface Mount | 2240 | 30 | 64.7 |  | 5000K | 81 | 36000 | Continuously Dimmable |  | 2016-09-14
Royal Pacific Ltd. | Royal Pacific | LED RETROFIT CONVERSION KIT | 8170H-14-27 |  | Indoor | LED | Downlight Surface Mount | 812 | 15 | 75.5 |  | 2700K | 82 | 35000 | Continuously Dimmable |  | 2016-09-14
Royal Pacific Ltd. | Royal Pacific | LED RETROFIT CONVERSION KIT | 8170H-14-30 |  | Indoor | LED | Downlight Surface Mount | 812 | 15 | 75.5 |  | 3000K | 82 | 35000 | Continuously Dimmable |  | 2016-09-14
Royal Pacific Ltd. | Royal Pacific | LED RETROFIT CONVERSION KIT | 8170H-14-35 |  | Indoor | LED | Downlight Surface Mount | 812 | 15 | 75.5 |  | 3500K | 82 | 35000 | Continuously Dimmable |  | 2016-09-14
Royal Pacific Ltd. | Royal Pacific | LED RETROFIT CONVERSION KIT | 8170H-14-40 |  | Indoor | LED | Downlight Surface Mount | 812 | 15 | 75.5 |  | 4000/4100K | 82 | 35000 | Continuously Dimmable |  | 2016-09-14
Royal Pacific Ltd. | Royal Pacific | LED RETROFIT CONVERSION KIT | 8170H-14-50 |  | Indoor | LED | Downlight Surface Mount | 812 | 15 | 75.5 |  | 5000K | 82 | 35000 | Continuously Dimmable |  | 2016-09-14
Royal Pacific Ltd. | Royal Pacific | LED RETROFIT CONVERSION KIT | 8170H-23-27 |  | Indoor | LED | Downlight Surface Mount | 1340 | 23 | 62.7 |  | 2700K | 82 | 36000 | Continuously Dimmable |  | 2016-09-14
Royal Pacific Ltd. | Royal Pacific | LED RETROFIT CONVERSION KIT | 8170H-23-30 |  | Indoor | LED | Downlight Surface Mount | 1340 | 23 | 62.7 |  | 3000K | 82 | 36000 | Continuously Dimmable |  | 2016-09-14
Royal Pacific Ltd. | Royal Pacific | LED RETROFIT CONVERSION KIT | 8170H-23-35 |  | Indoor | LED | Downlight Surface Mount | 1340 | 23 | 62.7 |  | 3500K | 82 | 36000 | Continuously Dimmable |  | 2016-09-14
Royal Pacific Ltd. | Royal Pacific | LED RETROFIT CONVERSION KIT | 8170H-23-40 |  | Indoor | LED | Downlight Surface Mount | 1340 | 23 | 62.7 |  | 4000/4100K | 82 | 36000 | Continuously Dimmable |  | 2016-09-14
Royal Pacific Ltd. | Royal Pacific | LED RETROFIT CONVERSION KIT | 8170H-23-50 |  | Indoor | LED | Downlight Surface Mount | 1340 | 23 | 62.7 |  | 5000K | 82 | 36000 | Continuously Dimmable |  | 2016-09-14
Royal Pacific Ltd. | Royal Pacific | LED RETROFIT CONVERSION KIT | 8170H-30-27 |  | Indoor | LED | Downlight Surface Mount | 2240 | 30 | 66.4 |  | 2700K | 81 | 36000 | Continuously Dimmable |  | 2016-09-14
Royal Pacific Ltd. | Royal Pacific | LED RETROFIT CONVERSION KIT | 8170H-30-30 |  | Indoor | LED | Downlight Surface Mount | 2240 | 30 | 66.4 |  | 3000K | 81 | 36000 | Continuously Dimmable |  | 2016-09-14
Royal Pacific Ltd. | Royal Pacific | LED RETROFIT CONVERSION KIT | 8170H-30-35 |  | Indoor | LED | Downlight Surface Mount | 2240 | 30 | 66.4 |  | 3500K | 81 | 36000 | Continuously Dimmable |  | 2016-09-14
Royal Pacific Ltd. | Royal Pacific | LED RETROFIT CONVERSION KIT | 8170H-30-40 |  | Indoor | LED | Downlight Surface Mount | 2240 | 30 | 66.4 |  | 4000/4100K | 81 | 36000 | Continuously Dimmable |  | 2016-09-14
Royal Pacific Ltd. | Royal Pacific | LED RETROFIT CONVERSION KIT | 8170H-30-50 |  | Indoor | LED | Downlight Surface Mount | 2240 | 30 | 66.4 |  | 5000K | 81 | 36000 | Continuously Dimmable |  | 2016-09-14
Royal Pacific Ltd. | Royal Pacific | LED RETROFIT CONVERSION KIT | 8171H-14-27 |  | Indoor | LED | Downlight Surface Mount | 812 | 15 | 75.5 |  | 2700K | 82 | 35000 | Continuously Dimmable |  | 2016-09-14
Royal Pacific Ltd. | Royal Pacific | LED RETROFIT CONVERSION KIT | 8171H-14-30 |  | Indoor | LED | Downlight Surface Mount | 812 | 15 | 75.5 |  | 3000K | 82 | 35000 | Continuously Dimmable |  | 2016-09-14
Royal Pacific Ltd. | Royal Pacific | LED RETROFIT CONVERSION KIT | 8171H-14-35 |  | Indoor | LED | Downlight Surface Mount | 812 | 15 | 75.5 |  | 3500K | 82 | 35000 | Continuously Dimmable |  | 2016-09-14
Royal Pacific Ltd. | Royal Pacific | LED RETROFIT CONVERSION KIT | 8171H-14-40 |  | Indoor | LED | Downlight Surface Mount | 812 | 15 | 75.5 |  | 4000/4100K | 82 | 35000 | Continuously Dimmable |  | 2016-09-14
Royal Pacific Ltd. | Royal Pacific | LED RETROFIT CONVERSION KIT | 8171H-14-50 |  | Indoor | LED | Downlight Surface Mount | 812 | 15 | 75.5 |  | 5000K | 82 | 35000 | Continuously Dimmable |  | 2016-09-14
Royal Pacific Ltd. | Royal Pacific | LED RETROFIT CONVERSION KIT | 8171H-23-27 |  | Indoor | LED | Downlight Recessed | 1340 | 23 | 62.7 |  | 2700K | 82 | 36000 | Continuously Dimmable |  | 2016-09-14
Royal Pacific Ltd. | Royal Pacific | LED RETROFIT CONVERSION KIT | 8171H-23-30 |  | Indoor | LED | Downlight Recessed | 1340 | 23 | 62.7 |  | 3000K | 82 | 36000 | Continuously Dimmable |  | 2016-09-14
Royal Pacific Ltd. | Royal Pacific | LED RETROFIT CONVERSION KIT | 8171H-23-35 |  | Indoor | LED | Downlight Recessed | 1340 | 23 | 62.7 |  | 3500K | 82 | 36000 | Continuously Dimmable |  | 2016-09-14
Royal Pacific Ltd. | Royal Pacific | LED RETROFIT CONVERSION KIT | 8171H-23-40 |  | Indoor | LED | Downlight Recessed | 1340 | 23 | 62.7 |  | 4000/4100K | 82 | 36000 | Continuously Dimmable |  | 2016-09-14
Royal Pacific Ltd. | Royal Pacific | LED RETROFIT CONVERSION KIT | 8171H-23-50 |  | Indoor | LED | Downlight Recessed | 1340 | 23 | 62.7 |  | 5000K | 82 | 36000 | Continuously Dimmable |  | 2016-09-14
Royal Pacific Ltd. | Royal Pacific | LED RETROFIT CONVERSION KIT | 8171H-30-27 |  | Indoor | LED | Downlight Surface Mount | 2240 | 30 | 66.4 |  | 2700K | 81 | 36000 | Continuously Dimmable |  | 2016-09-14
Royal Pacific Ltd. | Royal Pacific | LED RETROFIT CONVERSION KIT | 8171H-30-30 |  | Indoor | LED | Downlight Surface Mount | 2240 | 30 | 66.4 |  | 3000K | 81 | 36000 | Continuously Dimmable |  | 2016-09-14
Royal Pacific Ltd. | Royal Pacific | LED RETROFIT CONVERSION KIT | 8171H-30-35 |  | Indoor | LED | Downlight Surface Mount | 2240 | 30 | 66.4 |  | 3500K | 81 | 36000 | Continuously Dimmable |  | 2016-09-14
Royal Pacific Ltd. | Royal Pacific | LED RETROFIT CONVERSION KIT | 8171H-30-40 |  | Indoor | LED | Downlight Surface Mount | 2240 | 30 | 66.4 |  | 4000/4100K | 81 | 36000 | Continuously Dimmable |  | 2016-09-14
Royal Pacific Ltd. | Royal Pacific | LED RETROFIT CONVERSION KIT | 8171H-30-50 |  | Indoor | LED | Downlight Surface Mount | 2240 | 30 | 66.4 |  | 5000K | 81 | 36000 | Continuously Dimmable |  | 2016-09-14
Royal Pacific Ltd. | Royal Pacific | Led Retrofit Kit | 8563XX-80-27K | ,,("XX" is color finish where WH=White, BK=Black, BN=Brushed Nickel, etc.) | Indoor | LED | Downlight Solid State Retrofit | 765 | 13 | 60.2 |  | 2700K | 82 | 50000 | Continuously Dimmable |  | 2016-09-08
Royal Pacific Ltd. | Royal Pacific | Led Retrofit Kit | 8563XX-80-35K | ,,("XX" is color finish where WH=White, BK=Black, BN=Brushed Nickel, etc.) | Indoor | LED | Downlight Solid State Retrofit | 765 | 13 | 60.2 |  | 3500K | 82 | 50000 | Continuously Dimmable |  | 2016-09-08
Royal Pacific Ltd. | Royal Pacific | Led Retrofit Kit | 8563XX-80-3K | ,,("XX" is color finish where WH=White, BK=Black, BN=Brushed Nickel, etc.) | Indoor | LED | Downlight Solid State Retrofit | 765 | 13 | 60.2 |  | 3000K | 82 | 50000 | Continuously Dimmable |  | 2016-09-08
Royal Pacific Ltd. | Royal Pacific | Led Retrofit Kit | 8563XX-80-4K | ,,("XX" is color finish where WH=White, BK=Black, BN=Brushed Nickel, etc.) | Indoor | LED | Downlight Solid State Retrofit | 765 | 13 | 60.2 |  | 4000/4100K | 82 | 50000 | Continuously Dimmable |  | 2016-09-08
Royal Pacific Ltd. | Royal Pacific | Led Retrofit Kit | 8563XX-80-5K | ,,("XX" is color finish where WH=White, BK=Black, BN=Brushed Nickel, etc.) | Indoor | LED | Downlight Solid State Retrofit | 765 | 13 | 60.2 |  | 5000K | 82 | 50000 | Continuously Dimmable |  | 2016-09-08
Royal Pacific Ltd. | Royal Pacific | Led Retrofit Kit | 8563XX-90-27K | ,,("XX" is color finish where WH=White, BK=Black, BN=Brushed Nickel, etc.) | Indoor | LED | Downlight Solid State Retrofit | 795 | 13.5 | 60.5 |  | 2700K | 92 | 50000 | Continuously Dimmable |  | 2016-09-08
Royal Pacific Ltd. | Royal Pacific | Led Retrofit Kit | 8563XX-90-35K | ,,("XX" is color finish where WH=White, BK=Black, BN=Brushed Nickel, etc.) | Indoor | LED | Downlight Solid State Retrofit | 795 | 13.5 | 60.5 |  | 3500K | 92 | 50000 | Continuously Dimmable |  | 2016-09-08
Royal Pacific Ltd. | Royal Pacific | Led Retrofit Kit | 8563XX-90-3K | ,,("XX" is color finish where WH=White, BK=Black, BN=Brushed Nickel, etc.) | Indoor | LED | Downlight Solid State Retrofit | 795 | 13.5 | 60.5 |  | 3000K | 92 | 50000 | Continuously Dimmable |  | 2016-09-08
Royal Pacific Ltd. | Royal Pacific | Led Retrofit Kit | 8563XX-90-4K | ,,("XX" is color finish where WH=White, BK=Black, BN=Brushed Nickel, etc.) | Indoor | LED | Downlight Solid State Retrofit | 795 | 13.5 | 60.5 |  | 4000/4100K | 92 | 50000 | Continuously Dimmable |  | 2016-09-08
Royal Pacific Ltd. | Royal Pacific | Led Retrofit Kit | 8563XX-90-5K | ,,("XX" is color finish where WH=White, BK=Black, BN=Brushed Nickel, etc.) | Indoor | LED | Downlight Solid State Retrofit | 795 | 13.5 | 60.5 |  | 5000K | 92 | 50000 | Continuously Dimmable |  | 2016-09-08
Royal Pacific Ltd. | Royal Pacific | Led Retrofit Kit | 8763XX-80-27K | ,,XX is the color finish where WH=White, BK=-Black, BN=Brushed Nickel, etc. | Indoor | LED | Downlight Solid State Retrofit | 590 | 9.5 | 65.6 |  | 2700K | 82 | 50000 | Continuously Dimmable |  | 2016-09-30
Royal Pacific Ltd. | Royal Pacific | Led Retrofit Kit | 8763XX-80-35K | ,,XX is the color finish where WH=White, BK=-Black, BN=Brushed Nickel, etc. | Indoor | LED | Downlight Solid State Retrofit | 590 | 9.5 | 65.6 |  | 3500K | 82 | 50000 | Continuously Dimmable |  | 2016-09-30
Royal Pacific Ltd. | Royal Pacific | Led Retrofit Kit | 8763XX-80-3K | ,,XX is the color finish where WH=White, BK=-Black, BN=Brushed Nickel, etc. | Indoor | LED | Downlight Solid State Retrofit | 590 | 9.5 | 65.6 |  | 3000K | 82 | 50000 | Continuously Dimmable |  | 2016-09-30
Royal Pacific Ltd. | Royal Pacific | Led Retrofit Kit | 8763XX-80-4K | ,,XX is the color finish where WH=White, BK=-Black, BN=Brushed Nickel, etc. | Indoor | LED | Downlight Solid State Retrofit | 590 | 9.5 | 65.6 |  | 4000/4100K | 82 | 50000 | Continuously Dimmable |  | 2016-09-30
Royal Pacific Ltd. | Royal Pacific | Led Retrofit Kit | 8763XX-80-5K | ,,XX is the color finish where WH=White, BK=-Black, BN=Brushed Nickel, etc. | Indoor | LED | Downlight Solid State Retrofit | 590 | 9.5 | 65.6 |  | 5000K | 82 | 50000 | Continuously Dimmable |  | 2016-09-30
Royal Pacific Ltd. | Royal Pacific | Led Retrofit Kit | 8763XX-90-27K | ,,("XX" is color finish where WH=White, BK=Black, BN=Brushed Nickel, etc.) | Indoor | LED | Downlight Solid State Retrofit | 560 | 9.5 | 61.5 |  | 2700K | 93 | 50000 | Continuously Dimmable |  | 2016-09-08
Royal Pacific Ltd. | Royal Pacific | Led Retrofit Kit | 8763XX-90-35K | ,,("XX" is color finish where WH=White, BK=Black, BN=Brushed Nickel, etc.) | Indoor | LED | Downlight Solid State Retrofit | 560 | 9.5 | 61.5 |  | 3500K | 93 | 50000 | Continuously Dimmable |  | 2016-09-08
Royal Pacific Ltd. | Royal Pacific | Led Retrofit Kit | 8763XX-90-3K | ,,("XX" is color finish where WH=White, BK=Black, BN=Brushed Nickel, etc.) | Indoor | LED | Downlight Solid State Retrofit | 560 | 9.5 | 61.5 |  | 3000K | 93 | 50000 | Continuously Dimmable |  | 2016-09-08
Royal Pacific Ltd. | Royal Pacific | Led Retrofit Kit | 8763XX-90-4K | ,,("XX" is color finish where WH=White, BK=Black, BN=Brushed Nickel, etc.) | Indoor | LED | Downlight Solid State Retrofit | 560 | 9.5 | 61.5 |  | 4000/4100K | 93 | 50000 | Continuously Dimmable |  | 2016-09-08
Royal Pacific Ltd. | Royal Pacific | Led Retrofit Kit | 8763XX-90-5K | ,,("XX" is color finish where WH=White, BK=Black, BN=Brushed Nickel, etc.) | Indoor | LED | Downlight Solid State Retrofit | 560 | 9.5 | 61.5 |  | 5000K | 93 | 50000 | Continuously Dimmable |  | 2016-09-08
Royal Pacific Ltd. | RP | LED DOWNLIGHT RETROFIT | 8559xx-3k |  | Indoor | LED | Downlight Solid State Retrofit | 850 | 12.5 | 70 |  | 3000K | 92 | 36000 | Continuously Dimmable |  | 2016-06-30
Royal Pacific Ltd. | RP | LED DOWNLIGHT RETROFIT | 8559xx-4k |  | Indoor | LED | Downlight Solid State Retrofit | 850 | 12.5 | 74.7 |  | 4000/4100K | 93 | 36000 | Continuously Dimmable |  | 2016-06-30
Royal Pacific Ltd. | RP | LED Downlight | 8560xx-3k |  | Indoor | LED | Downlight Solid State Retrofit | 1100 | 14.5 | 75.4 |  | 3000K | 94 | 36000 | Continuously Dimmable | "xx" represent different color options: WH-white, IV-ivory, BL-black | 2015-11-25
Sanwall Lighting Company Ltd. | TERRA | 3'' RETROFIT KIT | LED-3RF-SMD |  | Indoor | LED | Downlight Solid State Retrofit | 450 | 6 | 77.5 |  | 2700K | 85 | 35000 | Continuously Dimmable,Damp Location Rated |  | 2016-08-08
Sanwall Lighting Company Ltd. | TERRA | 4'' RETROFIT KIT | LED-4NRF-SMD |  | Indoor | LED | Downlight Solid State Retrofit | 700 | 10 | 79.3 |  | 2700K | 85 | 35000 | Continuously Dimmable,Damp Location Rated |  | 2016-08-08
Sanwall Lighting Company Ltd. | TERRA | 5''/6'' RETROFIT KIT | LED-56NRF-SMD |  | Indoor | LED | Downlight Solid State Retrofit | 1000 | 15 | 73.1 |  | 2700K | 84 | 35000 | Continuously Dimmable,Damp Location Rated |  | 2016-08-08
Sanwall Lighting Company Ltd. | TERRA | 5''/6'' RETROFIT KIT | LED-56RF-SMD |  | Indoor | LED | Downlight Solid State Retrofit | 1000 | 15 | 73.2 |  | 2700K | 83 | 35000 | Continuously Dimmable,Damp Location Rated |  | 2016-08-08
SATCO/NUVO | Satco | LED 12'' flush mount light | 62/786 | ,62/787, | Indoor | LED | Downlight Surface Mount | 1000 | 18 | 63.7 |  | 3000K | 95 | 50000 | Continuously Dimmable |  | 2016-04-11
SATCO/NUVO | Satco | LED 14'' flush mount light | 62/788 | ,62/789, | Indoor | LED | Downlight Surface Mount | 1300 | 24 | 64 |  | 3000K | 93 | 50000 | Continuously Dimmable |  | 2016-04-11
SATCO/NUVO | Satco | LED 14'' flush mount light | 62/797 |  | Indoor/Outdoor | LED | Downlight Surface Mount | 970 | 17.5 | 62.4 |  | 3000K | 93 | 40000 | Continuously Dimmable |  | 2016-04-12
SATCO/NUVO | Satco | LED 14'' flush mount light | 62/798 |  | Indoor/Outdoor | LED | Downlight Surface Mount | 970 | 17.5 | 60.5 |  | 3000K | 94 | 40000 | Continuously Dimmable |  | 2016-04-12
SATCO/NUVO | Satco | 5" LED Flush mount light | S9320 | ,S9321,; ,S9322, | Indoor/Outdoor | LED | Downlight Surface Mount | 580 | 10.5 | 57.1 |  | 2700K | 83 | 40000 | Continuously Dimmable |  | 2016-06-10
SATCO/NUVO | Satco | 5" LED Flush mount light | S9323 | ,S9359, | Indoor/Outdoor | LED | Downlight Surface Mount | 600 | 10.5 | 58.9 |  | 3000K | 84 | 40000 | Continuously Dimmable |  | 2016-06-10
SATCO/NUVO | Satco | 18" Flush Mount Light | S9369 |  | Indoor | LED | Downlight Surface Mount | 1300 | 24 | 62.8 |  | 3000K | 92 | 40000 | Continuously Dimmable |  | 2015-12-04
SATCO/NUVO | Satco | SSL Downlights Retrofits | S9460 |  | Indoor | LED | Downlight Solid State Retrofit | 600 | 9 | 79.7 |  | 2700K | 93 | 50000 | Continuously Dimmable |  | 2016-01-28
SATCO/NUVO | Satco | 5" LED Flush mount light | S9324 | ,S9325,; ,S9326, | Indoor/Outdoor | LED | Downlight Surface Mount | 580 | 10.5 | 57.3 |  | 2700K | 83 | 40000 | Continuously Dimmable |  | 2016-06-13
SATCO/NUVO | Satco | 5" LED Flush mount light | S9327 |  | Indoor/Outdoor | LED | Downlight Surface Mount | 600 | 10.5 | 59.9 |  | 3000K | 84 | 40000 | Continuously Dimmable |  | 2016-06-13
SATCO/NUVO | Satco | 7'' LED Flush mount light | S9328 | ,S9329,; ,S9330, | Indoor | LED | Downlight Surface Mount | 800 | 13.5 | 63.8 |  | 2700K | 82 | 40000 | Continuously Dimmable |  | 2016-05-24
SATCO/NUVO | Satco | 7'' LED Flush mount light | S9331 | ,S9348,; ,S9349,; ,S9367, | Indoor | LED | Downlight Surface Mount | 820 | 13.5 | 63.8 |  | 3000K | 82 | 40000 | Continuously Dimmable |  | 2016-05-24
SATCO/NUVO | Satco | 7''LED Flush mount light | S9332 | ,S9333,BN FINISH; ,S9334,BZ FINISH | Indoor/Outdoor | LED | Downlight Surface Mount | 780 | 13.5 | 66.3 |  | 2700K | 83 | 40000 | Continuously Dimmable |  | 2016-06-11
SATCO/NUVO | Satco | 7''LED Flush mount light | S9335 |  | Indoor/Outdoor | LED | Downlight Surface Mount | 800 | 13.5 | 66.3 |  | 3000K | 83 | 40000 | Continuously Dimmable |  | 2016-06-11
SATCO/NUVO | Satco | 9'' LED Flush mount light | S9336 | ,S9337,; ,S9338, | Indoor | LED | Downlight Surface Mount | 1150 | 18.5 | 67.3 |  | 2700K | 83 | 40000 | Continuously Dimmable |  | 2016-05-24
SATCO/NUVO | Satco | 9'' LED Flush mount light | S9339 | ,S9379, | Indoor | LED | Downlight Surface Mount | 1200 | 18.5 | 67.3 |  | 3000K | 83 | 40000 | Continuously Dimmable |  | 2016-05-24
SATCO/NUVO | Satco | 9'' LED Flush mount light | S9340 | ,S9341,; ,S9342, | Indoor | LED | Downlight Surface Mount | 1100 | 18.5 | 62.5 |  | 2700K | 82 | 40000 | Continuously Dimmable |  | 2016-05-25
SATCO/NUVO | Satco | 9'' LED Flush mount light | S9343 |  | Indoor | LED | Downlight Surface Mount | 1150 | 18.5 | 62.5 |  | 3000K | 82 | 40000 | Continuously Dimmable |  | 2016-05-25
SATCO/NUVO | Satco | LED 7'' Flush Mount | S9357 |  | Indoor/Outdoor | LED | Downlight Surface Mount | 745 | 13.5 | 59.7 |  | 3000K | 93 | 40000 | Continuously Dimmable |  | 2016-06-11
SATCO/NUVO | Satco | LED 9'' Flush Mount | S9358 |  | Indoor/Outdoor | LED | Downlight Surface Mount | 1110 | 18.5 | 63.4 |  | 3000K | 94 | 40000 | Continuously Dimmable |  | 2016-06-11
SATCO/NUVO | Satco | 7'' LED Flush mount light | S9360 |  | Indoor | LED | Downlight Surface Mount | 900 | 13.5 | 68.4 |  | 5000K | 82 | 40000 | Continuously Dimmable |  | 2016-05-24
SATCO/NUVO | Satco | 7''LED Flush mount light | S9361 |  | Indoor/Outdoor | LED | Downlight Surface Mount | 880 | 13.5 | 71.2 |  | 5000K | 81 | 40000 | Continuously Dimmable |  | 2016-06-11
SATCO/NUVO | Satco | 9'' LED Flush mount light | S9362 |  | Indoor | LED | Downlight Surface Mount | 1300 | 18.5 | 71.5 |  | 5000K | 81 | 40000 | Continuously Dimmable |  | 2016-05-24
SATCO/NUVO | Satco | 9'' LED Flush mount light | S9363 |  | Indoor | LED | Downlight Surface Mount | 1250 | 18.5 | 66.6 |  | 5000K | 82 | 40000 | Continuously Dimmable |  | 2016-05-25
SATCO/NUVO | Satco | LED 7" flush mount | S9366 |  | Indoor/Outdoor | LED | Downlight Surface Mount | 680 | 13.5 | 58.3 |  | 3000K | 92 | 40000 | Continuously Dimmable |  | 2015-09-14
SATCO/NUVO | Satco | LED 7" Flush Mount(0-10v)dimming | S9367 |  | Indoor/Outdoor | LED | Downlight Surface Mount | 820 | 13.5 | 78.8 |  | 3000K | 83 | 40000 | Continuously Dimmable |  | 2015-10-21
SATCO/NUVO | Satco | 18" Flush Mount Light | S9368 |  | Indoor | LED | Downlight Surface Mount | 900 | 16 | 59.6 |  | 3000K | 93 | 40000 | Continuously Dimmable |  | 2015-11-23
SATCO/NUVO | Satco | SSL Downlights Retrofits | S9461 |  | Indoor | LED | Downlight Solid State Retrofit | 600 | 9 | 83.6 |  | 3000K | 91 | 50000 | Continuously Dimmable |  | 2016-01-28
SATCO/NUVO | Satco | SSL Downlights Retrofits | S9462 |  | Indoor | LED | Downlight Solid State Retrofit | 600 | 9 | 87.3 |  | 4000/4100K | 94 | 50000 | Continuously Dimmable |  | 2016-01-28
SATCO/NUVO | Satco | LED Downlights | S9463 |  | Indoor | LED | Downlight Solid State Retrofit | 600 | 9 | 72.1 |  | 2700K | 93 | 50000 | Continuously Dimmable |  | 2015-11-16
SATCO/NUVO | Satco | LED Downlights | S9464 |  | Indoor | LED | Downlight Solid State Retrofit | 600 | 9 | 75.3 |  | 3000K | 94 | 50000 | Continuously Dimmable |  | 2015-11-16
SATCO/NUVO | Satco | LED Downlights | S9465 |  | Indoor | LED | Downlight Solid State Retrofit | 600 | 9 | 76.6 |  | 4000/4100K | 94 | 50000 | Continuously Dimmable |  | 2015-11-16
SATCO/NUVO | Satco | LED Downlights | S9466 |  | Indoor | LED | Downlight Solid State Retrofit | 600 | 9 | 75.2 |  | 2700K | 93 | 50000 | Continuously Dimmable |  | 2015-11-16
SATCO/NUVO | Satco | LED Downlights | S9472 |  | Indoor | LED | Downlight Solid State Retrofit | 800 | 12.5 | 69.4 |  | 2700K | 93 | 50000 | Continuously Dimmable |  | 2015-11-16
SATCO/NUVO | Satco | SSL Downlights Retrofits | S9469 | SSL Downlights Retrofits,S9470,; SSL Downlights Retrofits,S9471,; SSL Downlights Retrofits,S9479, | Indoor/Outdoor | LED | Downlight Solid State Retrofit | 800 | 12.5 | 69.8 |  | 2700K,4000/4100K,3000K,5000K | 93 | 50000 | Continuously Dimmable |  | 2016-01-28
SATCO/NUVO | Satco | LED Downlights | S9467 |  | Indoor | LED | Downlight Solid State Retrofit | 600 | 9 | 75.3 |  | 3000K | 94 | 50000 | Continuously Dimmable |  | 2015-11-16
SATCO/NUVO | Satco | LED Downlights | S9468 |  | Indoor | LED | Downlight Solid State Retrofit | 600 | 9 | 76.6 |  | 4000/4100K | 94 | 50000 | Continuously Dimmable |  | 2015-11-16
SATCO/NUVO | Satco | LED Downlights | S9473 |  | Indoor | LED | Downlight Solid State Retrofit | 800 | 12.6 | 73.2 |  | 3000K | 93 | 50000 | Continuously Dimmable |  | 2015-11-16
SATCO/NUVO | Satco | LED Downlights | S9474 |  | Indoor | LED | Downlight Solid State Retrofit | 800 | 12.6 | 76.9 |  | 4000/4100K | 95 | 50000 | Continuously Dimmable |  | 2015-11-16
SATCO/NUVO | Satco | SSL Downlight Retrofits | S9475 |  | Indoor | LED | Downlight Solid State Retrofit | 1155 | 18 | 67 |  | 2700K | 93 | 50000 | Continuously Dimmable |  | 2016-01-27
SATCO/NUVO | Satco | SSL Downlight Retrofits | S9476 |  | Indoor | LED | Downlight Solid State Retrofit | 1200 | 18 | 73.4 |  | 3000K | 93 | 50000 | Continuously Dimmable |  | 2016-01-27
SATCO/NUVO | Satco | SSL Downlight Retrofits | S9477 |  | Indoor | LED | Downlight Solid State Retrofit | 1200 | 18 | 79.7 |  | 4000/4100K | 95 | 50000 | Continuously Dimmable |  | 2016-01-27
SATCO/NUVO | Satco | SSL Downlights Retrofits | S9478 |  | Indoor | LED | Downlight Solid State Retrofit | 600 | 9 | 88.5 |  | 5000K | 93 | 50000 | Continuously Dimmable |  | 2016-01-28
SATCO/NUVO | Satco | LED 4" Changeable Trim Recessed Downlight | S9503-XXXXX-YYYYY |  | Indoor/Outdoor | LED | Downlight Recessed | 682 | 10.5 | 65.9 |  | 5000K | 84 | 40000 | Continuously Dimmable | note: <BR> xxxxx=S9508 (30 ) (Represents Reflector Beam Angle)<BR> S9509 (40 )S9510 (60 )S9511 (95 )<BR> yyyyy= S9516 (white) (Represents Trim Finish) <BR> S9517 (Brushed nickel)S9518 (bronze)S9519 (Polished Nickel) | 2015-12-15
SATCO/NUVO | Satco | LED 5/6" Changeable Trim Recessed Downlight | S9504-XXXXX-YYYYY |  | Indoor | LED | Downlight Recessed | 760 | 13.5 | 64.6 |  | 2700K | 92 | 40000 | Continuously Dimmable | XXXXX = the following Reflectors S9512, S9513, S9514 and S9515 <BR> YYYYY = the following Trims S9520, S9521, S9522, and S9523 | 2015-11-13
SATCO/NUVO | Satco | LED 5/6" Changeable Trim Recessed Downlight | S9505-XXXXX-YYYYY |  | Indoor | LED | Downlight Recessed | 800 | 13 | 65.9 |  | 3000K | 94 | 40000 | Continuously Dimmable | XXXXX = the following Reflectors S9512, S9513, S9514 and S9515 <BR> YYYYY = the following Trims S9520, S9521, S9522, and S9523 | 2015-11-13
SATCO/NUVO | Satco | LED 5/6" Changeable Trim Recessed Downlight | S9506-XXXXX-YYYYY |  | Indoor | LED | Downlight Recessed | 840 | 13.2 | 67.2 |  | 4000/4100K | 96 | 40000 | Continuously Dimmable | XXXXX = the following Reflectors S9512, S9513, S9514 and S9515 <BR> YYYYY = the following Trims S9520, S9521, S9522, and S9523 | 2015-11-13
SATCO/NUVO | Satco | LED 5/6" Changeable Trim Recessed Downlight | S9507-XXXXX-YYYYY |  | Indoor | LED | Downlight Recessed | 840 | 13.5 | 67 |  | 2700K | 86 | 40000 | Continuously Dimmable | note, XXXXX denotes reflector, YYYYY denotes trim:<BR> xxxxx=S9512 (35 ) (Represents Reflector Beam Angle)<BR> S9513 (45 )S9514 (60 )S9515 (95 )<BR> yyyyy= S9520 (white) (Represents Trim Finish) <BR> S9521 (Brushed nickel)S9522 (bronze)S9523 (Polished Nickel) | 2015-11-30
SATCO/NUVO | Satco | S9524-XXXXX-YYYYY | S9524-XXXXX-YYYYY |  | Indoor/Outdoor | LED | Downlight Recessed | 695 | 10.5 | 66.3 |  | 2700K | 86 | 40000 | Continuously Dimmable | please note, wild cards denote the following information:<BR> xxxxx=S9508 (30 ) (Represents Reflector Beam Angle)<BR> S9509 (40 )S9510 (60 )S9511 (95 )<BR> yyyyy= S9516 (white) (Represents Trim Finish) <BR> S9517 (Brushed nickel)S9518 (bronze)S9519 (Polished Nickel) | 2015-12-11
SATCO/NUVO | Satco | LED 5/6" Changeable Trim Recessed Downlight | S9525-XXXXX-YYYYY |  | Indoor | LED | Downlight Recessed | 840 | 13.5 | 80.3 |  | 5000K | 85 | 40000 | Continuously Dimmable | note, XXXXX denotes reflector, YYYYY denotes trim:<BR> xxxxx=S9512 (35 ) (Represents Reflector Beam Angle)<BR> S9513 (45 )S9514 (60 )S9515 (95 )<BR> yyyyy= S9520 (white) (Represents Trim Finish) <BR> S9521 (Brushed nickel)S9522 (bronze)S9523 (Polished Nickel) | 2015-11-30
SATCO/NUVO | Satco | 13" LED Flush mount light | S9650 | ,S9651,; ,S9652, | Indoor | LED | Downlight Surface Mount | 1800 | 25 | 73.5 |  | 3000K | 83 | 40000 | Continuously Dimmable |  | 2016-05-03
SATCO/NUVO | Satco | 7'' LED Flush mount light | S9655 |  | Indoor | LED | Downlight Surface Mount | 820 | 13.5 | 63.8 |  | 4000/4100K | 82 | 40000 | Continuously Dimmable |  | 2016-05-24
SATCO/NUVO | Satco | 7" LED Flush mount light | S9680 | ,S9364,; ,S9684, | Indoor/Outdoor | LED | Downlight Surface Mount | 820 | 13.5 | 66.7 |  | 3000K | 92 | 40000 | Continuously Dimmable |  | 2016-06-09
SATCO/NUVO | Satco | 7''LED Flush mount light | S9681 | ,S9366,; ,S9685, | Indoor/Outdoor | LED | Downlight Surface Mount | 800 | 13.5 | 62 |  | 3000K | 92 | 40000 | Continuously Dimmable |  | 2016-06-09
SATCO/NUVO | Satco | 9''LED Flush mount light | S9682 | ,S9686, | Indoor | LED | Downlight Surface Mount | 1200 | 18.5 | 69.2 |  | 3000K | 92 | 40000 | Continuously Dimmable |  | 2016-06-10
SATCO/NUVO | Satco | 9''LED Flush mount light | S9683 | ,S9365,; ,S9687, | Indoor | LED | Downlight Surface Mount | 1150 | 18.5 | 64.5 |  | 3000K | 92 | 40000 | Continuously Dimmable |  | 2016-06-10
SATCO/NUVO | Satco | 9'' LED Flush mount light | S9690 |  | Indoor | LED | Downlight Surface Mount | 1200 | 18.5 | 67.3 |  | 4000/4100K | 83 | 40000 | Continuously Dimmable |  | 2016-05-24
SATCO/NUVO | Satco | 13" LED Flush mount light | S9691 |  | Indoor | LED | Downlight Surface Mount | 1500 | 25 | 74.9 |  | 4000/4100K | 96 | 40000 | Continuously Dimmable |  | 2016-06-27
SATCO/NUVO | Satco | 9'' LED Flush mount light | S9692 |  | Indoor | LED | Downlight Surface Mount | 1100 | 18.5 | 62.5 |  | 4000/4100K | 82 | 40000 | Continuously Dimmable |  | 2016-05-25
SATCO/NUVO | SATCO PRODUCTS | LED 4'' Changeable Trim Recessed Downlight | S9500-XXXXX-YYYYY |  | Indoor | LED | Downlight Recessed | 580 | 10.5 | 56.8 |  | 2700K | 92 | 50000 | Continuously Dimmable | xxxxx in model number can represent S9508 (30 ) (Represents Reflector Beam Angle)S9509 (40 )S9510 (60 )S9511 (95 )<BR> yyyyy in model number can represent S9516 (white) (Represents Trim Finish) <BR> S9517 (Brushed nickel)S9518 (bronze)S9519 (Polished Nickel) | 2016-07-15
SATCO/NUVO | SATCO PRODUCTS | LED 4'' Changeable Trim Recessed Downlight | S9501-XXXXX-YYYYY |  | Indoor | LED | Downlight Recessed | 590 | 10.5 | 64.4 |  | 3000K | 93 | 50000 | Continuously Dimmable | xxxxx in model number can represent S9508 (30 ) (Represents Reflector Beam Angle)S9509 (40 )S9510 (60 )S9511 (95 )<BR> yyyyy in model number can represent S9516 (white) (Represents Trim Finish) <BR> S9517 (Brushed nickel)S9518 (bronze)S9519 (Polished Nickel) | 2016-07-15
SATCO/NUVO | SATCO PRODUCTS | LED 4'' Changeable Trim Recessed Downlight | S9503-XXXXX-YYYYY |  | Indoor | LED | Downlight Recessed | 600 | 10.5 | 66.1 |  | 4000/4100K | 94 | 50000 | Continuously Dimmable | xxxxx in model number can represent S9508 (30 ) (Represents Reflector Beam Angle)S9509 (40 )S9510 (60 )S9511 (95 )<BR> yyyyy in model number can represent S9516 (white) (Represents Trim Finish) <BR> S9517 (Brushed nickel)S9518 (bronze)S9519 (Polished Nickel) | 2016-07-15
SAVENERGY INC. | SavEnergy | LED Downlight | D15A | ,D15B,CCT: 3000K; ,D15C,CCT: 4000K; ,D15D,CCT: 5000K | Indoor | LED | Downlight Solid State Retrofit | 1050 | 15 | 72.2 |  | 2700K | 91 | 50000 | Continuously Dimmable,Damp Location Rated |  | 2016-08-08
ShenZhen BiaoPin Electronic | Orange Lighting | LED Retrofit Downlight | OL-B35H-09W | LED Retrofit Downlight,OL-B36H-09W,CCT: 4000K; LED Retrofit Downlight,OL-B37H-09W,CCT: 5000K | Indoor | LED | Downlight Solid State Retrofit | 675 | 9 | 75.9 |  | 3000K | 92 | 50000 | Continuously Dimmable |  | 2015-09-11
ShenZhen BiaoPin Electronic | Orange Lighting | LED Retrofit Downlight | OL-B35H-11W | LED Retrofit Downlight,OL-B36H-11W,CCT: 4000K; LED Retrofit Downlight,OL-B37H-11W,CCT: 5000K; LED Retrofit Downlight,OL-B38H-11W,CCT: 3500K | Indoor | LED | Downlight Solid State Retrofit | 803 | 11 | 81.2 |  | 3000K | 92 | 50000 | Non-Dimmable |  | 2015-12-08
ShenZhen BiaoPin Electronic | Orange Lighting | LED Retrofit Downlight | OL-B3AH-09W | LED Retrofit Downlight,OL-B3BH-09W,CCT: 4000K; LED Retrofit Downlight,OL-B3CH-09W,CCT: 5000K | Indoor | LED | Downlight Solid State Retrofit | 675 | 9 | 77.6 |  | 3000K | 92 | 50000 | Continuously Dimmable |  | 2015-09-11
ShenZhen BiaoPin Electronic | Orange Lighting | LED Retrofit Downlight | OL-B3AH-11W | LED Retrofit Downlight,OL-B3BH-11W,CCT: 4000K; LED Retrofit Downlight,OL-B3CH-11W,CCT: 5000K; LED Retrofit Downlight,OL-B3DH-11W,CCT: 3500K | Indoor | LED | Downlight Solid State Retrofit | 803 | 11 | 79.4 |  | 3000K | 92 | 50000 | Continuously Dimmable |  | 2015-12-08
ShenZhen BiaoPin Electronic | Orange Lighting | LED Retrofit Downlight | OL-B55H-11W | LED Retrofit Downlight,OL-B56H-11W,CCT: 4000K; LED Retrofit Downlight,OL-B57H-11W,CCT: 5000K | Indoor | LED | Downlight Solid State Retrofit | 865 | 11 | 83.6 |  | 3000K | 93 | 50000 | Continuously Dimmable |  | 2015-09-11
ShenZhen BiaoPin Electronic | Orange Lighting | LED Retrofit Downlight | OL-B55H-14W | LED Retrofit Downlight,OL-B56H-14W,CCT: 4000K; LED Retrofit Downlight,OL-B57H-14W,CCT: 5000K; LED Retrofit Downlight,OL-B58H-14W,CCT: 3500K | Indoor | LED | Downlight Solid State Retrofit | 1045 | 14 | 77 |  | 3000K | 93 | 50000 | Non-Dimmable |  | 2015-09-11
ShenZhen BiaoPin Electronic | Orange Lighting | LED Retrofit Downlight | OL-B5AH-11W | LED Retrofit Downlight,OL-B5BH-11W,CCT: 4000K; LED Retrofit Downlight,OL-B5CH-11W,CCT: 5000K | Indoor | LED | Downlight Solid State Retrofit | 890 | 11 | 83.5 |  | 3000K | 93 | 50000 | Continuously Dimmable |  | 2015-09-11
ShenZhen BiaoPin Electronic | Orange Lighting | LED Retrofit Downlight | OL-B5AH-14W | LED Retrofit Downlight,OL-B5BH-14W,CCT: 4000K; LED Retrofit Downlight,OL-B5CH-14W,CCT: 5000K; LED Retrofit Downlight,OL-B5DH-14W,CCT: 3500K | Indoor | LED | Downlight Solid State Retrofit | 1045 | 14 | 77.9 |  | 3000K | 93 | 50000 | Continuously Dimmable |  | 2015-09-11
Shenzhen Gleming Photoelectric Technology Co., Ltd | gleming | Downlight | GM-PDQY130W08(2700K) |  | Indoor/Outdoor | LED | Downlight Recessed | 730 | 8 | 94 |  | 2700K | 81 | 36000 | Continuously Dimmable |  | 2015-09-17
Shenzhen Gleming Photoelectric Technology Co., Ltd | gleming | Downlight | GM-PDQY130W08(3000K) |  | Indoor/Outdoor | LED | Downlight Recessed | 760 | 8 | 96.2 |  | 3000K | 83 | 36000 | Continuously Dimmable |  | 2015-09-17
Shenzhen Gleming Photoelectric Technology Co., Ltd | gleming | Downlight | GM-PDQY130W08(3500K) |  | Indoor/Outdoor | LED | Downlight Recessed | 730 | 8 | 94 |  | 3500K | 81 | 36000 | Continuously Dimmable |  | 2015-09-17
Shenzhen Gleming Photoelectric Technology Co., Ltd | gleming | Downlight | GM-PDQY130W08(4000K) |  | Indoor/Outdoor | LED | Downlight Recessed | 730 | 8 | 94 |  | 4000/4100K | 81 | 36000 | Continuously Dimmable |  | 2015-09-17
Shenzhen Gleming Photoelectric Technology Co., Ltd | gleming | Downlight | GM-PDQY130W08(5000K) |  | Indoor/Outdoor | LED | Downlight Recessed | 730 | 8 | 94 |  | 5000K | 81 | 36000 | Continuously Dimmable |  | 2015-09-17
Shenzhen Gleming Photoelectric Technology Co., Ltd | gleming | Downlight | GM-PDQY140W08(2700K) |  | Indoor/Outdoor | LED | Downlight Solid State Retrofit | 740 | 8 | 94.1 |  | 2700K | 81 | 35000 | Continuously Dimmable |  | 2015-09-17
Shenzhen Gleming Photoelectric Technology Co., Ltd | gleming | Downlight | GM-PDQY140W08(3000K) |  | Indoor/Outdoor | LED | Downlight Solid State Retrofit | 770 | 8 | 98 |  | 3000K | 83 | 35000 | Continuously Dimmable |  | 2015-09-17
Shenzhen Gleming Photoelectric Technology Co., Ltd | gleming | Downlight | GM-PDQY140W08(3500K) |  | Indoor/Outdoor | LED | Downlight Solid State Retrofit | 740 | 8 | 94.1 |  | 3500K | 81 | 35000 | Continuously Dimmable |  | 2015-09-17
Shenzhen Gleming Photoelectric Technology Co., Ltd | gleming | Downlight | GM-PDQY140W08(4000K) |  | Indoor/Outdoor | LED | Downlight Solid State Retrofit | 740 | 8 | 94.1 |  | 4000/4100K | 81 | 35000 | Continuously Dimmable |  | 2015-09-17
Shenzhen Gleming Photoelectric Technology Co., Ltd | gleming | Downlight | GM-PDQY140W08(5000K) |  | Indoor/Outdoor | LED | Downlight Solid State Retrofit | 740 | 8 | 94.1 |  | 5000K | 81 | 35000 | Continuously Dimmable |  | 2015-09-17
Shenzhen Gleming Photoelectric Technology Co., Ltd | gleming | LED Down Light | GM-PDQY140W10(2700K) |  | Indoor/Outdoor | LED | Downlight Recessed | 920 | 10 | 94.2 |  | 2700K | 81 | 35000 | Continuously Dimmable |  | 2015-09-17
Shenzhen Gleming Photoelectric Technology Co., Ltd | gleming | LED Down Light | GM-PDQY140W10(3000K) |  | Indoor/Outdoor | LED | Downlight Recessed | 980 | 10 | 98.4 |  | 3000K | 82 | 35000 | Continuously Dimmable |  | 2015-09-17
Shenzhen Gleming Photoelectric Technology Co., Ltd | gleming | LED Down Light | GM-PDQY140W10(3500K) |  | Indoor/Outdoor | LED | Downlight Recessed | 920 | 10 | 94.2 |  | 3500K | 81 | 35000 | Continuously Dimmable |  | 2015-09-17
Shenzhen Gleming Photoelectric Technology Co., Ltd | gleming | LED Down Light | GM-PDQY140W10(4000K) |  | Indoor/Outdoor | LED | Downlight Recessed | 920 | 10 | 94.2 |  | 4000/4100K | 81 | 35000 | Continuously Dimmable |  | 2015-09-17
Shenzhen Gleming Photoelectric Technology Co., Ltd | gleming | Downlight | GM-PDQY185W10(2700K) |  | Indoor/Outdoor | LED | Downlight Recessed | 920 | 10 | 94.6 |  | 2700K | 81 | 35000 | Continuously Dimmable |  | 2015-09-17
Shenzhen Gleming Photoelectric Technology Co., Ltd | gleming | Downlight | GM-PDQY185W10(3000K) |  | Indoor/Outdoor | LED | Downlight Recessed | 960 | 10 | 97.6 |  | 3000K | 83 | 35000 | Continuously Dimmable |  | 2015-09-17
Shenzhen Gleming Photoelectric Technology Co., Ltd | gleming | Downlight | GM-PDQY185W10(3500K) |  | Indoor/Outdoor | LED | Downlight Recessed | 920 | 10 | 94.6 |  | 3500K | 81 | 35000 | Continuously Dimmable |  | 2015-09-17
Shenzhen Gleming Photoelectric Technology Co., Ltd | gleming | Downlight | GM-PDQY185W10(4000K) |  | Indoor/Outdoor | LED | Downlight Recessed | 920 | 10 | 94.6 |  | 4000/4100K | 81 | 35000 | Continuously Dimmable |  | 2015-09-17
Shenzhen Gleming Photoelectric Technology Co., Ltd | gleming | Downlight | GM-PDQY185W10(5000K) |  | Indoor/Outdoor | LED | Downlight Recessed | 920 | 10 | 94.6 |  | 5000K | 81 | 35000 | Continuously Dimmable |  | 2015-09-17
Shenzhen Gleming Photoelectric Technology Co., Ltd | gleming | Downlight | GM-PDQY190W10(2700K) |  | Indoor/Outdoor | LED | Downlight Recessed | 960 | 10 | 98.9 |  | 2700K | 81 | 35000 | Continuously Dimmable |  | 2015-09-17
Shenzhen Gleming Photoelectric Technology Co., Ltd | gleming | Downlight | GM-PDQY190W10(3000K) |  | Indoor/Outdoor | LED | Downlight Recessed | 990 | 10 | 100.9 |  | 3000K | 83 | 35000 | Continuously Dimmable |  | 2015-09-17
Shenzhen Gleming Photoelectric Technology Co., Ltd | gleming | Downlight | GM-PDQY190W10(3500K) |  | Indoor/Outdoor | LED | Downlight Recessed | 960 | 10 | 98.9 |  | 3500K | 81 | 35000 | Continuously Dimmable |  | 2015-09-17
Shenzhen Gleming Photoelectric Technology Co., Ltd | gleming | Downlight | GM-PDQY190W10(4000K) |  | Indoor/Outdoor | LED | Downlight Recessed | 960 | 10 | 98.9 |  | 4000/4100K | 81 | 35000 | Continuously Dimmable |  | 2015-09-17
Shenzhen Gleming Photoelectric Technology Co., Ltd | gleming | Downlight | GM-PDQY190W10(5000K) |  | Indoor/Outdoor | LED | Downlight Recessed | 960 | 10 | 98.9 |  | 5000K | 81 | 35000 | Continuously Dimmable |  | 2015-09-17
Shenzhen Gleming Photoelectric Technology Co., Ltd | gleming | Downlight | GM-PDQY195W13(2700K) |  | Indoor/Outdoor | LED | Downlight Recessed | 1270 | 13 | 98.6 |  | 2700K | 81 | 35000 | Continuously Dimmable |  | 2015-09-17
Shenzhen Gleming Photoelectric Technology Co., Ltd | gleming | Downlight | GM-PDQY195W13(3000K) |  | Indoor/Outdoor | LED | Downlight Recessed | 1310 | 13 | 101.8 |  | 3000K | 83 | 35000 | Continuously Dimmable |  | 2015-09-17
Shenzhen Gleming Photoelectric Technology Co., Ltd | gleming | Downlight | GM-PDQY195W13(3500K) |  | Indoor/Outdoor | LED | Downlight Recessed | 1270 | 13 | 98.6 |  | 3500K | 81 | 35000 | Continuously Dimmable |  | 2015-09-17
Shenzhen Gleming Photoelectric Technology Co., Ltd | gleming | Downlight | GM-PDQY195W13(4000K) |  | Indoor/Outdoor | LED | Downlight Recessed | 1270 | 13 | 98.6 |  | 4000/4100K | 81 | 35000 | Continuously Dimmable |  | 2015-09-17
Shenzhen Gleming Photoelectric Technology Co., Ltd | gleming | Downlight | GM-PDQY195W13(5000K) |  | Indoor/Outdoor | LED | Downlight Recessed | 1270 | 13 | 98.6 |  | 5000K | 81 | 35000 | Continuously Dimmable |  | 2015-09-17
Shenzhen goldsuno opto-electronic technology Co. Ltd. | GOLDSUNO | LED Recessed Retrofit | JXL-EF04-T09W-UDB-XX |  | Indoor | LED | Downlight Solid State Retrofit | 620 | 9 | 69.4 |  | 3000K | 92 | 50000 | Continuously Dimmable | â€œXXâ€ could be â€œ30â€, â€œ35â€, â€œ40â€, â€œ50â€ denotes CCT 3000K, 3500K, 4000K, 5000K. | 2016-03-23
Shenzhen goldsuno opto-electronic technology Co. Ltd. | GOLDSUNO | LED Recessed Retrofit | JXL-EF56-T15W-UDB-XX |  | Indoor | LED | Downlight Solid State Retrofit | 1100 | 15 | 75.6 |  | 3000K | 92 | 50000 | Continuously Dimmable | â€œXXâ€ could be â€œ30â€, â€œ35â€, â€œ40â€, â€œ50â€ denotes CCT 3000K, 3500K, 4000K, 5000K. | 2016-03-23
Shenzhen goldsuno opto-electronic technology Co. Ltd. | GOLDSUNO | LED Recessed Downlight | JXL-TD04-T08W-ULD 2700K | ,JXL-TD04-T08W-ULD 3000K,CCT: 3000K; ,JXL-TD04-T08W-ULD 3500K,CCT: 3500K; ,JXL-TD04-T08W-ULD 4000K,CCT: 4000K; ,JXL-TD04-T08W-ULD 5000K,CCT: 5000K | Indoor | LED | Downlight Recessed | 485 | 8 | 60.8 |  | 2700K | 81 | 42000 | Continuously Dimmable,Damp Location Rated |  | 2016-07-26
Shenzhen goldsuno opto-electronic technology Co. Ltd. | GOLDSUNO | LED Recessed Downlight | JXL-TD06-T015W-ULD 2700K | ,JXL-TD06-T015W-ULD 3000K,CCT: 3000K; ,JXL-TD06-T015W-ULD 3500K,CCT: 3500K; ,JXL-TD06-T015W-ULD 4000K,CCT: 4000K; ,JXL-TD06-T015W-ULD 5000K,CCT: 5000K | Indoor | LED | Downlight Recessed | 985 | 15 | 65.9 |  | 2700K | 81 | 42000 | Continuously Dimmable,Damp Location Rated |  | 2016-07-26
Shenzhen Green Energy Lighting Co., Ltd. | G | DLXW414 3000K | DLXW414 3000K |  | Indoor | LED | Downlight Solid State Retrofit | 909 | 14 | 65.5 |  | 3000K | 83 | 36000 | Continuously Dimmable |  | 2015-12-25
Shenzhen Green Energy Lighting Co., Ltd. | G | DLXW414 4000K | DLXW414 4000K |  | Indoor | LED | Downlight Solid State Retrofit | 991 | 14 | 73.5 |  | 4000/4100K | 83 | 36000 | Continuously Dimmable |  | 2015-12-25
Shenzhen Green Energy Lighting Co., Ltd. | G | DLXW414 5000K | DLXW414 5000K |  | Indoor | LED | Downlight Solid State Retrofit | 1089 | 14 | 78.2 |  | 5000K | 86 | 36000 | Continuously Dimmable |  | 2015-12-25
Shenzhen Green Energy Lighting Co., Ltd. | G | DLXW49 3000K | DLXW49 3000K |  | Indoor | LED | Downlight Solid State Retrofit | 627 | 9 | 70.2 |  | 3000K | 83 | 36000 | Continuously Dimmable |  | 2015-12-25
Shenzhen Green Energy Lighting Co., Ltd. | G | DLXW49 4000K | DLXW49 4000K |  | Indoor | LED | Downlight Solid State Retrofit | 688 | 9 | 76.8 |  | 4000/4100K | 83 | 36000 | Continuously Dimmable |  | 2015-12-25
Shenzhen Green Energy Lighting Co., Ltd. | G | DLXW49 5000K | DLXW49 5000K |  | Indoor | LED | Downlight Solid State Retrofit | 788 | 9 | 87.8 |  | 5000K | 86 | 36000 | Continuously Dimmable |  | 2015-12-25
Shenzhen Green Energy Lighting Co., Ltd. | G | DLXW614 3000K | DLXW614 3000K |  | Indoor | LED | Downlight Solid State Retrofit | 934 | 14 | 67 |  | 3000K | 83 | 36000 | Continuously Dimmable |  | 2015-12-29
Shenzhen Green Energy Lighting Co., Ltd. | G | DLXW614 4000K | DLXW614 4000K |  | Indoor | LED | Downlight Solid State Retrofit | 1019 | 14 | 73.5 |  | 4000/4100K | 83 | 36000 | Continuously Dimmable |  | 2015-12-29
Shenzhen Green Energy Lighting Co., Ltd. | G | DLXW614 5000K | DLXW614 5000K |  | Indoor | LED | Downlight Solid State Retrofit | 1102 | 14 | 79.1 |  | 5000K | 86 | 36000 | Continuously Dimmable |  | 2015-12-29
Shenzhen Green Energy Lighting Co., Ltd. | G | DLXW618 3000K | DLXW618 3000K |  | Indoor | LED | Downlight Solid State Retrofit | 1234 | 18 | 68.8 |  | 3000K | 83 | 36000 | Continuously Dimmable |  | 2015-12-29
Shenzhen Green Energy Lighting Co., Ltd. | G | DLXW618 4000K | DLXW618 4000K |  | Indoor | LED | Downlight Solid State Retrofit | 1329 | 18 | 74.4 |  | 4000/4100K | 83 | 36000 | Continuously Dimmable |  | 2015-12-29
Shenzhen Green Energy Lighting Co., Ltd. | G | DLXW618 5000K | DLXW618 5000K |  | Indoor | LED | Downlight Solid State Retrofit | 1396 | 18 | 78 |  | 5000K | 86 | 36000 | Continuously Dimmable |  | 2015-12-29
Shenzhen Kingliming Technology Co., Ltd. | King | SSL downlight retrofits | KING-D4-S4(XXXX) | ,,(Where â€œXXXXâ€œ denotes CCT, and could be 2700K, 3000K, 3500K, 4000K and 5000K) | Indoor | LED | Downlight Solid State Retrofit | 650 | 10 | 67 |  | 2700K,4000/4100K,3000K,3500K,5000K | 93 | 50000 | Continuously Dimmable | (Where â€œXXXXâ€œ denotes CCT, and could be 2700K, 3000K, 3500K, 4000K and 5000K) | 2016-01-06
Shenzhen Kingliming Technology Co., Ltd. | King | SSL downlight retrofits | KING-D6-S4(XXXX) | ,,(Where â€œXXXXâ€œ denotes CCT, and could be 2700K, 3000K, 3500K, 4000K and 5000K) | Indoor | LED | Downlight Solid State Retrofit | 950 | 15 | 69.7 |  | 2700K,4000/4100K,3000K,3500K,5000K | 92 | 50000 | Continuously Dimmable | (Where â€œXXXXâ€œ denotes CCT, and could be 2700K, 3000K, 3500K, 4000K and 5000K) | 2016-01-06
Shenzhen Lanhe Lighting Co., Ltd | HLE | LED Downlight | KDN-BA-10-M8W-80(2700K) | LED Downlight,KDN-BA-10-M8W-80(3000K),; LED Downlight,KDN-BA-10-M8W-80(4000K),; LED Downlight,KDN-BA-10-M8W-80(5000K), | Indoor/Outdoor | LED | Downlight Solid State Retrofit | 560 | 8 | 71.7 |  | 2700K,4000/4100K,3000K,5000K | 82 | 50000 | Continuously Dimmable |  | 2015-12-14
Shenzhen Lanhe Lighting Co., Ltd | HLE | LED Downlight | KDN-BA-10-M8W-90(2700K) | LED Downlight,KDN-BA-10-M8W-90(3000K),; LED Downlight,KDN-BA-10-M8W-90(4000K),; LED Downlight,KDN-BA-10-M8W-90(5000K), | Indoor/Outdoor | LED | Downlight Solid State Retrofit | 560 | 8 | 70.5 |  | 2700K,4000/4100K,3000K,5000K | 91 | 50000 | Continuously Dimmable |  | 2015-12-14
Shenzhen Lanhe Lighting Co., Ltd | HLE | LED Downlight | KDN-BA-13-M10W-80(2700K) | LED Downlight,KDN-BA-13-M10W-80(3000K),; LED Downlight,KDN-BA-13-M10W-80(4000K),; LED Downlight,KDN-BA-13-M10W-80(5000K), | Indoor/Outdoor | LED | Downlight Solid State Retrofit | 700 | 10 | 72.1 |  | 2700K,4000/4100K,3000K,5000K | 81 | 50000 | Continuously Dimmable |  | 2015-12-14
Shenzhen Lanhe Lighting Co., Ltd | HLE | LED Downlight | KDN-BA-13-M10W-90(2700K) | LED Downlight,KDN-BA-13-M10W-90(3000K),; LED Downlight,KDN-BA-13-M10W-90(4000K),; LED Downlight,KDN-BA-13-M10W-90(5000K), | Indoor/Outdoor | LED | Downlight Solid State Retrofit | 700 | 10 | 70.6 |  | 2700K,4000/4100K,3000K,5000K | 91 | 50000 | Continuously Dimmable |  | 2015-12-14
Shenzhen Lanhe Lighting Co., Ltd | HLE | LED Downlight | KDN-BA-13-M10W-90-A(2700K) | LED Downlight,KDN-BA-13-M10W-90-A(3000K),; LED Downlight,KDN-BA-13-M10W-90-A(4000K),; LED Downlight,KDN-BA-13-M10W-90-A(5000K), | Indoor/Outdoor | LED | Downlight Solid State Retrofit | 700 | 10 | 71.4 |  | 2700K,4000/4100K,3000K,5000K | 91 | 50000 | Continuously Dimmable |  | 2015-12-14
Shenzhen Lanhe Lighting Co., Ltd | HLE | LED Downlight | KDN-BA-19-M12W-80(2700K) | LED Downlight,KDN-BA-19-M12W-80(3000K),; LED Downlight,KDN-BA-19-M12W-80(4000K),; LED Downlight,KDN-BA-19-M12W-80(5000K), | Indoor/Outdoor | LED | Downlight Solid State Retrofit | 840 | 12 | 71.6 |  | 2700K,4000/4100K,3000K,5000K | 82 | 50000 | Continuously Dimmable |  | 2015-12-14
Shenzhen Lanhe Lighting Co., Ltd | HLE | LED Downlight | KDN-BA-19-M12W-90(2700K) | LED Downlight,KDN-BA-19-M12W-90(3000K),; LED Downlight,KDN-BA-19-M12W-90(4000K),; LED Downlight,KDN-BA-19-M12W-90(5000K), | Indoor/Outdoor | LED | Downlight Solid State Retrofit | 810 | 12 | 70.1 |  | 2700K,4000/4100K,3000K,5000K | 91 | 50000 | Continuously Dimmable |  | 2015-12-14
Shenzhen Lanhe Lighting Co., Ltd | HLE | LED Downlight | KDN-BA-19-M12W-90-A(2700K) | LED Downlight,KDN-BA-19-M12W-90-A(3000K),; LED Downlight,KDN-BA-19-M12W-90-A(4000K),; LED Downlight,KDN-BA-19-M12W-90-A(5000K), | Indoor/Outdoor | LED | Downlight Solid State Retrofit | 840 | 12 | 71.1 |  | 2700K,4000/4100K,3000K,5000K | 91 | 50000 | Continuously Dimmable |  | 2015-12-14
Shenzhen Lanhe Lighting Co., Ltd | HLE | LED Downlight | KDN-BA-19-M18W-80(2700K) | LED Downlight,KDN-BA-19-M18W-80(3000K),; LED Downlight,KDN-BA-19-M18W-80(4000K),; LED Downlight,KDN-BA-19-M18W-80(5000K), | Indoor/Outdoor | LED | Downlight Solid State Retrofit | 1260 | 18 | 72 |  | 2700K,4000/4100K,3000K,5000K | 81 | 50000 | Continuously Dimmable |  | 2015-12-14
Shenzhen Lanhe Lighting Co., Ltd | HLE | LED Downlight | KDN-BA-19-M18W-90(2700K) | LED Downlight,KDN-BA-19-M18W-90(3000K),; LED Downlight,KDN-BA-19-M18W-90(4000K),; LED Downlight,KDN-BA-19-M18W-90(5000K), | Indoor/Outdoor | LED | Downlight Solid State Retrofit | 1260 | 18 | 70.2 |  | 2700K,4000/4100K,3000K,5000K | 91 | 50000 | Continuously Dimmable |  | 2015-12-14
Shenzhen Lanhe Lighting Co., Ltd | HLE | LED Downlight | KDY-CA-13J-M10W-P-90(2700K) | LED Downlight,KDY-CA-13J-M10W-P-90(3000K),; LED Downlight,KDY-CA-13J-M10W-P-90(4000K),; LED Downlight,KDY-CA-13J-M10W-P-90(5000K), | Indoor/Outdoor | LED | Downlight Solid State Retrofit | 700 | 10 | 71.4 |  | 2700K,4000/4100K,3000K,5000K | 91 | 50000 | Continuously Dimmable |  | 2015-12-14
Shenzhen Lanhe Lighting Co., Ltd | HLE | LED Downlight | KDY-CA-13J-M10W-T-90(2700K) | LED Downlight,KDY-CA-13J-M10W-T-90(3000K),; LED Downlight,KDY-CA-13J-M10W-T-90(4000K),; LED Downlight,KDY-CA-13J-M10W-T-90(5000K), | Indoor/Outdoor | LED | Downlight Solid State Retrofit | 600 | 10 | 70.6 |  | 2700K,4000/4100K,3000K,5000K | 91 | 50000 | Continuously Dimmable |  | 2015-12-14
Shenzhen Lanhe Lighting Co., Ltd | HLE | LED Downlight | KDY-CA-19J-M12W-P-90(2700K) | LED Downlight,KDY-CA-19J-M12W-P-90(3000K),; LED Downlight,KDY-CA-19J-M12W-P-90(4000K),; LED Downlight,KDY-CA-19J-M12W-P-90(5000K), | Indoor/Outdoor | LED | Downlight Solid State Retrofit | 845 | 12 | 70.6 |  | 2700K,4000/4100K,3000K,5000K | 92 | 50000 | Continuously Dimmable |  | 2015-12-14
Shenzhen Lanhe Lighting Co., Ltd | HLE | LED Downlight | KDY-CA-19J-M12W-T-90(2700K) | LED Downlight,KDY-CA-19J-M12W-T-90(3000K),; LED Downlight,KDY-CA-19J-M12W-T-90(4000K),; LED Downlight,KDY-CA-19J-M12W-T-90(5000K), | Indoor/Outdoor | LED | Downlight Solid State Retrofit | 768 | 12 | 65.6 |  | 2700K,4000/4100K,3000K,5000K | 92 | 50000 | Continuously Dimmable |  | 2015-12-14
Shenzhen Lanhe Lighting Co., Ltd | HLE | LED Downlight | KDY-CA-19J-M16.5W-P-90(2700K) | LED Downlight,KDY-CA-19J-M16.5W-P-90(3000K),; LED Downlight,KDY-CA-19J-M16.5W-P-90(4000K),; LED Downlight,KDY-CA-19J-M16.5W-P-90(5000K), | Indoor/Outdoor | LED | Downlight Solid State Retrofit | 1186 | 16.5 | 75.1 |  | 2700K,4000/4100K,3000K,5000K | 92 | 50000 | Continuously Dimmable |  | 2015-12-14
Shenzhen Lanhe Lighting Co., Ltd | HLE | LED Downlight | KDY-CA-19J-M16.5W-T-90(2700K) | LED Downlight,KDY-CA-19J-M16.5W-T-90(3000K),; LED Downlight,KDY-CA-19J-M16.5W-T-90(4000K),; LED Downlight,KDY-CA-19J-M16.5W-T-90(5000K), | Indoor/Outdoor | LED | Downlight Solid State Retrofit | 1174 | 16.5 | 77.8 |  | 2700K,4000/4100K,3000K,5000K | 91 | 50000 | Continuously Dimmable |  | 2015-12-14
Shenzhen Lanhe Lighting Co., Ltd | HLE | LED Downlight Retrofits | KDZ-AF-13-11W-90(2700K) |  | Indoor/Outdoor | LED | Downlight Solid State Retrofit | 680 | 11 | 65.3 |  | 2700K | 92 | 50000 | Continuously Dimmable |  | 2016-03-28
Shenzhen Lanhe Lighting Co., Ltd | HLE | LED Downlight Retrofits | KDZ-AF-13-11W-90(3000K) |  | Indoor/Outdoor | LED | Downlight Solid State Retrofit | 680 | 11 | 65.3 |  | 3000K | 92 | 50000 | Continuously Dimmable |  | 2016-03-28
Shenzhen Lanhe Lighting Co., Ltd | HLE | LED Downlight Retrofits | KDZ-AF-13-11W-90(4000K) |  | Indoor/Outdoor | LED | Downlight Solid State Retrofit | 680 | 11 | 65.3 |  | 4000/4100K | 92 | 50000 | Continuously Dimmable |  | 2016-03-28
Shenzhen Lanhe Lighting Co., Ltd | HLE | LED Downlight Retrofits | KDZ-AF-13-11W-90(5000K) |  | Indoor/Outdoor | LED | Downlight Solid State Retrofit | 680 | 11 | 65.3 |  | 5000K | 92 | 50000 | Continuously Dimmable |  | 2016-03-28
Shenzhen Lanhe Lighting Co., Ltd | HLE | LED Downlight | KDZ-AF-19-15W-90(2700K) |  | Indoor | LED | Downlight Solid State Retrofit | 980 | 15 | 66.1 |  | 2700K | 92 | 50000 | Continuously Dimmable |  | 2016-03-28
Shenzhen Lanhe Lighting Co., Ltd | HLE | LED Downlight | KDZ-AF-19-15W-90(3000K) |  | Indoor | LED | Downlight Solid State Retrofit | 980 | 15 | 66.1 |  | 3000K | 92 | 50000 | Continuously Dimmable |  | 2016-03-28
Shenzhen Lanhe Lighting Co., Ltd | HLE | LED Downlight | KDZ-AF-19-15W-90(4000K) |  | Indoor | LED | Downlight Solid State Retrofit | 980 | 15 | 66.1 |  | 4000/4100K | 92 | 50000 | Continuously Dimmable |  | 2016-03-28
Shenzhen Lanhe Lighting Co., Ltd | HLE | LED Downlight | KDZ-AF-19-15W-90(5000K) |  | Indoor | LED | Downlight Solid State Retrofit | 980 | 15 | 66.1 |  | 5000K | 92 | 50000 | Continuously Dimmable |  | 2016-03-28
Shenzhen Lanhe Lighting Co., Ltd | HLE | LED Downlight | KDZ-AF-19-20W-90(2700K) |  | Indoor | LED | Downlight Solid State Retrofit | 1320 | 20 | 66.3 |  | 2700K | 92 | 50000 | Continuously Dimmable |  | 2016-03-24
Shenzhen Lanhe Lighting Co., Ltd | HLE | LED Downlight | KDZ-AF-19-20W-90(3000K) |  | Indoor | LED | Downlight Solid State Retrofit | 1320 | 20 | 66.3 |  | 3000K | 92 | 50000 | Continuously Dimmable |  | 2016-03-24
Shenzhen Lanhe Lighting Co., Ltd | HLE | LED Downlight | KDZ-AF-19-20W-90(4000K) |  | Indoor | LED | Downlight Solid State Retrofit | 1320 | 20 | 66.3 |  | 4000/4100K | 92 | 50000 | Continuously Dimmable |  | 2016-03-24
Shenzhen Lanhe Lighting Co., Ltd | HLE | LED Downlight | KDZ-AF-19-20W-90(5000K) |  | Indoor | LED | Downlight Solid State Retrofit | 1320 | 20 | 66.3 |  | 5000K | 92 | 50000 | Continuously Dimmable |  | 2016-03-24
Shenzhen Lighting Inc. | Shenzhen Lighting | LED Downlight | SZ-DL11W4-DR(2700K) |  | Indoor | LED | Downlight Solid State Retrofit | 680 | 11 | 65.3 |  | 2700K | 92 | 50000 | Continuously Dimmable |  | 2016-03-28
Shenzhen Lighting Inc. | Shenzhen Lighting | LED Downlight | SZ-DL11W4-DR(3000K) |  | Indoor | LED | Downlight Solid State Retrofit | 680 | 11 | 65.3 |  | 3000K | 92 | 50000 | Continuously Dimmable |  | 2016-03-28
Shenzhen Lighting Inc. | Shenzhen Lighting | LED Downlight | SZ-DL11W4-DR(4000K) |  | Indoor | LED | Downlight Solid State Retrofit | 680 | 11 | 65.3 |  | 4000/4100K | 92 | 50000 | Continuously Dimmable |  | 2016-03-28
Shenzhen Lighting Inc. | Shenzhen Lighting | LED Downlight | SZ-DL11W4-DR(5000K) |  | Indoor | LED | Downlight Solid State Retrofit | 680 | 11 | 65.3 |  | 5000K | 92 | 50000 | Continuously Dimmable |  | 2016-03-28
Shenzhen Lighting Inc. | Shenzhen Lighting | LED Downlight | SZ-DL15W6-DR(2700K) |  | Indoor | LED | Downlight Solid State Retrofit | 980 | 15 | 66.1 |  | 2700K | 92 | 50000 | Continuously Dimmable |  | 2016-03-28
Shenzhen Lighting Inc. | Shenzhen Lighting | LED Downlight | SZ-DL15W6-DR(3000K) |  | Indoor | LED | Downlight Solid State Retrofit | 980 | 15 | 66.1 |  | 3000K | 92 | 50000 | Continuously Dimmable |  | 2016-03-28
Shenzhen Lighting Inc. | Shenzhen Lighting | LED Downlight | SZ-DL15W6-DR(4000K) |  | Indoor | LED | Downlight Solid State Retrofit | 980 | 15 | 66.1 |  | 4000/4100K | 92 | 50000 | Continuously Dimmable |  | 2016-03-28
Shenzhen Lighting Inc. | Shenzhen Lighting | LED Downlight | SZ-DL15W6-DR(5000K) |  | Indoor | LED | Downlight Solid State Retrofit | 980 | 15 | 66.1 |  | 5000K | 92 | 50000 | Continuously Dimmable |  | 2016-03-28
Shenzhen Lighting Inc. | Shenzhen Lighting | LED Downlight | SZ-DL20W6-DR(2700K) |  | Indoor/Outdoor | LED | Downlight Solid State Retrofit | 1320 | 20 | 66.3 |  | 2700K | 92 | 50000 | Continuously Dimmable |  | 2016-03-24
Shenzhen Lighting Inc. | Shenzhen Lighting | LED Downlight | SZ-DL20W6-DR(3000K) |  | Indoor/Outdoor | LED | Downlight Solid State Retrofit | 1320 | 20 | 66.3 |  | 3000K | 92 | 50000 | Continuously Dimmable |  | 2016-03-24
Shenzhen Lighting Inc. | Shenzhen Lighting | LED Downlight | SZ-DL20W6-DR(4000K) |  | Indoor/Outdoor | LED | Downlight Solid State Retrofit | 1320 | 20 | 66.3 |  | 4000/4100K | 92 | 50000 | Continuously Dimmable |  | 2016-03-24
Shenzhen Lighting Inc. | Shenzhen Lighting | LED Downlight | SZ-DL20W6-DR(5000K) |  | Indoor/Outdoor | LED | Downlight Solid State Retrofit | 1320 | 20 | 66.3 |  | 5000K | 92 | 50000 | Continuously Dimmable |  | 2016-03-24
Shenzhen OKT Lighting Co., Ltd. | OKT Lighting | SSL Downlight Retrofit | C8-D18W-XC | ,,"X" denotes CCT where 3=3000K, S=3500K, 4=4000K, and 5=5000K. | Indoor | LED | Downlight Solid State Retrofit | 1531 | 18 | 83.8 |  | 5000K | 82 | 35000 | Continuously Dimmable |  | 2016-05-17
Shenzhen OKT Lighting Co., Ltd. | OKT Lighting | SSL Downlight Retrofit | C8-D18W-XC | ,,"X" denotes CCT where 3=3000K, S=3500K, 4=4000K, and 5=5000K. | Indoor | LED | Downlight Solid State Retrofit | 1435 | 18 | 80 |  | 3000K,3500K | 82 | 35000 | Continuously Dimmable |  | 2016-05-17
Shenzhen OKT Lighting Co., Ltd. | OKT Lighting | SSL Downlight Retrofit | C8-D18W-XC | ,,"X" denotes CCT where 3=3000K, S=3500K, 4=4000K, and 5=5000K. | Indoor | LED | Downlight Solid State Retrofit | 1457 | 18 | 81.7 |  | 4000/4100K | 82 | 35000 | Continuously Dimmable |  | 2016-05-17
Shenzhen OKT Lighting Co., Ltd. | OKT Lighting | SSL Downlight Retrofit | C8-D18W-XC | ,,"X" denotes CCT where 3=3000K, S=3500K, 4=4000K, and 5=5000K. | Indoor | LED | Downlight Solid State Retrofit | 1531 | 18 | 83.8 |  | 5000K | 82 | 35000 | Continuously Dimmable |  | 2016-05-17
Shenzhen OKT Lighting Co., Ltd. | OKT Lighting | Recessed LED Downlight | C8-D27W-XC | ,,The "X" denotes CCT, example: 3 identifies 3000K, S identifies 3500K, 4 identifies 4000K, and 5 identifies 5000K. | Indoor | LED | Downlight Solid State Retrofit | 2070 | 28.2 | 74.2 |  | 3000K,3500K | 80 | 35000 | Continuously Dimmable |  | 2016-01-29
Shenzhen OKT Lighting Co., Ltd. | OKT Lighting | Recessed LED Downlight | C8-D27W-XC | ,,The "X" denotes CCT, example: 3 identifies 3000K, S identifies 3500K, 4 identifies 4000K, and 5 identifies 5000K. | Indoor | LED | Downlight Solid State Retrofit | 2070 | 28.2 | 75.7 |  | 4000/4100K | 81 | 35000 | Continuously Dimmable |  | 2016-01-29
Shenzhen OKT Lighting Co., Ltd. | OKT Lighting | Recessed LED Downlight | C8-D27W-XC | ,,The "X" denotes CCT, example: 3 identifies 3000K, S identifies 3500K, 4 identifies 4000K, and 5 identifies 5000K. | Indoor | LED | Downlight Solid State Retrofit | 2070 | 28.2 | 75.7 |  | 5000K | 81 | 35000 | Continuously Dimmable |  | 2016-01-29
Shenzhen OKT Lighting Co., Ltd. | OKT Lighting | LED DownLight Retrofits | C8-D40W-XC | ,,Where X denotes CCT, 3 identifies 3000K, S identifies 3500K, 4 identifies 4000K, and 5 identifies 5000K. | Indoor | LED | Downlight Solid State Retrofit | 3025 | 40 | 78.1 |  | 3000K | 83 | 35000 | Continuously Dimmable |  | 2016-04-22
Shenzhen OKT Lighting Co., Ltd. | OKT Lighting | LED DownLight Retrofits | C8-D40W-XC | ,,Where X denotes CCT, 3 identifies 3000K, S identifies 3500K, 4 identifies 4000K, and 5 identifies 5000K. | Indoor | LED | Downlight Solid State Retrofit | 3145 | 40 | 79.2 |  | 3500K | 83 | 35000 | Continuously Dimmable |  | 2016-04-22
Shenzhen OKT Lighting Co., Ltd. | OKT Lighting | LED DownLight Retrofits | C8-D40W-XC | ,,Where X denotes CCT, 3 identifies 3000K, S identifies 3500K, 4 identifies 4000K, and 5 identifies 5000K. | Indoor | LED | Downlight Solid State Retrofit | 3164 | 40 | 80.8 |  | 4000/4100K | 83 | 35000 | Continuously Dimmable |  | 2016-04-22
Shenzhen OKT Lighting Co., Ltd. | OKT Lighting | LED DownLight Retrofits | C8-D40W-XC | ,,Where X denotes CCT, 3 identifies 3000K, S identifies 3500K, 4 identifies 4000K, and 5 identifies 5000K. | Indoor | LED | Downlight Solid State Retrofit | 3216 | 40 | 81.7 |  | 5000K | 83 | 35000 | Continuously Dimmable |  | 2016-04-22
Shenzhen OKT Lighting Co., Ltd. | OKT Lighting | LED DownLight Retrofits | C8-D54W-XXE | ,,"XX" denotes CCT where 30=3000K, 35=3500K, 40=4000K, and 50=5000K. | Indoor | LED | Downlight Solid State Retrofit | 4482 | 54 | 85 |  | 3000K,3500K | 82 | 50000 | Continuously Dimmable |  | 2016-05-10
Shenzhen OKT Lighting Co., Ltd. | OKT Lighting | LED DownLight Retrofits | C8-D54W-XXE | ,,"XX" denotes CCT where 30=3000K, 35=3500K, 40=4000K, and 50=5000K. | Indoor | LED | Downlight Solid State Retrofit | 4706 | 54 | 88.5 |  | 4000/4100K | 82 | 50000 | Continuously Dimmable |  | 2016-05-10
Shenzhen OKT Lighting Co., Ltd. | OKT Lighting | LED DownLight Retrofits | C8-D54W-XXE | ,,"XX" denotes CCT where 30=3000K, 35=3500K, 40=4000K, and 50=5000K. | Indoor | LED | Downlight Solid State Retrofit | 4953 | 54 | 91.9 |  | 5000K | 83 | 50000 | Continuously Dimmable |  | 2016-05-10
Shenzhen OKT Lighting Co., Ltd. | OKT Lighting | LED DownLight Retrofits | C8-D54W-XXE | ,,"XX" denotes CCT where 30=3000K, 35=3500K, 40=4000K, and 50=5000K. | Indoor | LED | Downlight Solid State Retrofit | 4482 | 54 | 85 |  | 3000K,3500K | 82 | 50000 | Continuously Dimmable |  | 2016-05-10
Shenzhen OKT Lighting Co., Ltd. | OKT Lighting | LED DownLight Retrofits | C8-D54W-XXE | ,,"XX" denotes CCT where 30=3000K, 35=3500K, 40=4000K, and 50=5000K. | Indoor | LED | Downlight Solid State Retrofit | 4706 | 54 | 88.5 |  | 4000/4100K | 83 | 50000 | Continuously Dimmable |  | 2016-05-10
Shenzhen OKT Lighting Co., Ltd. | OKT Lighting | LED DownLight Retrofits | C8-D54W-XXE | ,,"XX" denotes CCT where 30=3000K, 35=3500K, 40=4000K, and 50=5000K. | Indoor | LED | Downlight Solid State Retrofit | 4953 | 54 | 91.9 |  | 5000K | 82 | 50000 | Continuously Dimmable |  | 2016-05-10
Shenzhen OKT Lighting Co., Ltd. | OKT Lighting | LED DownLight Retrofits | CE6-18W-XXE | ,,"XX" denotes CCT where 30=3000K, 35=3500K, 40=4000K, and 50=5000K. | Indoor | LED | Downlight Solid State Retrofit | 1606 | 18 | 89.7 |  | 3000K | 82 | 50000 | Continuously Dimmable |  | 2016-05-06
Shenzhen OKT Lighting Co., Ltd. | OKT Lighting | LED DownLight Retrofits | CE6-18W-XXE | ,,"XX" denotes CCT where 30=3000K, 35=3500K, 40=4000K, and 50=5000K. | Indoor | LED | Downlight Solid State Retrofit | 1611 | 18 | 91.6 |  | 3500K | 81 | 50000 | Continuously Dimmable |  | 2016-05-06
Shenzhen OKT Lighting Co., Ltd. | OKT Lighting | LED DownLight Retrofits | CE6-18W-XXE | ,,"XX" denotes CCT where 30=3000K, 35=3500K, 40=4000K, and 50=5000K. | Indoor | LED | Downlight Solid State Retrofit | 1624 | 18 | 92.1 |  | 4000/4100K | 82 | 50000 | Continuously Dimmable |  | 2016-05-06
Shenzhen OKT Lighting Co., Ltd. | OKT Lighting | LED DownLight Retrofits | CE6-18W-XXE | ,,"XX" denotes CCT where 30=3000K, 35=3500K, 40=4000K, and 50=5000K. | Indoor | LED | Downlight Solid State Retrofit | 1639 | 18 | 93.2 |  | 5000K | 81 | 50000 | Continuously Dimmable |  | 2016-05-06
Shenzhen OKT Lighting Co., Ltd. | OKT Lighting | LED DownLight Retrofits | CE6-18W-XXE | ,,"XX" denotes CCT where 30=3000K, 35=3500K, 40=4000K, and 50=5000K. | Indoor | LED | Downlight Solid State Retrofit | 1606 | 18 | 89.7 |  | 3000K | 82 | 50000 | Continuously Dimmable |  | 2016-05-06
Shenzhen OKT Lighting Co., Ltd. | OKT Lighting | LED DownLight Retrofits | CE6-18W-XXE | ,,"XX" denotes CCT where 30=3000K, 35=3500K, 40=4000K, and 50=5000K. | Indoor | LED | Downlight Solid State Retrofit | 1611 | 18 | 91.6 |  | 3500K | 81 | 50000 | Continuously Dimmable |  | 2016-05-06
Shenzhen OKT Lighting Co., Ltd. | OKT Lighting | LED DownLight Retrofits | CE6-18W-XXE | ,,"XX" denotes CCT where 30=3000K, 35=3500K, 40=4000K, and 50=5000K. | Indoor | LED | Downlight Solid State Retrofit | 1624 | 18 | 92.1 |  | 4000/4100K | 82 | 50000 | Continuously Dimmable |  | 2016-05-06
Shenzhen OKT Lighting Co., Ltd. | OKT Lighting | LED DownLight Retrofits | CE6-18W-XXE | ,,"XX" denotes CCT where 30=3000K, 35=3500K, 40=4000K, and 50=5000K. | Indoor | LED | Downlight Solid State Retrofit | 1639 | 18 | 93.2 |  | 5000K | 81 | 50000 | Continuously Dimmable |  | 2016-05-06
Shenzhen OKT Lighting Co., Ltd. | OKT Lighting | LED DownLight Retrofits | CE6-27W-XXE | ,,"XX" denotes CCT where 30=3000K, 35=3500K, 40=4000K, and 50=5000K. | Indoor | LED | Downlight Solid State Retrofit | 2341 | 27 | 88.4 |  | 3000K | 82 | 50000 | Continuously Dimmable |  | 2016-05-06
Shenzhen OKT Lighting Co., Ltd. | OKT Lighting | LED DownLight Retrofits | CE6-27W-XXE | ,,"XX" denotes CCT where 30=3000K, 35=3500K, 40=4000K, and 50=5000K. | Indoor | LED | Downlight Solid State Retrofit | 2348 | 27 | 89.7 |  | 3500K | 81 | 50000 | Continuously Dimmable |  | 2016-05-06
Shenzhen OKT Lighting Co., Ltd. | OKT Lighting | LED DownLight Retrofits | CE6-27W-XXE | ,,"XX" denotes CCT where 30=3000K, 35=3500K, 40=4000K, and 50=5000K. | Indoor | LED | Downlight Solid State Retrofit | 2366 | 27 | 90.1 |  | 4000/4100K | 82 | 50000 | Continuously Dimmable |  | 2016-05-06
Shenzhen OKT Lighting Co., Ltd. | OKT Lighting | LED DownLight Retrofits | CE6-27W-XXE | ,,"XX" denotes CCT where 30=3000K, 35=3500K, 40=4000K, and 50=5000K. | Indoor | LED | Downlight Solid State Retrofit | 2387 | 27 | 90.9 |  | 5000K | 82 | 50000 | Continuously Dimmable |  | 2016-05-06
Shenzhen OKT Lighting Co., Ltd. | OKT Lighting | LED DownLight Retrofits | CE6-27W-XXE | ,,"XX" denotes CCT where 30=3000K, 35=3500K, 40=4000K, and 50=5000K. | Indoor | LED | Downlight Solid State Retrofit | 2341 | 27 | 88.4 |  | 3000K | 82 | 50000 | Continuously Dimmable |  | 2016-05-06
Shenzhen OKT Lighting Co., Ltd. | OKT Lighting | LED DownLight Retrofits | CE6-27W-XXE | ,,"XX" denotes CCT where 30=3000K, 35=3500K, 40=4000K, and 50=5000K. | Indoor | LED | Downlight Solid State Retrofit | 2348 | 27 | 89.7 |  | 3500K | 81 | 50000 | Continuously Dimmable |  | 2016-05-06
Shenzhen OKT Lighting Co., Ltd. | OKT Lighting | LED DownLight Retrofits | CE6-27W-XXE | ,,"XX" denotes CCT where 30=3000K, 35=3500K, 40=4000K, and 50=5000K. | Indoor | LED | Downlight Solid State Retrofit | 2366 | 27 | 90.1 |  | 4000/4100K | 82 | 50000 | Continuously Dimmable |  | 2016-05-06
Shenzhen OKT Lighting Co., Ltd. | OKT Lighting | LED DownLight Retrofits | CE6-27W-XXE | ,,"XX" denotes CCT where 30=3000K, 35=3500K, 40=4000K, and 50=5000K. | Indoor | LED | Downlight Solid State Retrofit | 2387 | 27 | 90.9 |  | 5000K | 82 | 50000 | Continuously Dimmable |  | 2016-05-06
Shenzhen OKT Lighting Co., Ltd. | OKT Lighting | LED DownLight Retrofits | CE6-40W-XXE | ,,"XX" denotes CCT where 30=3000K, 35=3500K, 40=4000K, and 50=5000K. | Indoor/Outdoor | LED | Downlight Solid State Retrofit | 3346 | 40 | 83.9 |  | 3000K | 82 | 50000 | Continuously Dimmable |  | 2016-05-06
Shenzhen OKT Lighting Co., Ltd. | OKT Lighting | LED DownLight Retrofits | CE6-40W-XXE | ,,"XX" denotes CCT where 30=3000K, 35=3500K, 40=4000K, and 50=5000K. | Indoor/Outdoor | LED | Downlight Solid State Retrofit | 3363 | 40 | 84.2 |  | 3500K | 81 | 50000 | Continuously Dimmable |  | 2016-05-06
Shenzhen OKT Lighting Co., Ltd. | OKT Lighting | LED DownLight Retrofits | CE6-40W-XXE | ,,"XX" denotes CCT where 30=3000K, 35=3500K, 40=4000K, and 50=5000K. | Indoor/Outdoor | LED | Downlight Solid State Retrofit | 3387 | 40 | 85.2 |  | 4000/4100K | 82 | 50000 | Continuously Dimmable |  | 2016-05-06
Shenzhen OKT Lighting Co., Ltd. | OKT Lighting | LED DownLight Retrofits | CE6-40W-XXE | ,,"XX" denotes CCT where 30=3000K, 35=3500K, 40=4000K, and 50=5000K. | Indoor/Outdoor | LED | Downlight Solid State Retrofit | 3447 | 40 | 86.4 |  | 5000K | 82 | 50000 | Continuously Dimmable |  | 2016-05-06
Shenzhen OKT Lighting Co., Ltd. | OKT Lighting | LED DownLight Retrofits | CE6-40W-XXE | ,,"XX" denotes CCT where 30=3000K, 35=3500K, 40=4000K, and 50=5000K. | Indoor/Outdoor | LED | Downlight Solid State Retrofit | 3346 | 40 | 83.9 |  | 3000K | 82 | 50000 | Continuously Dimmable |  | 2016-05-06
Shenzhen OKT Lighting Co., Ltd. | OKT Lighting | LED DownLight Retrofits | CE6-40W-XXE | ,,"XX" denotes CCT where 30=3000K, 35=3500K, 40=4000K, and 50=5000K. | Indoor/Outdoor | LED | Downlight Solid State Retrofit | 3363 | 40 | 84.2 |  | 3500K | 81 | 50000 | Continuously Dimmable |  | 2016-05-06
Shenzhen OKT Lighting Co., Ltd. | OKT Lighting | LED DownLight Retrofits | CE6-40W-XXE | ,,"XX" denotes CCT where 30=3000K, 35=3500K, 40=4000K, and 50=5000K. | Indoor/Outdoor | LED | Downlight Solid State Retrofit | 3387 | 40 | 85.2 |  | 4000/4100K | 82 | 50000 | Continuously Dimmable |  | 2016-05-06
Shenzhen OKT Lighting Co., Ltd. | OKT Lighting | LED DownLight Retrofits | CE6-40W-XXE | ,,"XX" denotes CCT where 30=3000K, 35=3500K, 40=4000K, and 50=5000K. | Indoor/Outdoor | LED | Downlight Solid State Retrofit | 3447 | 40 | 86.4 |  | 5000K | 82 | 50000 | Continuously Dimmable |  | 2016-05-06
Shenzhen OKT Lighting Co., Ltd. | OKT Lighting | LED DownLight Retrofits | CE8-18W-XXE | ,,"XX" denotes CCT where 30=3000K, 35=3500K, 40=4000K, and 50=5000K. | Indoor | LED | Downlight Solid State Retrofit | 1646 | 18 | 91.6 |  | 3000K | 82 | 50000 | Continuously Dimmable |  | 2016-05-06
Shenzhen OKT Lighting Co., Ltd. | OKT Lighting | LED DownLight Retrofits | CE8-18W-XXE | ,,"XX" denotes CCT where 30=3000K, 35=3500K, 40=4000K, and 50=5000K. | Indoor | LED | Downlight Solid State Retrofit | 1653 | 18 | 93.3 |  | 3500K | 81 | 50000 | Continuously Dimmable |  | 2016-05-06
Shenzhen OKT Lighting Co., Ltd. | OKT Lighting | LED DownLight Retrofits | CE8-18W-XXE | ,,"XX" denotes CCT where 30=3000K, 35=3500K, 40=4000K, and 50=5000K. | Indoor | LED | Downlight Solid State Retrofit | 1678 | 18 | 94.4 |  | 4000/4100K | 82 | 50000 | Continuously Dimmable |  | 2016-05-06
Shenzhen OKT Lighting Co., Ltd. | OKT Lighting | LED DownLight Retrofits | CE8-18W-XXE | ,,"XX" denotes CCT where 30=3000K, 35=3500K, 40=4000K, and 50=5000K. | Indoor | LED | Downlight Solid State Retrofit | 1707 | 18 | 96.5 |  | 5000K | 81 | 50000 | Continuously Dimmable |  | 2016-05-06
Shenzhen OKT Lighting Co., Ltd. | OKT Lighting | LED DownLight Retrofits | CE8-18W-XXE | ,,"XX" denotes CCT where 30=3000K, 35=3500K, 40=4000K, and 50=5000K. | Indoor | LED | Downlight Solid State Retrofit | 1646 | 18 | 91.6 |  | 3000K | 82 | 50000 | Continuously Dimmable |  | 2016-05-06
Shenzhen OKT Lighting Co., Ltd. | OKT Lighting | LED DownLight Retrofits | CE8-18W-XXE | ,,"XX" denotes CCT where 30=3000K, 35=3500K, 40=4000K, and 50=5000K. | Indoor | LED | Downlight Solid State Retrofit | 1653 | 18 | 93.3 |  | 3500K | 81 | 50000 | Continuously Dimmable |  | 2016-05-06
Shenzhen OKT Lighting Co., Ltd. | OKT Lighting | LED DownLight Retrofits | CE8-18W-XXE | ,,"XX" denotes CCT where 30=3000K, 35=3500K, 40=4000K, and 50=5000K. | Indoor | LED | Downlight Solid State Retrofit | 1678 | 18 | 94.4 |  | 4000/4100K | 82 | 50000 | Continuously Dimmable |  | 2016-05-06
Shenzhen OKT Lighting Co., Ltd. | OKT Lighting | LED DownLight Retrofits | CE8-18W-XXE | ,,"XX" denotes CCT where 30=3000K, 35=3500K, 40=4000K, and 50=5000K. | Indoor | LED | Downlight Solid State Retrofit | 1707 | 18 | 96.5 |  | 5000K | 81 | 50000 | Continuously Dimmable |  | 2016-05-06
Shenzhen OKT Lighting Co., Ltd. | OKT Lighting | LED DownLight Retrofits | CE8-27W-XXE | ,,"XX" denotes CCT where 30=3000K, 35=3500K, 40=4000K, and 50=5000K. | Indoor | LED | Downlight Solid State Retrofit | 2471 | 27 | 94 |  | 4000/4100K | 82 | 50000 | Continuously Dimmable |  | 2016-05-06
Shenzhen OKT Lighting Co., Ltd. | OKT Lighting | LED DownLight Retrofits | CE8-27W-XXE | ,,"XX" denotes CCT where 30=3000K, 35=3500K, 40=4000K, and 50=5000K. | Indoor | LED | Downlight Solid State Retrofit | 2519 | 27 | 96.2 |  | 5000K | 82 | 50000 | Continuously Dimmable |  | 2016-05-06
Shenzhen OKT Lighting Co., Ltd. | OKT Lighting | LED DownLight Retrofits | CE8-27W-XXE | ,,"XX" denotes CCT where 30=3000K, 35=3500K, 40=4000K, and 50=5000K. | Indoor | LED | Downlight Solid State Retrofit | 2390 | 27 | 90.3 |  | 3000K | 82 | 50000 | Continuously Dimmable |  | 2016-05-06
Shenzhen OKT Lighting Co., Ltd. | OKT Lighting | LED DownLight Retrofits | CE8-27W-XXE | ,,"XX" denotes CCT where 30=3000K, 35=3500K, 40=4000K, and 50=5000K. | Indoor | LED | Downlight Solid State Retrofit | 2433 | 27 | 92.3 |  | 3500K | 81 | 50000 | Continuously Dimmable |  | 2016-05-06
Shenzhen OKT Lighting Co., Ltd. | OKT Lighting | LED DownLight Retrofits | CE8-27W-XXE | ,,"XX" denotes CCT where 30=3000K, 35=3500K, 40=4000K, and 50=5000K. | Indoor | LED | Downlight Solid State Retrofit | 2471 | 27 | 94 |  | 4000/4100K | 82 | 50000 | Continuously Dimmable |  | 2016-05-06
Shenzhen OKT Lighting Co., Ltd. | OKT Lighting | LED DownLight Retrofits | CE8-27W-XXE | ,,"XX" denotes CCT where 30=3000K, 35=3500K, 40=4000K, and 50=5000K. | Indoor | LED | Downlight Solid State Retrofit | 2519 | 27 | 96.2 |  | 5000K | 82 | 50000 | Continuously Dimmable |  | 2016-05-06
Shenzhen OKT Lighting Co., Ltd. | OKT Lighting | LED DownLight Retrofits | CE8-27W-XXE | ,,"XX" denotes CCT where 30=3000K, 35=3500K, 40=4000K, and 50=5000K. | Indoor | LED | Downlight Solid State Retrofit | 2390 | 27 | 90.3 |  | 3000K | 82 | 50000 | Continuously Dimmable |  | 2016-05-06
Shenzhen OKT Lighting Co., Ltd. | OKT Lighting | LED DownLight Retrofits | CE8-40W-XXE | ,,"XX" denotes CCT where 30=3000K, 35=3500K, 40=4000K, and 50=5000K. | Indoor | LED | Downlight Solid State Retrofit | 3454 | 40 | 86.5 |  | 3000K | 82 | 50000 | Continuously Dimmable |  | 2016-05-06
Shenzhen OKT Lighting Co., Ltd. | OKT Lighting | LED DownLight Retrofits | CE8-27W-XXE | ,,"XX" denotes CCT where 30=3000K, 35=3500K, 40=4000K, and 50=5000K. | Indoor | LED | Downlight Solid State Retrofit | 2433 | 27 | 92.3 |  | 3500K | 81 | 50000 | Continuously Dimmable |  | 2016-05-06
Shenzhen OKT Lighting Co., Ltd. | OKT Lighting | LED DownLight Retrofits | CE8-40W-XXE | ,,"XX" denotes CCT where 30=3000K, 35=3500K, 40=4000K, and 50=5000K. | Indoor | LED | Downlight Solid State Retrofit | 3571 | 40 | 89.3 |  | 3500K | 80 | 50000 | Continuously Dimmable |  | 2016-05-06
Shenzhen OKT Lighting Co., Ltd. | OKT Lighting | LED DownLight Retrofits | CE8-40W-XXE | ,,"XX" denotes CCT where 30=3000K, 35=3500K, 40=4000K, and 50=5000K. | Indoor | LED | Downlight Solid State Retrofit | 3587 | 40 | 90.5 |  | 4000/4100K | 82 | 50000 | Continuously Dimmable |  | 2016-05-06
Shenzhen OKT Lighting Co., Ltd. | OKT Lighting | LED DownLight Retrofits | CE8-40W-XXE | ,,"XX" denotes CCT where 30=3000K, 35=3500K, 40=4000K, and 50=5000K. | Indoor | LED | Downlight Solid State Retrofit | 3674 | 40 | 92.1 |  | 5000K | 82 | 50000 | Continuously Dimmable |  | 2016-05-06
Shenzhen OKT Lighting Co., Ltd. | OKT Lighting | LED DownLight Retrofits | CE8-40W-XXE | ,,"XX" denotes CCT where 30=3000K, 35=3500K, 40=4000K, and 50=5000K. | Indoor | LED | Downlight Solid State Retrofit | 3454 | 40 | 86.5 |  | 3000K | 82 | 50000 | Continuously Dimmable |  | 2016-05-06
Shenzhen OKT Lighting Co., Ltd. | OKT Lighting | LED DownLight Retrofits | CE8-40W-XXE | ,,"XX" denotes CCT where 30=3000K, 35=3500K, 40=4000K, and 50=5000K. | Indoor | LED | Downlight Solid State Retrofit | 3571 | 40 | 89.3 |  | 3500K | 80 | 50000 | Continuously Dimmable |  | 2016-05-06
Shenzhen OKT Lighting Co., Ltd. | OKT Lighting | LED DownLight Retrofits | CE8-40W-XXE | ,,"XX" denotes CCT where 30=3000K, 35=3500K, 40=4000K, and 50=5000K. | Indoor | LED | Downlight Solid State Retrofit | 3587 | 40 | 90.5 |  | 4000/4100K | 82 | 50000 | Continuously Dimmable |  | 2016-05-06
Shenzhen OKT Lighting Co., Ltd. | OKT Lighting | LED DownLight Retrofits | CE8-40W-XXE | ,,"XX" denotes CCT where 30=3000K, 35=3500K, 40=4000K, and 50=5000K. | Indoor | LED | Downlight Solid State Retrofit | 3674 | 40 | 92.1 |  | 5000K | 82 | 50000 | Continuously Dimmable |  | 2016-05-06
Shenzhen OKT Lighting Co., Ltd. | OKT Lighting | LED DownLight Retrofits | EB6-10W-XXH | ,,"XX" denotes CCT, 27=2700K, 30=3000K, 35=3500K, 40=4000K, 50=5000K. | Indoor | LED | Downlight Solid State Retrofit | 818 | 10 | 84 |  | 2700K | 92 | 50000 | Continuously Dimmable |  | 2016-05-02
Shenzhen OKT Lighting Co., Ltd. | OKT Lighting | LED DownLight Retrofits | EB6-10W-XXH | ,,"XX" denotes CCT, 27=2700K, 30=3000K, 35=3500K, 40=4000K, 50=5000K. | Indoor | LED | Downlight Solid State Retrofit | 876 | 10 | 88.8 |  | 3000K | 93 | 50000 | Continuously Dimmable |  | 2016-05-02
Shenzhen OKT Lighting Co., Ltd. | OKT Lighting | LED DownLight Retrofits | EB6-10W-XXH | ,,"XX" denotes CCT, 27=2700K, 30=3000K, 35=3500K, 40=4000K, 50=5000K. | Indoor | LED | Downlight Solid State Retrofit | 910 | 10 | 93.3 |  | 3500K | 92 | 50000 | Continuously Dimmable |  | 2016-05-02
Shenzhen OKT Lighting Co., Ltd. | OKT Lighting | LED DownLight Retrofits | EB6-10W-XXH | ,,"XX" denotes CCT, 27=2700K, 30=3000K, 35=3500K, 40=4000K, 50=5000K. | Indoor | LED | Downlight Solid State Retrofit | 929 | 10 | 94.3 |  | 4000/4100K | 93 | 50000 | Continuously Dimmable |  | 2016-05-02
Shenzhen OKT Lighting Co., Ltd. | OKT Lighting | LED DownLight Retrofits | EB6-10W-XXH | ,,"XX" denotes CCT, 27=2700K, 30=3000K, 35=3500K, 40=4000K, 50=5000K. | Indoor | LED | Downlight Solid State Retrofit | 956 | 10 | 97.8 |  | 5000K | 92 | 50000 | Continuously Dimmable |  | 2016-05-02
Shenzhen OKT Lighting Co., Ltd. | OKT Lighting | LED DownLight Retrofits | EB6-19W-XXH | ,,"XX" denotes CCT, 27=2700K, 30=3000K, 35=3500K, 40=4000K, 50=5000K. | Indoor | LED | Downlight Solid State Retrofit | 1462 | 19 | 82.2 |  | 2700K | 92 | 40000 | Continuously Dimmable |  | 2016-05-02
Shenzhen OKT Lighting Co., Ltd. | OKT Lighting | LED DownLight Retrofits | EB6-19W-XXH | ,,"XX" denotes CCT, 27=2700K, 30=3000K, 35=3500K, 40=4000K, 50=5000K. | Indoor | LED | Downlight Solid State Retrofit | 1509 | 19 | 84.4 |  | 3000K | 92 | 40000 | Continuously Dimmable |  | 2016-05-02
Shenzhen OKT Lighting Co., Ltd. | OKT Lighting | LED DownLight Retrofits | EB6-19W-XXH | ,,"XX" denotes CCT, 27=2700K, 30=3000K, 35=3500K, 40=4000K, 50=5000K. | Indoor | LED | Downlight Solid State Retrofit | 1531 | 19 | 86.6 |  | 3500K | 91 | 40000 | Continuously Dimmable |  | 2016-05-02
Shenzhen OKT Lighting Co., Ltd. | OKT Lighting | LED DownLight Retrofits | EB6-19W-XXH | ,,"XX" denotes CCT, 27=2700K, 30=3000K, 35=3500K, 40=4000K, 50=5000K. | Indoor | LED | Downlight Solid State Retrofit | 1655 | 19 | 92.4 |  | 4000/4100K | 92 | 40000 | Continuously Dimmable |  | 2016-05-02
Shenzhen OKT Lighting Co., Ltd. | OKT Lighting | LED DownLight Retrofits | EB6-19W-XXH | ,,"XX" denotes CCT, 27=2700K, 30=3000K, 35=3500K, 40=4000K, 50=5000K. | Indoor | LED | Downlight Solid State Retrofit | 1681 | 19 | 94.3 |  | 5000K | 91 | 40000 | Continuously Dimmable |  | 2016-05-02
Shenzhen OKT Lighting Co., Ltd. | OKT Lighting | SSL Downlight Retrofit | R4-9W-XXH | ,,"XX" denotes CCT where 30=3000K, 35=3500K, 40=4000K, and 50=5000K. | Indoor | LED | Downlight Solid State Retrofit | 603 | 9.21 | 67.7 |  | 3000K | 90 | 35000 | Continuously Dimmable |  | 2016-05-17
Shenzhen OKT Lighting Co., Ltd. | OKT Lighting | SSL Downlight Retrofit | R4-9W-XXH | ,,"XX" denotes CCT where 30=3000K, 35=3500K, 40=4000K, and 50=5000K. | Indoor | LED | Downlight Solid State Retrofit | 633 | 9.21 | 67.7 |  | 3500K | 90 | 35000 | Continuously Dimmable |  | 2016-05-17
Shenzhen OKT Lighting Co., Ltd. | OKT Lighting | SSL Downlight Retrofit | R4-9W-XXH | ,,"XX" denotes CCT where 30=3000K, 35=3500K, 40=4000K, and 50=5000K. | Indoor | LED | Downlight Solid State Retrofit | 705 | 9.21 | 78.2 |  | 4000/4100K | 92 | 35000 | Continuously Dimmable |  | 2016-05-17
Shenzhen OKT Lighting Co., Ltd. | OKT Lighting | SSL Downlight Retrofit | R4-9W-XXH | ,,"XX" denotes CCT where 30=3000K, 35=3500K, 40=4000K, and 50=5000K. | Indoor | LED | Downlight Solid State Retrofit | 747 | 9.21 | 81.1 |  | 5000K | 93 | 35000 | Continuously Dimmable |  | 2016-05-17
Shenzhen OKT Lighting Co., Ltd. | OKT Lighting | Downlight Retrofit | R6-11W-XXE-277 | ,,"XX" denotes CCT, 30=3000K, 35=3500K, 40=4000K, and 50=5000K. | Indoor | LED | Downlight Solid State Retrofit | 961 | 11 | 89.3 |  | 3000K | 81 | 35000 | Non-Dimmable |  | 2016-06-01
Shenzhen OKT Lighting Co., Ltd. | OKT Lighting | Downlight Retrofit | R6-11W-XXE-277 | ,,"XX" denotes CCT, 30=3000K, 35=3500K, 40=4000K, and 50=5000K. | Indoor | LED | Downlight Solid State Retrofit | 961 | 11 | 89.3 |  | 3500K | 81 | 35000 | Non-Dimmable |  | 2016-06-01
Shenzhen OKT Lighting Co., Ltd. | OKT Lighting | Downlight Retrofit | R6-11W-XXE-277 | ,,"XX" denotes CCT, 30=3000K, 35=3500K, 40=4000K, and 50=5000K. | Indoor | LED | Downlight Solid State Retrofit | 1080 | 11 | 100.2 |  | 4000/4100K | 82 | 35000 | Non-Dimmable |  | 2016-06-01
Shenzhen OKT Lighting Co., Ltd. | OKT Lighting | Downlight Retrofit | R6-11W-XXE-277 | ,,"XX" denotes CCT, 30=3000K, 35=3500K, 40=4000K, and 50=5000K. | Indoor | LED | Downlight Solid State Retrofit | 1080 | 11 | 100.2 |  | 5000K | 82 | 35000 | Non-Dimmable |  | 2016-06-01
Shenzhen OKT Lighting Co., Ltd. | OKT Lighting | Downlight Retrofit | R6-11W-XXE-277 | ,,"XX" denotes CCT, 30=3000K, 35=3500K, 40=4000K, and 50=5000K. | Indoor | LED | Downlight Solid State Retrofit | 961 | 11 | 89.3 |  | 3000K | 81 | 35000 | Non-Dimmable |  | 2016-06-01
Shenzhen OKT Lighting Co., Ltd. | OKT Lighting | Downlight Retrofit | R6-11W-XXE-277 | ,,"XX" denotes CCT, 30=3000K, 35=3500K, 40=4000K, and 50=5000K. | Indoor | LED | Downlight Solid State Retrofit | 961 | 11 | 89.3 |  | 3500K | 81 | 35000 | Non-Dimmable |  | 2016-06-01
Shenzhen OKT Lighting Co., Ltd. | OKT Lighting | Downlight Retrofit | R6-11W-XXE-277 | ,,"XX" denotes CCT, 30=3000K, 35=3500K, 40=4000K, and 50=5000K. | Indoor | LED | Downlight Solid State Retrofit | 1080 | 11 | 100.2 |  | 4000/4100K | 82 | 35000 | Non-Dimmable |  | 2016-06-01
Shenzhen OKT Lighting Co., Ltd. | OKT Lighting | Downlight Retrofit | R6-11W-XXE-277 | ,,"XX" denotes CCT, 30=3000K, 35=3500K, 40=4000K, and 50=5000K. | Indoor | LED | Downlight Solid State Retrofit | 1080 | 11 | 100.2 |  | 5000K | 82 | 35000 | Non-Dimmable |  | 2016-06-01
Shenzhen OKT Lighting Co., Ltd. | OKT Lighting | SSL Downlight Retrofit | R6-11W-XXH | ,,"XX" denotes CCT where 30=3000K, 35=3500K, 40=4000K, 50=5000K. | Indoor | LED | Downlight Solid State Retrofit | 736 | 11.23 | 69.1 |  | 3000K | 91 | 35000 | Continuously Dimmable |  | 2016-05-19
Shenzhen OKT Lighting Co., Ltd. | OKT Lighting | SSL Downlight Retrofit | R6-11W-XXH | ,,"XX" denotes CCT where 30=3000K, 35=3500K, 40=4000K, 50=5000K. | Indoor | LED | Downlight Solid State Retrofit | 773 | 11.23 | 69.1 |  | 3500K | 91 | 35000 | Continuously Dimmable |  | 2016-05-19
Shenzhen OKT Lighting Co., Ltd. | OKT Lighting | SSL Downlight Retrofit | R6-11W-XXH | ,,"XX" denotes CCT where 30=3000K, 35=3500K, 40=4000K, 50=5000K. | Indoor | LED | Downlight Solid State Retrofit | 930 | 11.23 | 83.7 |  | 4000/4100K | 92 | 35000 | Continuously Dimmable |  | 2016-05-19
Shenzhen OKT Lighting Co., Ltd. | OKT Lighting | SSL Downlight Retrofit | R6-11W-XXH | ,,"XX" denotes CCT where 30=3000K, 35=3500K, 40=4000K, 50=5000K. | Indoor | LED | Downlight Solid State Retrofit | 943 | 11.23 | 84.1 |  | 5000K | 93 | 35000 | Continuously Dimmable |  | 2016-05-19
Shenzhen OKT Lighting Co., Ltd. | OKT Lighting | LED Downlight Retrofits | RB6-13W-XXX |  | Indoor | LED | Downlight Recessed | 969 | 13 | 75.7 |  | 2700K | 91 | 35000 | Continuously Dimmable |  | 2015-08-10
Shenzhen OKT Lighting Co., Ltd. | OKT Lighting | LED Downlight Retrofits | RB6-13W-XXX |  | Indoor | LED | Downlight Recessed | 980 | 13 | 78.5 |  | 3000K | 92 | 35000 | Continuously Dimmable |  | 2015-08-10
Shenzhen OKT Lighting Co., Ltd. | OKT Lighting | LED Downlight Retrofits | RB6-13W-XXX |  | Indoor | LED | Downlight Recessed | 1060 | 13 | 82.6 |  | 3500K | 92 | 35000 | Continuously Dimmable |  | 2015-08-10
Shenzhen OKT Lighting Co., Ltd. | OKT Lighting | LED Downlight Retrofits | RB6-13W-XXX |  | Indoor | LED | Downlight Recessed | 1080 | 13 | 85.2 |  | 4000/4100K | 90 | 35000 | Continuously Dimmable |  | 2015-08-10
Shenzhen OKT Lighting Co., Ltd. | OKT Lighting | LED Downlight Retrofits | RB6-13W-XXX |  | Indoor | LED | Downlight Recessed | 1100 | 13 | 89.2 |  | 5000K | 90 | 35000 | Continuously Dimmable |  | 2015-08-10
Shenzhen OKT Lighting Co., Ltd. | OKT Lighting | LED DownLight Retrofits | RC6-10W-XXH | ,,The XX denotes CCT where 27 identifies 2700K, 30 identifies 3000K, 35 identifies 3500K, 40 identifies 4000K, and 50 identifies 5000K. | Indoor | LED | Downlight Solid State Retrofit | 870 | 10 | 88.1 |  | 2700K | 81 | 35000 | Continuously Dimmable |  | 2016-04-22
Shenzhen OKT Lighting Co., Ltd. | OKT Lighting | LED DownLight Retrofits | RC6-10W-XXH | ,,The XX denotes CCT where 27 identifies 2700K, 30 identifies 3000K, 35 identifies 3500K, 40 identifies 4000K, and 50 identifies 5000K. | Indoor | LED | Downlight Solid State Retrofit | 840 | 10 | 88.2 |  | 3000K | 81 | 35000 | Continuously Dimmable |  | 2016-04-22
Shenzhen OKT Lighting Co., Ltd. | OKT Lighting | LED DownLight Retrofits | RC6-10W-XXH | ,,The XX denotes CCT where 27 identifies 2700K, 30 identifies 3000K, 35 identifies 3500K, 40 identifies 4000K, and 50 identifies 5000K. | Indoor | LED | Downlight Solid State Retrofit | 870 | 10 | 88.7 |  | 3500K | 82 | 35000 | Continuously Dimmable |  | 2016-04-22
Shenzhen OKT Lighting Co., Ltd. | OKT Lighting | LED DownLight Retrofits | RC6-10W-XXH | ,,The XX denotes CCT where 27 identifies 2700K, 30 identifies 3000K, 35 identifies 3500K, 40 identifies 4000K, and 50 identifies 5000K. | Indoor | LED | Downlight Solid State Retrofit | 870 | 10 | 89.6 |  | 4000/4100K | 83 | 35000 | Continuously Dimmable |  | 2016-04-22
Shenzhen OKT Lighting Co., Ltd. | OKT Lighting | LED DownLight Retrofits | RC6-10W-XXH | ,,The XX denotes CCT where 27 identifies 2700K, 30 identifies 3000K, 35 identifies 3500K, 40 identifies 4000K, and 50 identifies 5000K. | Indoor | LED | Downlight Solid State Retrofit | 890 | 10 | 90.2 |  | 5000K | 84 | 35000 | Continuously Dimmable |  | 2016-04-22
Shenzhen OKT Lighting Co., Ltd. | OKT Lighting | LED DownLight Retrofits | RC6-16W-XXH | ,,"XX" denotes CCT, 27=2700K, 30=3000K, 35=3500K, 40=4000K, 50=5000K. | Indoor | LED | Downlight Solid State Retrofit | 1287 | 16 | 80.8 |  | 2700K | 92 | 40000 | Continuously Dimmable |  | 2016-05-02
Shenzhen OKT Lighting Co., Ltd. | OKT Lighting | LED DownLight Retrofits | RC6-16W-XXH | ,,"XX" denotes CCT, 27=2700K, 30=3000K, 35=3500K, 40=4000K, 50=5000K. | Indoor | LED | Downlight Solid State Retrofit | 1334 | 16 | 83.6 |  | 3000K | 93 | 40000 | Continuously Dimmable |  | 2016-05-02
Shenzhen OKT Lighting Co., Ltd. | OKT Lighting | LED DownLight Retrofits | RC6-16W-XXH | ,,"XX" denotes CCT, 27=2700K, 30=3000K, 35=3500K, 40=4000K, 50=5000K. | Indoor | LED | Downlight Solid State Retrofit | 1391 | 16 | 88.9 |  | 3500K | 91 | 40000 | Continuously Dimmable |  | 2016-05-02
Shenzhen OKT Lighting Co., Ltd. | OKT Lighting | LED DownLight Retrofits | RC6-16W-XXH | ,,"XX" denotes CCT, 27=2700K, 30=3000K, 35=3500K, 40=4000K, 50=5000K. | Indoor | LED | Downlight Solid State Retrofit | 1414 | 16 | 89 |  | 4000/4100K | 92 | 40000 | Continuously Dimmable |  | 2016-05-02
Shenzhen OKT Lighting Co., Ltd. | OKT Lighting | LED DownLight Retrofits | RC6-16W-XXH | ,,"XX" denotes CCT, 27=2700K, 30=3000K, 35=3500K, 40=4000K, 50=5000K. | Indoor | LED | Downlight Solid State Retrofit | 1562 | 16 | 98 |  | 5000K | 92 | 40000 | Continuously Dimmable |  | 2016-05-02
Shenzhen OKT Lighting Co., Ltd. | OKT Lighting | Recessed LED Down Light | RE4-9W-XXH | ,,â€œXXâ€ denotes CCT, such as 27 identifies â€œ2700Kâ€, 30 identifies â€œ3000Kâ€, 35 identifies â€œ3500Kâ€, 40 identifies â€œ4000Kâ€, and 50 identifies â€œ5000Kâ€. | Indoor | LED | Downlight Recessed | 652 | 9 | 69.9 |  | 2700K | 91 | 50000 | Continuously Dimmable |  | 2015-07-22
Shenzhen OKT Lighting Co., Ltd. | OKT Lighting | Recessed LED Down Light | RE4-9W-XXH | ,,â€œXXâ€ denotes CCT, such as 27 identifies â€œ2700Kâ€, 30 identifies â€œ3000Kâ€, 35 identifies â€œ3500Kâ€, 40 identifies â€œ4000Kâ€, and 50 identifies â€œ5000Kâ€. | Indoor | LED | Downlight Recessed | 673 | 9 | 76.5 |  | 3000K | 93 | 50000 | Continuously Dimmable |  | 2015-07-22
Shenzhen OKT Lighting Co., Ltd. | OKT Lighting | Recessed LED Down Light | RE4-9W-XXH | ,,â€œXXâ€ denotes CCT, such as 27 identifies â€œ2700Kâ€, 30 identifies â€œ3000Kâ€, 35 identifies â€œ3500Kâ€, 40 identifies â€œ4000Kâ€, and 50 identifies â€œ5000Kâ€. | Indoor | LED | Downlight Recessed | 681 | 9 | 76.9 |  | 3500K | 83 | 50000 | Continuously Dimmable |  | 2015-07-22
Shenzhen OKT Lighting Co., Ltd. | OKT Lighting | Recessed LED Down Light | RE4-9W-XXH | ,,â€œXXâ€ denotes CCT, such as 27 identifies â€œ2700Kâ€, 30 identifies â€œ3000Kâ€, 35 identifies â€œ3500Kâ€, 40 identifies â€œ4000Kâ€, and 50 identifies â€œ5000Kâ€. | Indoor | LED | Downlight Recessed | 691 | 9 | 77.8 |  | 4000/4100K | 83 | 50000 | Continuously Dimmable |  | 2015-07-22
Shenzhen OKT Lighting Co., Ltd. | OKT Lighting | Recessed LED Down Light | RE4-9W-XXH | ,,â€œXXâ€ denotes CCT, such as 27 identifies â€œ2700Kâ€, 30 identifies â€œ3000Kâ€, 35 identifies â€œ3500Kâ€, 40 identifies â€œ4000Kâ€, and 50 identifies â€œ5000Kâ€. | Indoor | LED | Downlight Recessed | 712 | 9 | 79.9 |  | 5000K | 85 | 50000 | Continuously Dimmable |  | 2015-07-22
Shenzhen OKT Lighting Co., Ltd. | OKT Lighting | LED DownLight Retrofits | RE6-10W-XFEE | ,,The X denotes CCT where 2 identifies 2700K, 3 identifies 3000K, S identifies 3500K, 4 identifies 4000K, 5 identifies 5000K | Indoor | LED | Downlight Solid State Retrofit | 870 | 10 | 88.1 |  | 2700K | 81 | 35000 | Continuously Dimmable |  | 2016-04-22
Shenzhen OKT Lighting Co., Ltd. | OKT Lighting | LED DownLight Retrofits | RE6-10W-XFEE | ,,The X denotes CCT where 2 identifies 2700K, 3 identifies 3000K, S identifies 3500K, 4 identifies 4000K, 5 identifies 5000K | Indoor | LED | Downlight Solid State Retrofit | 840 | 10 | 88.2 |  | 3000K | 81 | 35000 | Continuously Dimmable |  | 2016-04-22
Shenzhen OKT Lighting Co., Ltd. | OKT Lighting | LED DownLight Retrofits | RE6-10W-XFEE | ,,The X denotes CCT where 2 identifies 2700K, 3 identifies 3000K, S identifies 3500K, 4 identifies 4000K, 5 identifies 5000K | Indoor | LED | Downlight Solid State Retrofit | 870 | 10 | 88.7 |  | 3500K | 82 | 35000 | Continuously Dimmable |  | 2016-04-22
Shenzhen OKT Lighting Co., Ltd. | OKT Lighting | LED DownLight Retrofits | RE6-10W-XFEE | ,,The X denotes CCT where 2 identifies 2700K, 3 identifies 3000K, S identifies 3500K, 4 identifies 4000K, 5 identifies 5000K | Indoor | LED | Downlight Solid State Retrofit | 870 | 10 | 89.6 |  | 4000/4100K | 83 | 35000 | Continuously Dimmable |  | 2016-04-22
Shenzhen OKT Lighting Co., Ltd. | OKT Lighting | LED DownLight Retrofits | RE6-10W-XFEE | ,,The X denotes CCT where 2 identifies 2700K, 3 identifies 3000K, S identifies 3500K, 4 identifies 4000K, 5 identifies 5000K | Indoor | LED | Downlight Solid State Retrofit | 890 | 10 | 90.2 |  | 5000K | 84 | 35000 | Continuously Dimmable |  | 2016-04-22
Shenzhen OKT Lighting Co., Ltd. | OKT Lighting | Recessed LED Downlight | RO4-10W-XXH | ,,"XX" denotes CCT, 27 identifies 2700K, 30 identifies 3000K, 35 identifies 3500K, 40 identifies 4000K, and 50 identifies 5000K. | Indoor/Outdoor | LED | Downlight Recessed | 700 | 10 | 68.8 |  | 2700K | 91 | 35000 | Continuously Dimmable |  | 2016-01-28
Shenzhen OKT Lighting Co., Ltd. | OKT Lighting | Recessed LED Downlight | RO4-10W-XXH | ,,"XX" denotes CCT, 27 identifies 2700K, 30 identifies 3000K, 35 identifies 3500K, 40 identifies 4000K, and 50 identifies 5000K. | Indoor/Outdoor | LED | Downlight Recessed | 700 | 10 | 72 |  | 3000K,3500K | 92 | 35000 | Continuously Dimmable |  | 2016-01-28
Shenzhen OKT Lighting Co., Ltd. | OKT Lighting | Recessed LED Downlight | RO4-10W-XXH | ,,"XX" denotes CCT, 27 identifies 2700K, 30 identifies 3000K, 35 identifies 3500K, 40 identifies 4000K, and 50 identifies 5000K. | Indoor/Outdoor | LED | Downlight Recessed | 700 | 10 | 73.2 |  | 4000/4100K | 91 | 35000 | Continuously Dimmable |  | 2016-01-28
Shenzhen OKT Lighting Co., Ltd. | OKT Lighting | Recessed LED Downlight | RO4-10W-XXH | ,,"XX" denotes CCT, 27 identifies 2700K, 30 identifies 3000K, 35 identifies 3500K, 40 identifies 4000K, and 50 identifies 5000K. | Indoor/Outdoor | LED | Downlight Recessed | 700 | 10 | 74.6 |  | 5000K | 92 | 35000 | Continuously Dimmable |  | 2016-01-28
Shenzhen OKT Lighting Co., Ltd. | OKT Lighting | LED DownLight Retrofits | RO6-10W-XFEX | ,,The first X denotes CCT, 2 identifies 2700K, 3 identifies 3000K, S identifies 3500K, 4 identifes 4000K, 5 identifies 5000K. The second X denotes connector type where E=E26 base, G=GU10 base. | Indoor/Outdoor | LED | Downlight Solid State Retrofit | 912 | 10 | 92.1 |  | 2700K | 81 | 40000 | Continuously Dimmable |  | 2016-04-22
Shenzhen OKT Lighting Co., Ltd. | OKT Lighting | LED DownLight Retrofits | RO6-10W-XFEX | ,,The first X denotes CCT, 2 identifies 2700K, 3 identifies 3000K, S identifies 3500K, 4 identifes 4000K, 5 identifies 5000K. The second X denotes connector type where E=E26 base, G=GU10 base. | Indoor/Outdoor | LED | Downlight Solid State Retrofit | 899 | 10 | 89.9 |  | 3000K | 81 | 40000 | Continuously Dimmable |  | 2016-04-22
Shenzhen OKT Lighting Co., Ltd. | OKT Lighting | LED DownLight Retrofits | RO6-10W-XFEX | ,,The first X denotes CCT, 2 identifies 2700K, 3 identifies 3000K, S identifies 3500K, 4 identifes 4000K, 5 identifies 5000K. The second X denotes connector type where E=E26 base, G=GU10 base. | Indoor/Outdoor | LED | Downlight Solid State Retrofit | 908 | 10 | 93.8 |  | 3500K | 82 | 40000 | Continuously Dimmable |  | 2016-04-22
Shenzhen OKT Lighting Co., Ltd. | OKT Lighting | LED DownLight Retrofits | RO6-10W-XFEX | ,,The first X denotes CCT, 2 identifies 2700K, 3 identifies 3000K, S identifies 3500K, 4 identifes 4000K, 5 identifies 5000K. The second X denotes connector type where E=E26 base, G=GU10 base. | Indoor/Outdoor | LED | Downlight Solid State Retrofit | 937 | 10 | 95.1 |  | 4000/4100K | 83 | 40000 | Continuously Dimmable |  | 2016-04-22
Shenzhen OKT Lighting Co., Ltd. | OKT Lighting | LED DownLight Retrofits | RO6-10W-XFEX | ,,The first X denotes CCT, 2 identifies 2700K, 3 identifies 3000K, S identifies 3500K, 4 identifes 4000K, 5 identifies 5000K. The second X denotes connector type where E=E26 base, G=GU10 base. | Indoor/Outdoor | LED | Downlight Solid State Retrofit | 941 | 10 | 95.6 |  | 5000K | 84 | 40000 | Continuously Dimmable |  | 2016-04-22
Shenzhen OKT Lighting Co., Ltd. | OKT Lighting | Recessed LED Down Light | RS4-10W-XXX | ,,The first â€œXXâ€ denotes CCT, example: 27 identifies 2700K, 30 identifies 3000K, 35 identifies 3500K, 40 identifies 4000K, and 50 identifies 5000K. The last â€œXâ€ represents commercial use code which could be letters A to Z | Indoor | LED | Downlight Surface Mount | 796 | 10 | 83.3 |  | 2700K | 83 | 50000 | Continuously Dimmable |  | 2015-09-03
Shenzhen OKT Lighting Co., Ltd. | OKT Lighting | Recessed LED Down Light | RS4-10W-XXX | ,,The first â€œXXâ€ denotes CCT, example: 27 identifies 2700K, 30 identifies 3000K, 35 identifies 3500K, 40 identifies 4000K, and 50 identifies 5000K. The last â€œXâ€ represents commercial use code which could be letters A to Z | Indoor | LED | Downlight Surface Mount | 840 | 10 | 86.5 |  | 3000K | 84 | 50000 | Continuously Dimmable |  | 2015-09-03
Shenzhen OKT Lighting Co., Ltd. | OKT Lighting | Recessed LED Down Light | RS4-10W-XXX | ,,The first â€œXXâ€ denotes CCT, example: 27 identifies 2700K, 30 identifies 3000K, 35 identifies 3500K, 40 identifies 4000K, and 50 identifies 5000K. The last â€œXâ€ represents commercial use code which could be letters A to Z | Indoor | LED | Downlight Surface Mount | 860 | 10 | 88 |  | 3500K | 85 | 50000 | Continuously Dimmable |  | 2015-09-03
Shenzhen OKT Lighting Co., Ltd. | OKT Lighting | Recessed LED Down Light | RS4-10W-XXX | ,,The first â€œXXâ€ denotes CCT, example: 27 identifies 2700K, 30 identifies 3000K, 35 identifies 3500K, 40 identifies 4000K, and 50 identifies 5000K. The last â€œXâ€ represents commercial use code which could be letters A to Z | Indoor | LED | Downlight Surface Mount | 870 | 10 | 90.7 |  | 4000/4100K | 84 | 50000 | Continuously Dimmable |  | 2015-09-03
Shenzhen OKT Lighting Co., Ltd. | OKT Lighting | Recessed LED Down Light | RS4-10W-XXX | ,,The first â€œXXâ€ denotes CCT, example: 27 identifies 2700K, 30 identifies 3000K, 35 identifies 3500K, 40 identifies 4000K, and 50 identifies 5000K. The last â€œXâ€ represents commercial use code which could be letters A to Z | Indoor | LED | Downlight Surface Mount | 899 | 10 | 91.9 |  | 5000K | 85 | 50000 | Continuously Dimmable |  | 2015-09-03
Shenzhen OKT Lighting Co., Ltd. | OKT Lighting | LED DownLight Retrofits | C10-D54W-XXE | ,,"XX" denotes CCT where 30=3000K, 35=3500K, 40=4000K, and 50=5000K. | Indoor/Outdoor | LED | Downlight Solid State Retrofit | 4884 | 54 | 91.6 |  | 4000/4100K | 82 | 50000 | Continuously Dimmable |  | 2016-05-16
Shenzhen OKT Lighting Co., Ltd. | OKT Lighting | SSL Downlight Retrofits | C10-D40W-XXE | ,,XX denotes CCT where 30=3000K, 35=3500K, 40=4000K, 50=5000K | Indoor/Outdoor | LED | Downlight Solid State Retrofit | 2802 | 40 | 70.6 |  | 3000K | 83 | 35000 | Non-Dimmable | XX denotes CCT where 30=3000K, 35=3500K, 40=4000K, 50=5000K | 2016-07-28
Shenzhen OKT Lighting Co., Ltd. | OKT Lighting | SSL Downlight Retrofits | C10-D40W-XXE | ,,XX denotes CCT where 30=3000K, 35=3500K, 40=4000K, 50=5000K | Indoor/Outdoor | LED | Downlight Solid State Retrofit | 2802 | 40 | 70.6 |  | 3500K | 83 | 35000 | Non-Dimmable | XX denotes CCT where 30=3000K, 35=3500K, 40=4000K, 50=5000K | 2016-07-28
Shenzhen OKT Lighting Co., Ltd. | OKT Lighting | SSL Downlight Retrofits | C10-D40W-XXE | ,,XX denotes CCT where 30=3000K, 35=3500K, 40=4000K, 50=5000K | Indoor/Outdoor | LED | Downlight Solid State Retrofit | 2802 | 40 | 70.6 |  | 4000/4100K | 83 | 35000 | Non-Dimmable | XX denotes CCT where 30=3000K, 35=3500K, 40=4000K, 50=5000K | 2016-07-28
Shenzhen OKT Lighting Co., Ltd. | OKT Lighting | SSL Downlight Retrofits | C10-D40W-XXE | ,,XX denotes CCT where 30=3000K, 35=3500K, 40=4000K, 50=5000K | Indoor/Outdoor | LED | Downlight Solid State Retrofit | 2802 | 40 | 70.6 |  | 5000K | 83 | 35000 | Non-Dimmable | XX denotes CCT where 30=3000K, 35=3500K, 40=4000K, 50=5000K | 2016-07-28
Shenzhen OKT Lighting Co., Ltd. | OKT Lighting | LED DownLight Retrofits | C10-D54W-XXE | ,,"XX" denotes CCT where 30=3000K, 35=3500K, 40=4000K, and 50=5000K. | Indoor/Outdoor | LED | Downlight Solid State Retrofit | 4627 | 54 | 87.7 |  | 3000K,3500K | 82 | 50000 | Continuously Dimmable |  | 2016-05-16
Shenzhen OKT Lighting Co., Ltd. | OKT Lighting | LED DownLight Retrofits | C10-D54W-XXE | ,,"XX" denotes CCT where 30=3000K, 35=3500K, 40=4000K, and 50=5000K. | Indoor/Outdoor | LED | Downlight Solid State Retrofit | 4884 | 54 | 91.6 |  | 4000/4100K | 82 | 50000 | Continuously Dimmable |  | 2016-05-16
Shenzhen OKT Lighting Co., Ltd. | OKT Lighting | LED DownLight Retrofits | C10-D54W-XXE | ,,"XX" denotes CCT where 30=3000K, 35=3500K, 40=4000K, and 50=5000K. | Indoor/Outdoor | LED | Downlight Solid State Retrofit | 5064 | 54 | 94.2 |  | 5000K | 83 | 50000 | Continuously Dimmable |  | 2016-05-16
Shenzhen OKT Lighting Co., Ltd. | OKT Lighting | LED DownLight Retrofits | C10-D54W-XXE | ,,"XX" denotes CCT where 30=3000K, 35=3500K, 40=4000K, and 50=5000K. | Indoor/Outdoor | LED | Downlight Solid State Retrofit | 4627 | 54 | 87.7 |  | 3000K,3500K | 82 | 50000 | Continuously Dimmable |  | 2016-05-16
Shenzhen OKT Lighting Co., Ltd. | OKT Lighting | LED DownLight Retrofits | C10-D54W-XXE | ,,"XX" denotes CCT where 30=3000K, 35=3500K, 40=4000K, and 50=5000K. | Indoor/Outdoor | LED | Downlight Solid State Retrofit | 5064 | 54 | 94.2 |  | 5000K | 83 | 50000 | Continuously Dimmable |  | 2016-05-16
Shenzhen OKT Lighting Co., Ltd. | OKT Lighting | SSL Downlight Retrofit | C4-D27W-XXE | ,,(XX denotes CCT where 30 identifies 3000K, 35 identifies 3500K, 40 identifies 4000K, and 50 identifies 5000K.) | Indoor | LED | Downlight Solid State Retrofit | 1886 | 27.5 | 69.7 |  | 3000K,3500K | 82 | 50000 | Non-Dimmable |  | 2016-07-14
Shenzhen OKT Lighting Co., Ltd. | OKT Lighting | SSL Downlight Retrofit | C4-D27W-XXE | ,,(XX denotes CCT where 30 identifies 3000K, 35 identifies 3500K, 40 identifies 4000K, and 50 identifies 5000K.) | Indoor | LED | Downlight Solid State Retrofit | 1905 | 27.5 | 69.5 |  | 4000/4100K | 83 | 50000 | Non-Dimmable |  | 2016-07-14
Shenzhen OKT Lighting Co., Ltd. | OKT Lighting | SSL Downlight Retrofit | C4-D27W-XXE | ,,(XX denotes CCT where 30 identifies 3000K, 35 identifies 3500K, 40 identifies 4000K, and 50 identifies 5000K.) | Indoor | LED | Downlight Solid State Retrofit | 1863 | 27.5 | 70.3 |  | 5000K | 82 | 50000 | Non-Dimmable |  | 2016-07-14
Shenzhen OKT Lighting Co., Ltd. | OKT Lighting | SSL Downlight Retrofit | C4-D27W-XXE | ,,(XX denotes CCT where 30 identifies 3000K, 35 identifies 3500K, 40 identifies 4000K, and 50 identifies 5000K.) | Indoor | LED | Downlight Solid State Retrofit | 1886 | 27.5 | 69.7 |  | 3000K,3500K | 82 | 50000 | Non-Dimmable |  | 2016-07-14
Shenzhen OKT Lighting Co., Ltd. | OKT Lighting | SSL Downlight Retrofit | C4-D27W-XXE | ,,(XX denotes CCT where 30 identifies 3000K, 35 identifies 3500K, 40 identifies 4000K, and 50 identifies 5000K.) | Indoor | LED | Downlight Solid State Retrofit | 1905 | 27.5 | 69.5 |  | 4000/4100K | 83 | 50000 | Non-Dimmable |  | 2016-07-14
Shenzhen OKT Lighting Co., Ltd. | OKT Lighting | SSL Downlight Retrofit | C4-D27W-XXE | ,,(XX denotes CCT where 30 identifies 3000K, 35 identifies 3500K, 40 identifies 4000K, and 50 identifies 5000K.) | Indoor | LED | Downlight Solid State Retrofit | 1863 | 27.5 | 70.3 |  | 5000K | 82 | 50000 | Non-Dimmable |  | 2016-07-14
Shenzhen OKT Lighting Co., Ltd. | OKT Lighting | LED Downlight Retrofit | C6-18W-XXE-277 | ,,Where XX denotes CCT and 30 identifies 3000K, 35 identifies 3500K, 40 identifies 4000K, and 50 identifies 5000K. | Indoor | LED | Downlight Solid State Retrofit | 1628 | 18 | 92.7 |  | 3000K | 81 | 35000 | Non-Dimmable,Connected |  | 2016-07-13
Shenzhen OKT Lighting Co., Ltd. | OKT Lighting | LED Downlight Retrofit | C6-18W-XXE-277 | ,,Where XX denotes CCT and 30 identifies 3000K, 35 identifies 3500K, 40 identifies 4000K, and 50 identifies 5000K. | Indoor | LED | Downlight Solid State Retrofit | 1628 | 18 | 92.7 |  | 3500K | 81 | 35000 | Non-Dimmable,Connected |  | 2016-07-13
Shenzhen OKT Lighting Co., Ltd. | OKT Lighting | LED Downlight Retrofit | C6-18W-XXE-277 | ,,Where XX denotes CCT and 30 identifies 3000K, 35 identifies 3500K, 40 identifies 4000K, and 50 identifies 5000K. | Indoor | LED | Downlight Solid State Retrofit | 1863 | 18 | 105.7 |  | 4000/4100K | 81 | 35000 | Non-Dimmable,Connected |  | 2016-07-13
Shenzhen OKT Lighting Co., Ltd. | OKT Lighting | LED Downlight Retrofit | C6-18W-XXE-277 | ,,Where XX denotes CCT and 30 identifies 3000K, 35 identifies 3500K, 40 identifies 4000K, and 50 identifies 5000K. | Indoor | LED | Downlight Solid State Retrofit | 1863 | 18 | 105.7 |  | 5000K | 81 | 35000 | Non-Dimmable,Connected |  | 2016-07-13
Shenzhen OKT Lighting Co., Ltd. | OKT Lighting | LED Downlight Retrofit | C6-18W-XXE-277 | ,,Where XX denotes CCT and 30 identifies 3000K, 35 identifies 3500K, 40 identifies 4000K, and 50 identifies 5000K. | Indoor | LED | Downlight Solid State Retrofit | 1628 | 18 | 92.7 |  | 3000K | 81 | 35000 | Non-Dimmable,Connected |  | 2016-07-13
Shenzhen OKT Lighting Co., Ltd. | OKT Lighting | LED Downlight Retrofit | C6-18W-XXE-277 | ,,Where XX denotes CCT and 30 identifies 3000K, 35 identifies 3500K, 40 identifies 4000K, and 50 identifies 5000K. | Indoor | LED | Downlight Solid State Retrofit | 1628 | 18 | 92.7 |  | 3500K | 81 | 35000 | Non-Dimmable,Connected |  | 2016-07-13
Shenzhen OKT Lighting Co., Ltd. | OKT Lighting | LED Downlight Retrofit | C6-18W-XXE-277 | ,,Where XX denotes CCT and 30 identifies 3000K, 35 identifies 3500K, 40 identifies 4000K, and 50 identifies 5000K. | Indoor | LED | Downlight Solid State Retrofit | 1863 | 18 | 105.7 |  | 4000/4100K | 81 | 35000 | Non-Dimmable,Connected |  | 2016-07-13
Shenzhen OKT Lighting Co., Ltd. | OKT Lighting | LED Downlight Retrofit | C6-18W-XXE-277 | ,,Where XX denotes CCT and 30 identifies 3000K, 35 identifies 3500K, 40 identifies 4000K, and 50 identifies 5000K. | Indoor | LED | Downlight Solid State Retrofit | 1863 | 18 | 105.7 |  | 5000K | 81 | 35000 | Non-Dimmable,Connected |  | 2016-07-13
Shenzhen OKT Lighting Co., Ltd. | OKT Lighting | Recessed LED Downlight | C6-D18W-XC | ,,The "X" denotes CCT, 3 identifies 3000K, S identifies 3500K, 4 identifies 4000K, and 5 identifies 5000K. | Indoor | LED | Downlight Recessed | 1440 | 18 | 82.1 |  | 3000K,3500K | 81 | 35000 | Continuously Dimmable |  | 2016-01-28
Shenzhen OKT Lighting Co., Ltd. | OKT Lighting | Recessed LED Downlight | C6-D18W-XC | ,,The "X" denotes CCT, 3 identifies 3000K, S identifies 3500K, 4 identifies 4000K, and 5 identifies 5000K. | Indoor | LED | Downlight Recessed | 1440 | 18 | 83.8 |  | 4000/4100K | 82 | 35000 | Continuously Dimmable |  | 2016-01-28
Shenzhen OKT Lighting Co., Ltd. | OKT Lighting | Recessed LED Downlight | C6-D18W-XC | ,,The "X" denotes CCT, 3 identifies 3000K, S identifies 3500K, 4 identifies 4000K, and 5 identifies 5000K. | Indoor | LED | Downlight Recessed | 1440 | 18 | 83.8 |  | 5000K | 82 | 35000 | Continuously Dimmable |  | 2016-01-28
Shenzhen OKT Lighting Co., Ltd. | OKT Lighting | SSL Downlight Retrofit | C6-D27W-XC | ,,"X" denotes CCT where 3=3000K, S=3500K, 4=4000K, and 5=5000K. | Indoor | LED | Downlight Solid State Retrofit | 2224 | 27 | 80.8 |  | 3000K,3500K | 80 | 35000 | Continuously Dimmable |  | 2016-05-16
Shenzhen OKT Lighting Co., Ltd. | OKT Lighting | SSL Downlight Retrofit | C6-D27W-XC | ,,"X" denotes CCT where 3=3000K, S=3500K, 4=4000K, and 5=5000K. | Indoor | LED | Downlight Solid State Retrofit | 2339 | 27 | 83.3 |  | 4000/4100K | 81 | 35000 | Continuously Dimmable |  | 2016-05-16
Shenzhen OKT Lighting Co., Ltd. | OKT Lighting | SSL Downlight Retrofit | C6-D27W-XC | ,,"X" denotes CCT where 3=3000K, S=3500K, 4=4000K, and 5=5000K. | Indoor | LED | Downlight Solid State Retrofit | 2412 | 27 | 87.4 |  | 5000K | 82 | 35000 | Continuously Dimmable |  | 2016-05-16
Shenzhen OKT Lighting Co., Ltd. | OKT Lighting | SSL Downlight Retrofit | C6-D27W-XC | ,,"X" denotes CCT where 3=3000K, S=3500K, 4=4000K, and 5=5000K. | Indoor | LED | Downlight Solid State Retrofit | 2224 | 27 | 80.8 |  | 3000K,3500K | 80 | 35000 | Continuously Dimmable |  | 2016-05-16
Shenzhen OKT Lighting Co., Ltd. | OKT Lighting | SSL Downlight Retrofit | C6-D27W-XC | ,,"X" denotes CCT where 3=3000K, S=3500K, 4=4000K, and 5=5000K. | Indoor | LED | Downlight Solid State Retrofit | 2339 | 27 | 83.3 |  | 4000/4100K | 81 | 35000 | Continuously Dimmable |  | 2016-05-16
Shenzhen OKT Lighting Co., Ltd. | OKT Lighting | SSL Downlight Retrofit | C6-D27W-XC | ,,"X" denotes CCT where 3=3000K, S=3500K, 4=4000K, and 5=5000K. | Indoor | LED | Downlight Solid State Retrofit | 2412 | 27 | 87.4 |  | 5000K | 82 | 35000 | Continuously Dimmable |  | 2016-05-16
Shenzhen OKT Lighting Co., Ltd. | OKT Lighting | SSL Downlight Retrofit | C8-D18W-XC | ,,"X" denotes CCT where 3=3000K, S=3500K, 4=4000K, and 5=5000K. | Indoor | LED | Downlight Solid State Retrofit | 1435 | 18 | 80 |  | 3000K,3500K | 82 | 35000 | Continuously Dimmable |  | 2016-05-17
Shenzhen OKT Lighting Co., Ltd. | OKT Lighting | SSL Downlight Retrofit | C8-D18W-XC | ,,"X" denotes CCT where 3=3000K, S=3500K, 4=4000K, and 5=5000K. | Indoor | LED | Downlight Solid State Retrofit | 1457 | 18 | 81.7 |  | 4000/4100K | 82 | 35000 | Continuously Dimmable |  | 2016-05-17
SHENZHEN PHOETAH OPTOELECTRONIC LIGHTING CO LTD | PHOETAH | Downlight Retrofit | DD-6D-12-XX 2835 |  | Indoor/Outdoor | LED | Downlight Solid State Retrofit | 880 | 12 | 79.7 |  | 3000K | 92 | 50000 | Continuously Dimmable,Outdoor Rated | â€œXXâ€ could be â€œ30â€, â€œ35â€, â€œ40â€, â€œ50â€ denotes CCT 3000K, 3500K, 4000K, 5000K. | 2016-02-02
Shenzhen Snowball Lighting Limited | Snowball | LED Round Panel Light | SB-R4â€-8W/CW |  | Indoor | LED | Downlight Recessed | 585 | 8 | 76.1 |  | 5000K | 81 | 25000 | Non-Dimmable |  | 2015-12-22
Shenzhen Snowball Lighting Limited | Snowball | LED Round Panel Light | SB-R4â€-8W/NW |  | Indoor | LED | Downlight Recessed | 565 | 8 | 76.1 |  | 4000/4100K | 81 | 25000 | Non-Dimmable |  | 2015-12-22
Shenzhen Snowball Lighting Limited | Snowball | LED Round Panel Light | SB-R4â€-8W/SNW |  | Indoor | LED | Downlight Recessed | 565 | 8 | 76.1 |  | 3500K | 81 | 25000 | Non-Dimmable |  | 2015-12-22
Shenzhen Snowball Lighting Limited | Snowball | LED Round Panel Light | SB-R4â€-8W/SWW |  | Indoor | LED | Downlight Recessed | 565 | 8 | 76.1 |  | 2700K | 81 | 25000 | Non-Dimmable |  | 2015-12-22
Shenzhen Snowball Lighting Limited | Snowball | LED Round Panel Light | SB-R4â€-8W/WW |  | Indoor | LED | Downlight Recessed | 565 | 8 | 76.1 |  | 3000K | 81 | 25000 | Non-Dimmable |  | 2015-12-22
Shenzhen Snowball Lighting Limited | Snowball | LED Round Panel Light | SB-R6â€-12W/CW |  | Indoor | LED | Downlight Recessed | 990 | 12 | 78.3 |  | 5000K | 82 | 25000 | Non-Dimmable |  | 2015-12-22
Shenzhen Snowball Lighting Limited | Snowball | LED Round Panel Light | SB-R6â€-12W/NW |  | Indoor | LED | Downlight Recessed | 865 | 12 | 78.3 |  | 4000/4100K | 82 | 25000 | Non-Dimmable |  | 2015-12-22
Shenzhen Snowball Lighting Limited | Snowball | LED Round Panel Light | SB-R6â€-12W/SNW |  | Indoor | LED | Downlight Recessed | 865 | 12 | 78.3 |  | 3500K | 82 | 25000 | Non-Dimmable |  | 2015-12-22
Shenzhen Snowball Lighting Limited | Snowball | LED Round Panel Light | SB-R6â€-12W/SWW |  | Indoor | LED | Downlight Recessed | 865 | 12 | 78.3 |  | 2700K | 82 | 25000 | Non-Dimmable |  | 2015-12-22
Shenzhen Snowball Lighting Limited | Snowball | LED Round Panel Light | SB-R6â€-12W/WW |  | Indoor | LED | Downlight Recessed | 865 | 12 | 78.3 |  | 3000K | 82 | 25000 | Non-Dimmable |  | 2015-12-22
Shenzhen Snowball Lighting Limited | Snowball | LED Round Panel Light | SB-R8â€-15W/CW |  | Indoor | LED | Downlight Recessed | 1360 | 15 | 83.7 |  | 5000K | 82 | 25000 | Non-Dimmable |  | 2015-12-22
Shenzhen Snowball Lighting Limited | Snowball | LED Round Panel Light | SB-R8â€-15W/NW |  | Indoor | LED | Downlight Recessed | 1195 | 15 | 83.7 |  | 4000/4100K | 82 | 25000 | Non-Dimmable |  | 2015-12-22
Shenzhen Snowball Lighting Limited | Snowball | LED Round Panel Light | SB-R8â€-15W/SNW |  | Indoor | LED | Downlight Recessed | 1195 | 15 | 83.7 |  | 3500K | 82 | 25000 | Non-Dimmable |  | 2015-12-22
Shenzhen Snowball Lighting Limited | Snowball | LED Round Panel Light | SB-R8â€-15W/SWW |  | Indoor | LED | Downlight Recessed | 1195 | 15 | 83.7 |  | 2700K | 82 | 25000 | Non-Dimmable |  | 2015-12-22
Shenzhen Snowball Lighting Limited | Snowball | LED Round Panel Light | SB-R8â€-15W/WW |  | Indoor | LED | Downlight Recessed | 1195 | 15 | 83.7 |  | 3000K | 82 | 25000 | Non-Dimmable |  | 2015-12-22
Shenzhen WT Lighting Co., Limited | WT LIGHTING | LED DOWNLIGHT | RP-4-10W(2700K) |  | Indoor | LED | Downlight Recessed | 650 | 10 | 68.3 |  | 2700K | 82 | 35000 | Continuously Dimmable |  | 2016-07-08
Shenzhen WT Lighting Co., Limited | WT LIGHTING | LED DOWNLIGHT | RP-4-10W(3000K) |  | Indoor | LED | Downlight Recessed | 650 | 10 | 70.9 |  | 3000K | 83 | 35000 | Continuously Dimmable |  | 2016-07-08
Shenzhen WT Lighting Co., Limited | WT LIGHTING | LED DOWNLIGHT | RP-4-10W(4000K) |  | Indoor | LED | Downlight Recessed | 650 | 10 | 73.4 |  | 4000/4100K | 82 | 35000 | Continuously Dimmable |  | 2016-07-08
Shenzhen WT Lighting Co., Limited | WT LIGHTING | LED DOWNLIGHT | RP-4-10W(5000K) |  | Indoor | LED | Downlight Recessed | 700 | 10 | 74.8 |  | 5000K | 81 | 35000 | Continuously Dimmable |  | 2016-07-08
Shenzhen WT Lighting Co., Limited | WT LIGHTING | LED DOWNLIGHT | RP-6-15W(2700K) |  | Indoor | LED | Downlight Recessed | 1100 | 15 | 75.3 |  | 2700K | 82 | 35000 | Continuously Dimmable |  | 2016-07-08
Shenzhen WT Lighting Co., Limited | WT LIGHTING | LED DOWNLIGHT | RP-6-15W(3000K) |  | Indoor | LED | Downlight Recessed | 1100 | 15 | 77.4 |  | 3000K | 84 | 35000 | Continuously Dimmable |  | 2016-07-08
Shenzhen WT Lighting Co., Limited | WT LIGHTING | LED DOWNLIGHT | RP-6-15W(4000K) |  | Indoor | LED | Downlight Recessed | 1200 | 15 | 82.2 |  | 4000/4100K | 82 | 35000 | Continuously Dimmable |  | 2016-07-08
Shenzhen WT Lighting Co., Limited | WT LIGHTING | LED DOWNLIGHT | RP-6-15W(5000K) |  | Indoor | LED | Downlight Recessed | 1200 | 15 | 81.3 |  | 5000K | 81 | 35000 | Continuously Dimmable |  | 2016-07-08
Shenzhen Youxinguang Technology Co., Ltd | YXG | LED Retrofit Kit | UE-D10308W2703 | ,UE-D10308W3003,CCT: 3000K; ,UE-D10308W4003,CCT: 4000K; ,UE-D10308W5003,CCT: 5000K | Indoor | LED | Downlight Solid State Retrofit | 520 | 8 | 66.8 |  | 2700K | 97 | 50000 | Continuously Dimmable |  | 2016-05-09
Shenzhen Youxinguang Technology Co., Ltd | YXG | LED Retrofit Kit | UE-D19012W2703 | ,UE-D19012W3003,CCT: 3000K; ,UE-D19012W4003,CCT: 4000K; ,UE-D19012W5003,CCT: 5000K | Indoor | LED | Downlight Solid State Retrofit | 920 | 12 | 77.5 |  | 2700K | 96 | 50000 | Continuously Dimmable |  | 2016-05-09
Signcomplex Limited | Signcomplex Limited | SSL downlight retrofits | CPR4-009-AL-XXK | ,,(Where â€œXXâ€œ denotes CCT and could be 27, 30, 40,50, 27 indentifies 2700, 30 identifies 3000, 40 identifies 4000, 50 identifies 5000) | Indoor | LED | Downlight Solid State Retrofit | 650 | 8.9 | 73.6 |  | 2700K,4000/4100K,3000K,5000K | 83 | 50000 | Continuously Dimmable | Where â€œXXâ€œ denotes CCT and could be 27, 30, 40,50, 27 indentifies 2700, 30 identifies 3000, 40 identifies 4000, 50 identifies 5000 | 2015-10-22
Signcomplex Limited | Signcomplex Limited | SSL downlight retrofits | CPR6-013-AL-XXK | ,,(Where â€œXXâ€œ denotes CCT and could be 27, 30, 40,50, 27 indentifies 2700, 30 identifies 3000, 40 identifies 4000, 50 identifies 5000) | Indoor | LED | Downlight Solid State Retrofit | 1050 | 13 | 83.5 |  | 2700K,4000/4100K,3000K,5000K | 83 | 50000 | Continuously Dimmable | Where â€œXXâ€œ denotes CCT and could be 27, 30, 40,50, 27 indentifies 2700, 30 identifies 3000, 40 identifies 4000, 50 identifies 5000 | 2015-10-22
Silescent Lighting Corporation | Silescent | F05xcccHN3kkttt08w | F05xcccHN3kkttt08w | ,F06xcccHN3kkttt08w,; ,F08xcccHN3kkttt08w, | Indoor/Outdoor | LED | Downlight Recessed | 465 | 7.7 | 60.2 |  | 2700K | 81 | 72000 | Non-Dimmable | F: Recessed Downlight (LED is recessed inside of housing)05, 06, 08: Fixture Diameter in inchesx: Style (1=Round/Flat [all], 2=Round/Dish [all], 3=Square/Flat [all], 4=Square/Bevel [all], 5=Round/Step [8in only], 6=Square/Step [8in only], 7=Octogonal/Step [8in only])ccc: Finish/Color (C01=PC-White, C08=PC-Black)HN3: Non-Dimmable Driverkk: Color Temperature (27=2700K, 30=3000K, 35=3500K, 40=4000K, 50=5000K)ttt: Optics (F20=70Âº Cutoff, F30=60Âº Cutoff, F45=45Âº Cutoff, FD3=Flush Diffuser)08W: Rated Input Power of 8 WattsPERFORMANCE DATA SHOWN ON THIS REPORT REFLECTS WORSE CASE CONFIGURATIONS | 2016-02-10
Silescent Lighting Corporation | Silescent | F05xcccHN3kkttt10w | F05xcccHN3kkttt10w | ,F06xcccHN3kkttt10w,; ,F08xcccHN3kkttt10w, | Indoor/Outdoor | LED | Downlight Recessed | 678 | 9.8 | 69 |  | 2700K | 81 | 72000 | Non-Dimmable | F: Recessed Downlight (LED is recessed inside of housing)05, 06, 08: Fixture Diameter in inchesx: Style (1=Round/Flat [all], 2=Round/Dish [all], 3=Square/Flat [all], 4=Square/Bevel [all], 5=Round/Step [8in only], 6=Square/Step [8in only], 7=Octogonal/Step [8in only])ccc: Finish/Color (C01=PC-White, C08=PC-Black)HN3: Non-Dimmable Driverkk: Color Temperature (27=2700K, 30=3000K, 35=3500K, 40=4000K, 50=5000K)ttt: Optics (F20=70Âº Cutoff, F30=60Âº Cutoff, F45=45Âº Cutoff, FD3=Flush Diffuser)10W: Rated Input Power of 10 WattsPERFORMANCE DATA SHOWN ON THIS REPORT REFLECTS WORSE CASE CONFIGURATIONS | 2016-03-01
Silescent Lighting Corporation | Silescent | F05xcccLP3kkttt08w | F05xcccLP3kkttt08w | ,F06xcccLP3kkttt08w,; ,F08xcccLP3kkttt08w, | Indoor/Outdoor | LED | Downlight Recessed | 465 | 7.7 | 60.2 |  | 2700K | 81 | 72000 | Continuously Dimmable | F: Recessed Downlight (LED is recessed inside of housing)05, 06, 08: Fixture Diameter in inchesx: Style (1=Round/Flat [all], 2=Round/Dish [all], 3=Square/Flat [all], 4=Square/Bevel [all], 5=Round/Step [8in only], 6=Square/Step [8in only], 7=Octogonal/Step [8in only])ccc: Finish/Color (C01=PC-White, C08=PC-Black)LP3: Dimmable Driverkk: Color Temperature (27=2700K, 30=3000K, 35=3500K, 40=4000K, 50=5000K)ttt: Optics (F20=70Âº Cutoff, F30=60Âº Cutoff, F45=45Âº Cutoff, FD3=Flush Diffuser)08W: Rated Input Power of 8 WattsPERFORMANCE DATA SHOWN ON THIS REPORT REFLECTS WORSE CASE CONFIGURATIONS | 2016-01-21
Silescent Lighting Corporation | Silescent | F05xcccLP3kkttt10w | F05xcccLP3kkttt10w | ,F06xcccLP3kkttt10w,; ,F08xcccLP3kkttt10w, | Indoor/Outdoor | LED | Downlight Recessed | 678 | 9.8 | 69 |  | 2700K | 81 | 72000 | Continuously Dimmable | F: Recessed Downlight (LED is recessed inside of housing)05, 06, 08: Fixture Diameter in inchesx: Style (1=Round/Flat [all], 2=Round/Dish [all], 3=Square/Flat [all], 4=Square/Bevel [all], 5=Round/Step [8in only], 6=Square/Step [8in only], 7=Octogonal/Step [8in only])ccc: Finish/Color (C01=PC-White, C08=PC-Black)LP3: Dimmable Driverkk: Color Temperature (27=2700K, 30=3000K, 35=3500K, 40=4000K, 50=5000K)ttt: Optics (F20=70Âº Cutoff, F30=60Âº Cutoff, F45=45Âº Cutoff, FD3=Flush Diffuser)10W: Rated Input Power of 10 WattsPERFORMANCE DATA SHOWN ON THIS REPORT REFLECTS WORSE CASE CONFIGURATIONS | 2016-01-21
Silescent Lighting Corporation | Silescent | F06xcccHN3kkttt15w | F06xcccHN3kkttt15w | ,F08xcccHN3kkttt15w, | Indoor/Outdoor | LED | Downlight Recessed | 1014 | 14.4 | 70.5 |  | 2700K | 82 | 72000 | Non-Dimmable | F: Recessed Downlight (LED is recessed inside of housing)06, 08: Fixture Diameter in inchesx: Style (1=Round/Flat [all], 2=Round/Dish [all], 3=Square/Flat [all], 4=Square/Bevel [all], 5=Round/Step [8in only], 6=Square/Step [8in only], 7=Octogonal/Step [8in only])ccc: Finish/Color (C01=PC-White, C08=PC-Black)HN3: Non-Dimmable Driverkk: Color Temperature (27=2700K, 30=3000K, 35=3500K, 40=4000K, 50=5000K)ttt: Optics (F20=70Âº Cutoff, F30=60Âº Cutoff, F45=45Âº Cutoff, FD3=Flush Diffuser)15W: Rated Input Power of 15 WattsPERFORMANCE DATA SHOWN ON THIS REPORT REFLECTS WORSE CASE CONFIGURATIONS | 2016-02-10
Silescent Lighting Corporation | Silescent | F06xcccLP3kkttt15w | F06xcccLP3kkttt15w | ,F08xcccLP3kkttt15w, | Indoor/Outdoor | LED | Downlight Recessed | 1014 | 14.4 | 70.5 |  | 2700K | 82 | 72000 | Continuously Dimmable | F: Recessed Downlight (LED is recessed inside of housing)06, 08: Fixture Diameter in inchesx: Style (1=Round/Flat [all], 2=Round/Dish [all], 3=Square/Flat [all], 4=Square/Bevel [all], 5=Round/Step [8in only], 6=Square/Step [8in only], 7=Octogonal/Step [8in only])ccc: Finish/Color (C01=PC-White, C08=PC-Black)LP3: Dimmable Driverkk: Color Temperature (27=2700K, 30=3000K, 35=3500K, 40=4000K, 50=5000K)ttt: Optics (F20=70Âº Cutoff, F30=60Âº Cutoff, F45=45Âº Cutoff, FD3=Flush Diffuser)15W: Rated Input Power of 15 WattsPERFORMANCE DATA SHOWN ON THIS REPORT REFLECTS WORSE CASE CONFIGURATIONS | 2016-02-05
Silescent Lighting Corporation | Silescent | F08xcccHN3kkttt20w | F08xcccHN3kkttt20w |  | Indoor/Outdoor | LED | Downlight Recessed | 1662 | 19.4 | 85.6 |  | 2700K | 80 | 72000 | Non-Dimmable | F: Recessed Downlight (LED is recessed inside of housing)08: Fixture Diameter in inchesx: Style (1=Round/Flat, 2=Round/Dish, 3=Square/Flat, 4=Square/Bevel, 5=Round/Step, 6=Square/Step, 7=Octogonal/Step)ccc: Finish/Color (C01=PC-White, C08=PC-Black)HN3: Non-Dimmable Driverkk: Color Temperature (27=2700K, 30=3000K, 35=3500K, 40=4000K, 50=5000K)ttt: Optics (F20=70Âº Cutoff, F30=60Âº Cutoff, F45=45Âº Cutoff, FD3=Flush Diffuser)20W Rated Input Power of 20 WattsPERFORMANCE DATA SHOWN ON THIS REPORT REFLECTS WORSE CASE CONFIGURATIONS | 2016-02-10
Silescent Lighting Corporation | Silescent | F08xcccLP3kkttt20w | F08xcccLP3kkttt20w |  | Indoor/Outdoor | LED | Downlight Recessed | 1662 | 19.4 | 85.6 |  | 2700K | 80 | 72000 | Continuously Dimmable | F: Recessed Downlight (LED is recessed inside of housing)08: Fixture Diameter in inchesx: Style (1=Round/Flat, 2=Round/Dish, 3=Square/Flat, 4=Square/Bevel, 5=Round/Step, 6=Square/Step, 7=Octogonal/Stepccc: Finish/Color (C01=PC-White, C08=PC-Black)LP3: Dimmable Driverkk: Color Temperature (27=2700K, 30=3000K, 35=3500K, 40=4000K, 50=5000K)ttt: Optics (F20=70Âº Cutoff, F30=60Âº Cutoff, F45=45Âº Cutoff, FD3=Flush Diffuser)20W: Rated Input Power of 20 WattsPERFORMANCE DATA SHOWN ON THIS REPORT REFLECTS WORSE CASE CONFIGURATIONS | 2016-01-21
Silescent Lighting Corporation | Silescent | S05xcccHN3kkttt08w | S05xcccHN3kkttt08w | ,S06xcccHN3kkttt08w,; ,S08xcccHN3kkttt08w,; ,S10xcccHN3kkttt08w,; ,S12xcccHN3kkttt08w, | Indoor/Outdoor | LED | Downlight Surface Mount | 465 | 7.7 | 60.2 |  | 2700K | 81 | 72000 | Non-Dimmable | S: Surface Downlight (LED is flush against housing)05, 06, 08, 10, 12: Fixture Diameter in inchesx: Style (1=Round/Flat [all], 2=Round/Dish [5/6/8in only], 3=Square/Flat [all], 4=Square/Bevel [5/6/8in only], 5=Round/Step [8in only], 6=Square/Step [8in only], 7=Octogonal/Step [8in only])ccc: Finish/Color (C01=PC-White, C08=PC-Black)HN3: Non-Dimmable Driverkk: Color Temperature (27=2700K, 30=3000K, 35=3500K, 40=4000K, 50=5000K)ttt: Optics (SD1=Donut, SD2=Solid, SD3=Double Diffuser, VBD=Bezel Diffuser)08W: Rated Input Power of 8 Watts | 2015-12-28
Silescent Lighting Corporation | Silescent | S05xcccHN3kkttt10w | S05xcccHN3kkttt10w | ,S06xcccHN3kkttt10w,; ,S08xcccHN3kkttt10w,; ,S10xcccHN3kkttt10w,; ,S12xcccHN3kkttt10w, | Indoor/Outdoor | LED | Downlight Surface Mount | 678 | 9.8 | 69 |  | 2700K | 81 | 72000 | Non-Dimmable | S: Surface Downlight (LED is flush against housing)05, 06, 08, 10, 12: Fixture Diameter in inchesx: Style (1=Round/Flat [all], 2=Round/Dish [5/6/8in only], 3=Square/Flat [all], 4=Square/Bevel [5/6/8in only], 5=Round/Step [8in only], 6=Square/Step [8in only], 7=Octogonal/Step [8in only])ccc: Finish/Color (C01=PC-White, C08=PC-Black)HN3: Non-Dimmable Driverkk: Color Temperature (27=2700K, 30=3000K, 35=3500K, 40=4000K, 50=5000K)ttt: Optics (SD1=Donut, SD2=Solid, SD3=Double Diffuser, VBD=Bezel Diffuser)10W: Rated Input Power of 10 Watts | 2015-12-28
Silescent Lighting Corporation | Silescent | S05xcccLP3kkttt08w | S05xcccLP3kkttt08w | ,S06xcccLP3kkttt08w,; ,S08xcccLP3kkttt08w,; ,S10xcccLP3kkttt08w,; ,S12xcccLP3kkttt08w, | Indoor/Outdoor | LED | Downlight Surface Mount | 465 | 7.7 | 60.2 |  | 2700K | 81 | 72000 | Continuously Dimmable | S: Surface Downlight (LED is flush against housing)05, 06, 08, 10, 12: Fixture Diameter in inchesx: Style (1=Round/Flat [all], 2=Round/Dish [5/6/8in only], 3=Square/Flat [all], 4=Square/Bevel [5/6/8in only], 5=Round/Step [8in only], 6=Square/Step [8in only], 7=Octogonal/Step [8in only])ccc: Finish/Color (C01=PC-White, C08=PC-Black)LP3: Dimmable Driverkk: Color Temperature (27=2700K, 30=3000K, 35=3500K, 40=4000K, 50=5000K)ttt: Optics (SD1=Donut, SD2=Solid, SD3=Double Diffuser, VBD=Bezel Diffuser)08W: Rated Input Power of 8 Watts | 2015-12-18
Silescent Lighting Corporation | Silescent | S05xcccLP3kkttt10w | S05xcccLP3kkttt10w | ,S06xcccLP3kkttt10w,; ,S08xcccLP3kkttt10w,; ,S10xcccLP3kkttt10w,; ,S12xcccLP3kkttt10w, | Indoor/Outdoor | LED | Downlight Surface Mount | 678 | 9.8 | 69 |  | 2700K | 81 | 72000 | Continuously Dimmable | S: Surface Downlight (LED is flush against housing)05, 06, 08, 10, 12: Fixture Diameter in inchesx: Style (1=Round/Flat [all], 2=Round/Dish [5/6/8in only], 3=Square/Flat [all], 4=Square/Bevel [5/6/8in only], 5=Round/Step [8in only], 6=Square/Step [8in only], 7=Octogonal/Step [8in only])ccc: Finish/Color (C01=PC-White, C08=PC-Black)LP3: Dimmable Driverkk: Color Temperature (27=2700K, 30=3000K, 35=3500K, 40=4000K, 50=5000K)ttt: Optics (SD1=Donut, SD2=Solid, SD3=Double Diffuser, VBD=Bezel Diffuser)10W: Rated Input Power of 10 Watts | 2015-12-18
Silescent Lighting Corporation | Silescent | V08xcccLP3kkttt08w | V08xcccLP3kkttt08w |  | Indoor/Outdoor | LED | Downlight Recessed | 465 | 7.7 | 60.2 |  | 2700K | 81 | 72000 | Continuously Dimmable | V: Vandal Downlight 08: Fixture Diameter in inchesx: Style (1=Round/Flat, 2=Round/Dish, 3=Square/Flat, 4=Square/Bevel, 5=Round/Step, 6=Square/Step], 7=Octogonal/Stepccc: Finish/Color (C01=PC-White, C08=PC-Black)LP3: Dimmable Driverkk: Color Temperature (27=2700K, 30=3000K, 35=3500K, 40=4000K, 50=5000K)08W: Rated Input Power of 8 WattsPERFORMANCE DATA SHOWN ON THIS REPORT REFLECTS WORSE CASE CONFIGURATIONS | 2016-02-10
Silescent Lighting Corporation | Silescent | S06xcccHN3kkttt15w | S06xcccHN3kkttt15w | ,S08xcccHN3kkttt15w,; ,S10xcccHN3kkttt15w,; ,S12xcccHN3kkttt15w, | Indoor/Outdoor | LED | Downlight Surface Mount | 1195 | 15.4 | 77.5 |  | 2700K | 81 | 72000 | Non-Dimmable | S: Surface Downlight (LED is flush against housing)06, 08, 10, 12: Fixture Diameter in inchesx: Style (1=Round/Flat [all], 2=Round/Dish [6/8in only], 3=Square/Flat [all], 4=Square/Bevel [6/8in only], 5=Round/Step [8in only], 6=Square/Step [8in only], 7=Octogonal/Step [8in only])ccc: Finish/Color (C01=PC-White, C08=PC-Black)HN3: Non-Dimmable Driverkk: Color Temperature (27=2700K, 30=3000K, 35=3500K, 40=4000K, 50=5000K)ttt: Optics (SD1=Donut, SD2=Solid, SD3=Double Diffuser, VBD=Bezel Diffuser)15W: Rated Input Power of 15 Watts | 2015-12-28
Silescent Lighting Corporation | Silescent | S06xcccLP3kkttt15w | S06xcccLP3kkttt15w | ,S08xcccLP3kkttt15w,; ,S10xcccLP3kkttt15w,; ,S12xcccLP3kkttt15w, | Indoor/Outdoor | LED | Downlight Surface Mount | 1195 | 15.4 | 77.5 |  | 2700K | 81 | 72000 | Continuously Dimmable | S: Surface Downlight (LED is flush against housing)06, 08, 10, 12: Fixture Diameter in inchesx: Style (1=Round/Flat [all], 2=Round/Dish [6/8in only], 3=Square/Flat [all], 4=Square/Bevel [6/8in only], 5=Round/Step [8in only], 6=Square/Step [8in only], 7=Octogonal/Step [8in only])ccc: Finish/Color (C01=PC-White, C08=PC-Black)LP3: Dimmable Driverkk: Color Temperature (27=2700K, 30=3000K, 35=3500K, 40=4000K, 50=5000K)ttt: Optics (SD1=Donut, SD2=Solid, SD3=Double Diffuser, VBD=Bezel Diffuser)15W: Rated Input Power of 15 Watts | 2015-10-27
Silescent Lighting Corporation | Silescent | S08xcccHN3kkttt20w | S08xcccHN3kkttt20w | ,S10xcccHN3kkttt20w,; ,S12xcccHN3kkttt20w, | Indoor/Outdoor | LED | Downlight Surface Mount | 1583 | 20.1 | 78.8 |  | 2700K | 80 | 72000 | Non-Dimmable | S: Surface Downlight (LED is flush against housing)08, 10, 12: Fixture Diameter in inchesx: Style (1=Round/Flat [all], 2=Round/Dish [8in only], 3=Square/Flat [all], 4=Square/Bevel [8in only], 5=Round/Step [8in only], 6=Square/Step [8in only], 7=Octogonal/Step [8in only])ccc: Finish/Color (C01=PC-White, C08=PC-Black)HN3: Non-Dimmable Driverkk: Color Temperature (27=2700K, 30=3000K, 35=3500K, 40=4000K, 50=5000K)ttt: Optics (SD1=Donut, SD2=Solid, SD3=Double Diffuser, VBD=Bezel Diffuser)20W: Rated Input Power of 20 Watts | 2015-12-28
Silescent Lighting Corporation | Silescent | S08xcccLP3kkttt20w | S08xcccLP3kkttt20w | ,S10xcccLP3kkttt20w,; ,S12xcccLP3kkttt20w, | Indoor/Outdoor | LED | Downlight Surface Mount | 1583 | 20.1 | 78.8 |  | 2700K | 80 | 72000 | Continuously Dimmable | S: Surface Downlight (LED is flush against housing)08, 10, 12: Fixture Diameter in inchesx: Style (1=Round/Flat, 2=Round/Dish, 3=Square/Flat, 4=Square/Bevel, 5=Round/Step, 8in only, 6=Square/Step, 8in only)ccc: Finish/Color (C01=PC-White, C08=PC-Black)LP3: Dimmable Driverkk: Color Temperature (27=2700K, 30=3000K, 35=3500K, 40=4000K, 50=5000K)ttt: Optics (SD1=Donut, SD2=Solid, SD3=Double Diffuser, VBD=Bezel Diffuser)20W: Rated Input Power of 20 Watts | 2015-12-18
Silescent Lighting Corporation | Silescent | V08xcccHN3kkttt08w | V08xcccHN3kkttt08w |  | Indoor/Outdoor | LED | Downlight Recessed | 465 | 7.7 | 60.2 |  | 2700K | 81 | 72000 | Non-Dimmable | V: Vandal Downlight 08: Fixture Diameter in inchesx: Style (1=Round/Flat, 2=Round/Dish, 3=Square/Flat, 4=Square/Bevel, 5=Round/Step, 6=Square/Step], 7=Octogonal/Stepccc: Finish/Color (C01=PC-White, C08=PC-Black)HN3: Non-Dimmable Driverkk: Color Temperature (27=2700K, 30=3000K, 35=3500K, 40=4000K, 50=5000K)ttt: Optics (VBD=Bezel Diffuser)08W: Rated Input Power of 8 WattsPERFORMANCE DATA SHOWN ON THIS REPORT REFLECTS WORSE CASE CONFIGURATIONS | 2016-03-01
Silescent Lighting Corporation | Silescent | V08xcccHN3kkttt10w | V08xcccHN3kkttt10w |  | Indoor/Outdoor | LED | Downlight Recessed | 678 | 9.8 | 69 |  | 2700K | 81 | 72000 | Non-Dimmable | V: Vandal Downlight 08: Fixture Diameter in inchesx: Style (1=Round/Flat, 2=Round/Dish, 3=Square/Flat, 4=Square/Bevel, 5=Round/Step, 6=Square/Step], 7=Octogonal/Stepccc: Finish/Color (C01=PC-White, C08=PC-Black)HN3: Non-Dimmable Driverkk: Color Temperature (27=2700K, 30=3000K, 35=3500K, 40=4000K, 50=5000K)ttt: Optics (VBD=Bezel Diffuser)10W: Rated Input Power of 10 WattsPERFORMANCE DATA SHOWN ON THIS REPORT REFLECTS WORSE CASE CONFIGURATIONS | 2016-03-01
Silescent Lighting Corporation | Silescent | V08xcccHN3kkttt15w | V08xcccHN3kkttt15w |  | Indoor/Outdoor | LED | Downlight Recessed | 1014 | 14.4 | 70.5 |  | 2700K | 82 | 72000 | Non-Dimmable | V: Vandal Downlight 08: Fixture Diameter in inchesx: Style (1=Round/Flat, 2=Round/Dish, 3=Square/Flat, 4=Square/Bevel, 5=Round/Step, 6=Square/Step], 7=Octogonal/Stepccc: Finish/Color (C01=PC-White, C08=PC-Black)HN3: Non-Dimmable Driverkk: Color Temperature (27=2700K, 30=3000K, 35=3500K, 40=4000K, 50=5000K)ttt: Optics (VBD=Bezel Diffuser)15W: Rated Input Power of 15 WattsPERFORMANCE DATA SHOWN ON THIS REPORT REFLECTS WORSE CASE CONFIGURATIONS | 2016-02-10
Silescent Lighting Corporation | Silescent | V08xcccHN3kkttt20w | V08xcccHN3kkttt20w |  | Indoor/Outdoor | LED | Downlight Recessed | 1662 | 19.4 | 85.6 |  | 2700K | 80 | 72000 | Non-Dimmable | V: Vandal Downlight 08: Fixture Diameter in inchesx: Style (1=Round/Flat, 2=Round/Dish, 3=Square/Flat, 4=Square/Bevel, 5=Round/Step, 6=Square/Step], 7=Octogonal/Stepccc: Finish/Color (C01=PC-White, C08=PC-Black)HN3: Non-Dimmable Driverkk: Color Temperature (27=2700K, 30=3000K, 35=3500K, 40=4000K, 50=5000K)ttt: Optics (VBD=Bezel Diffuser)20W: Rated Input Power of 20 WattsPERFORMANCE DATA SHOWN ON THIS REPORT REFLECTS WORSE CASE CONFIGURATIONS | 2016-02-10
Silescent Lighting Corporation | Silescent | V08xcccLP3kkttt10w | V08xcccLP3kkttt10w |  | Indoor/Outdoor | LED | Downlight Recessed | 678 | 9.8 | 69 |  | 2700K | 81 | 72000 | Continuously Dimmable | V: Vandal Downlight 08: Fixture Diameter in inchesx: Style (1=Round/Flat, 2=Round/Dish, 3=Square/Flat, 4=Square/Bevel, 5=Round/Step, 6=Square/Step], 7=Octogonal/Stepccc: Finish/Color (C01=PC-White, C08=PC-Black)LP3: Dimmable Driverkk: Color Temperature (27=2700K, 30=3000K, 35=3500K, 40=4000K, 50=5000K)10W: Rated Input Power of 10 WattsPERFORMANCE DATA SHOWN ON THIS REPORT REFLECTS WORSE CASE CONFIGURATIONS | 2016-02-10
Silescent Lighting Corporation | Silescent | V08xcccLP3kkttt15w | V08xcccLP3kkttt15w |  | Indoor/Outdoor | LED | Downlight Recessed | 1014 | 14.4 | 70.5 |  | 2700K | 82 | 72000 | Continuously Dimmable | V: Vandal Downlight 08: Fixture Diameter in inchesx: Style (1=Round/Flat, 2=Round/Dish, 3=Square/Flat, 4=Square/Bevel, 5=Round/Step, 6=Square/Step], 7=Octogonal/Stepccc: Finish/Color (C01=PC-White, C08=PC-Black)LP3: Dimmable Driverkk: Color Temperature (27=2700K, 30=3000K, 35=3500K, 40=4000K, 50=5000K)ttt: Optics (VBD=Bezel Diffuser)15W: Rated Input Power of 15 WattsPERFORMANCE DATA SHOWN ON THIS REPORT REFLECTS WORSE CASE CONFIGURATIONS | 2016-02-10
Silescent Lighting Corporation | Silescent | V08xcccLP3kkttt20w | V08xcccLP3kkttt20w |  | Indoor/Outdoor | LED | Downlight Recessed | 1662 | 19.4 | 85.6 |  | 2700K | 80 | 72000 | Continuously Dimmable | V: Vandal Downlight 08: Fixture Diameter in inchesx: Style (1=Round/Flat, 2=Round/Dish, 3=Square/Flat, 4=Square/Bevel, 5=Round/Step, 6=Square/Step], 7=Octogonal/Stepccc: Finish/Color (C01=PC-White, C08=PC-Black)LP3: Dimmable Driverkk: Color Temperature (27=2700K, 30=3000K, 35=3500K, 40=4000K, 50=5000K)20W: Rated Input Power of 20 WattsPERFORMANCE DATA SHOWN ON THIS REPORT REFLECTS WORSE CASE CONFIGURATIONS | 2016-02-10
Sistemalux Inc | Sistemalux | 8218-HO-XXX-XX-XXX-XX | 8218-HO-XXX-XX-XXX-XX | ,8208-HO-XXX-XX-XXX-XX,; ,8208-XXX-XX-XXX-XX,; ,8218-XXX-XX-XXX-XX,; ,8228-HO-XXX-XX-XXX-XX,; ,8228-XXX-XX-XXX-XX,; ,8238-HO-XXX-XX-XXX-XX,; ,8238-XXX-XX-XXX-XX,; ,8248-HO-XXX-XX-XXX-XX,; ,8248-XXX-XX-XXX-XX,; ,8248L-HO-XXX-XX-XXX-XX,; ,8248L-XXX-XX-XXX-XX,; ,8268-HO-XXX-XX-XXX-XX,; ,8268-XXX-XX-XXX-XX,; 8218-HO-XXX-XX-XXX-XX,8218-HO-XXX-XX-XXX-XX, | Indoor | LED | Downlight Recessed | 2030 | 31.2 | 70.3 |  | 3000K | 91 | 50000 | Damp Location Rated,0-10V Dimming | All fixtures may use optics 20 and 30, fnishes white and gray, normal output and High Output | 2015-12-04
Smart Energy Solutions | SMART LED | LED Downlight | SES-BA-19-M18W(2700K) |  | Indoor/Outdoor | LED | Downlight Solid State Retrofit | 1260 | 18 | 70.2 |  | 2700K | 92 | 50000 | Continuously Dimmable |  | 2016-08-04
Smart Energy Solutions | SMART LED | LED Downlight | SES-BA-19-M18W(3000K) |  | Indoor/Outdoor | LED | Downlight Solid State Retrofit | 1260 | 18 | 70.2 |  | 3000K | 92 | 50000 | Continuously Dimmable |  | 2016-08-04
Smart Energy Solutions | SMART LED | LED Downlight | SES-BA-19-M18W(4000K) |  | Indoor/Outdoor | LED | Downlight Solid State Retrofit | 1260 | 18 | 70.2 |  | 4000/4100K | 92 | 50000 | Continuously Dimmable |  | 2016-08-04
Smart Energy Solutions | SMART LED | LED Downlight | SES-BA-13-M10W(5000K) |  | Indoor/Outdoor | LED | Downlight Solid State Retrofit | 700 | 10 | 70.6 |  | 5000K | 92 | 50000 | Continuously Dimmable |  | 2016-08-04
Smart Energy Solutions | Smart Energy Solutions | SES-DLXW614 3000K | SES-DLXW614 3000K |  | Indoor | LED | Downlight Solid State Retrofit | 934 | 14 | 67 |  | 3000K | 83 | 36000 | Continuously Dimmable |  | 2016-01-13
Smart Energy Solutions | Smart Energy Solutions | SES-DLXW614 4000K | SES-DLXW614 4000K |  | Indoor | LED | Downlight Solid State Retrofit | 1019 | 14 | 73.5 |  | 4000/4100K | 83 | 36000 | Continuously Dimmable |  | 2016-01-13
Smart Energy Solutions | Smart Energy Solutions | SES-DLXW614 5000K | SES-DLXW614 5000K |  | Indoor | LED | Downlight Solid State Retrofit | 1102 | 14 | 79.1 |  | 5000K | 86 | 36000 | Continuously Dimmable |  | 2016-01-13
Smart Energy Solutions | Smart Energy Solutions | SES-DLXW618 3000K | SES-DLXW618 3000K |  | Indoor | LED | Downlight Solid State Retrofit | 1234 | 18 | 68.8 |  | 3000K | 83 | 36000 | Continuously Dimmable |  | 2016-01-13
Smart Energy Solutions | Smart Energy Solutions | SES-DLXW618 4000K | SES-DLXW618 4000K |  | Indoor | LED | Downlight Solid State Retrofit | 1329 | 18 | 74.4 |  | 4000/4100K | 83 | 36000 | Continuously Dimmable |  | 2016-01-13
Smart Energy Solutions | Smart Energy Solutions | SES-DLXW618 5000K | SES-DLXW618 5000K |  | Indoor | LED | Downlight Solid State Retrofit | 1396 | 18 | 78 |  | 5000K | 86 | 36000 | Continuously Dimmable |  | 2016-01-13
Smart Energy Solutions | SMART LED | LED Downlight | SES-BA-13-M10W(2700K) |  | Indoor/Outdoor | LED | Downlight Solid State Retrofit | 700 | 10 | 70.6 |  | 2700K | 92 | 50000 | Continuously Dimmable |  | 2016-08-04
Smart Energy Solutions | SMART LED | LED Downlight | SES-BA-13-M10W(3000K) |  | Indoor/Outdoor | LED | Downlight Solid State Retrofit | 700 | 10 | 70.6 |  | 3000K | 92 | 50000 | Continuously Dimmable |  | 2016-08-04
Smart Energy Solutions | SMART LED | LED Downlight | SES-BA-13-M10W(4000K) |  | Indoor/Outdoor | LED | Downlight Solid State Retrofit | 700 | 10 | 70.6 |  | 4000/4100K | 92 | 50000 | Continuously Dimmable |  | 2016-08-04
Smart Energy Solutions | SMART LED | LED Downlight | SES-BA-19-M18W(5000K) |  | Indoor/Outdoor | LED | Downlight Solid State Retrofit | 1260 | 18 | 70.2 |  | 5000K | 92 | 50000 | Continuously Dimmable |  | 2016-08-04
SmartRay, Inc. | SmartRay | LED Downlight | SR3NNRD825WD |  | Indoor | LED | Downlight Recessed | 1800 | 22.3 | 80 |  | 3000K | 80 | 50000 | Continuously Dimmable,Connected |  | 2015-12-17
SmartRay, Inc. | SmartRay Inc | LED recessed DownLight | SR3NNRD48WD 2700K | ,SR3NNRD48WD 3000K,; ,SR3NNRD48WD 3500K,; ,SR3NNRD48WD 4000K,; LED recessed DownLight,SR3NNRD48WD 5000K, | Indoor | LED | Downlight Recessed | 485 | 8.19 | 60.8 |  | 2700K | 81 | 42000 | Continuously Dimmable |  | 2016-10-10
SmartRay, Inc. | SmartRay Inc | LED recessed DownLight | SR3NNRD615WD 2700K | ,SR3NNRD615WD 3000K,; ,SR3NNRD615WD 3500K,; ,SR3NNRD615WD 4000K,; LED recessed DownLight,SR3NNRD615WD 5000K, | Indoor | LED | Downlight Recessed | 985 | 15.35 | 65.9 |  | 2700K | 81 | 42000 | Continuously Dimmable |  | 2016-10-10
Standard Products, Inc. | Standard | LED Downlight | 64326 | ,,LED/PRESTO/DL4ID/7W/27K/STD | Indoor/Outdoor | LED | Downlight Recessed | 550 | 7 | 85.5 |  | 2700K | 81 | 40000 | Continuously Dimmable |  | 2016-04-04
Standard Products, Inc. | Standard | LED Downlight | 64327 | ,,LED/PRESTO/DL4ID/7W/30K/STD | Indoor/Outdoor | LED | Downlight Recessed | 550 | 7 | 85.5 |  | 3000K | 81 | 40000 | Continuously Dimmable |  | 2016-04-04
Standard Products, Inc. | Standard | LED Downlight | 64328 | ,,LED/PRESTO/DL4ID/7W/40K/STD | Indoor/Outdoor | LED | Downlight Recessed | 550 | 7 | 85.5 |  | 4000/4100K | 81 | 40000 | Continuously Dimmable |  | 2016-04-04
Standard Products, Inc. | Standard | LED Downlight | 64329 | ,,LED/PRESTO/DL6ID/9W/30K/STD; LED Downlight,64330,LED/PRESTO/DL6ID/9W/40K/STD | Indoor/Outdoor | LED | Downlight Recessed | 700 | 9 | 80.3 |  | 4000/4100K,3000K | 82 | 40000 | Continuously Dimmable |  | 2016-04-07
Standard Products, Inc. | Standard | LED Downlight | LED/DL4/10W/27K/RETRO/BLK/STD | ,,63642 | Indoor | LED | Downlight Recessed | 650 | 10 | 68.6 |  | 2700K | 82 | 35000 | Continuously Dimmable |  | 2015-07-06
Standard Products, Inc. | Standard | LED Downlight | LED/DL4/10W/27K/RETRO/GRY/STD | ,,63643 | Indoor | LED | Downlight Recessed | 650 | 10 | 68.6 |  | 2700K | 82 | 35000 | Continuously Dimmable |  | 2015-07-06
Standard Products, Inc. | Standard | LED Downlight | LED/DL4/10W/27K/RETRO/WH/STD | ,,63641 | Indoor | LED | Downlight Recessed | 650 | 10 | 68.6 |  | 2700K | 82 | 35000 | Continuously Dimmable |  | 2015-07-06
Standard Products, Inc. | Standard | LED Downlight | LED/DL4/10W/30K/RETRO/BLK/STD | ,,63645 | Indoor | LED | Downlight Recessed | 650 | 10 | 69 |  | 3000K | 83 | 35000 | Continuously Dimmable |  | 2015-07-06
Standard Products, Inc. | Standard | LED Downlight | LED/DL4/10W/30K/RETRO/GRY/STD | ,,63646 | Indoor | LED | Downlight Recessed | 650 | 10 | 69 |  | 3000K | 83 | 35000 | Continuously Dimmable |  | 2015-07-06
Standard Products, Inc. | Standard | LED Downlight | LED/DL4/10W/30K/RETRO/WH/STD | ,,63644 | Indoor | LED | Downlight Recessed | 650 | 10 | 69 |  | 3000K | 83 | 35000 | Continuously Dimmable |  | 2015-07-06
Standard Products, Inc. | Standard | LED Downlight | LED/DL4/10W/40K/RETRO/BLK/STD | ,,63648 | Indoor | LED | Downlight Recessed | 650 | 10 | 72.8 |  | 4000/4100K | 83 | 35000 | Continuously Dimmable |  | 2015-07-06
Standard Products, Inc. | Standard | LED Downlight | LED/DL4/10W/40K/RETRO/GRY/STD | ,,63649 | Indoor | LED | Downlight Recessed | 650 | 10 | 72.8 |  | 4000/4100K | 83 | 35000 | Continuously Dimmable |  | 2015-07-06
Standard Products, Inc. | Standard | LED Downlight | LED/DL4/10W/40K/RETRO/WH/STD | ,,63647 | Indoor | LED | Downlight Recessed | 650 | 10 | 72.8 |  | 4000/4100K | 83 | 35000 | Continuously Dimmable |  | 2015-07-06
Standard Products, Inc. | Standard | LED Downlight | LED/DL6/12.5W/27K/RETRO/BLK/STD | ,,63651 | Indoor | LED | Downlight Recessed | 800 | 12.5 | 64.8 |  | 2700K | 82 | 35000 | Continuously Dimmable |  | 2015-07-06
Standard Products, Inc. | Standard | LED Downlight | LED/DL6/12.5W/27K/RETRO/GRY/STD | ,,63652 | Indoor | LED | Downlight Recessed | 800 | 12.5 | 64.8 |  | 2700K | 82 | 35000 | Continuously Dimmable |  | 2015-07-06
Standard Products, Inc. | Standard | LED Downlight | LED/DL6/12.5W/27K/RETRO/WH/STD | ,,63650 | Indoor | LED | Downlight Recessed | 800 | 12.5 | 64.8 |  | 2700K | 82 | 35000 | Continuously Dimmable |  | 2015-07-06
Standard Products, Inc. | Standard | LED Downlight | LED/DL6/12.5W/30K/RETRO/BLK/STD | ,,63654 | Indoor | LED | Downlight Recessed | 800 | 12.5 | 65.2 |  | 3000K | 84 | 35000 | Continuously Dimmable |  | 2015-07-06
Standard Products, Inc. | Standard | LED Downlight | LED/DL6/12.5W/30K/RETRO/GRY/STD | ,,63655 | Indoor | LED | Downlight Recessed | 800 | 12.5 | 65.2 |  | 3000K | 84 | 35000 | Continuously Dimmable |  | 2015-07-06
Standard Products, Inc. | Standard | LED Downlight | LED/DL6/12.5W/30K/RETRO/WH/STD | ,,63653 | Indoor | LED | Downlight Recessed | 800 | 12.5 | 65.2 |  | 3000K | 84 | 35000 | Continuously Dimmable |  | 2015-07-06
Standard Products, Inc. | Standard | LED Downlight | LED/DL6/12.5W/40K/RETRO/BLK/STD | ,,63657 | Indoor | LED | Downlight Recessed | 800 | 12.5 | 68.7 |  | 4000/4100K | 83 | 35000 | Continuously Dimmable |  | 2015-07-06
Standard Products, Inc. | Standard | LED Downlight | LED/DL6/12.5W/40K/RETRO/GRY/STD | ,,63658 | Indoor | LED | Downlight Recessed | 800 | 12.5 | 68.7 |  | 4000/4100K | 83 | 35000 | Continuously Dimmable |  | 2015-07-06
Standard Products, Inc. | Standard | LED Downlight | LED/DL6/12.5W/40K/RETRO/WH/STD | ,,63656 | Indoor | LED | Downlight Recessed | 800 | 12.5 | 68.7 |  | 4000/4100K | 83 | 35000 | Continuously Dimmable |  | 2015-07-06
Standard Products, Inc. | Standard | LED Panel Downlight | LPDL4/RND/XXK/YY |  | Indoor | LED | Downlight Recessed | 500 | 9 | 63.7 |  | 2700K | 82 | 50000 | Continuously Dimmable,Damp Location Rated | â€œXXâ€ could be 27, 30 or 40 denotes CCT 2700K, 3000K or 4000K; â€œYYâ€ could be WH, BLK or BN denotes painted color White, Black or Brushed Nickel. | 2015-12-14
Standard Products, Inc. | Standard | LED Panel Downlight | LPDL4/SQR/XXK/YY |  | Indoor | LED | Downlight Recessed | 500 | 9 | 63.6 |  | 2700K | 82 | 50000 | Continuously Dimmable,Damp Location Rated | â€œXXâ€ could be 27, 30 or 40 denotes CCT 2700K, 3000K or 4000K; â€œYYâ€ could be WH, BLK or BN denotes painted color White, Black or Brushed Nickel. | 2015-12-15
Standard Products, Inc. | Standard | LED Panel Downlight | LPDL6/RND/XXK/YY |  | Indoor | LED | Downlight Recessed | 750 | 12 | 74.1 |  | 2700K | 82 | 50000 | Continuously Dimmable,Damp Location Rated | â€œXXâ€ could be 27, 30 or 40 denotes CCT 2700K, 3000K or 4000K; â€œYYâ€ could be WH, BLK or BN denotes painted color White, Black or Brushed Nickel. | 2015-12-14
Standard Products, Inc. | Standard | LED Panel Downlight | LPDL6/SQR/XXK/YY |  | Indoor | LED | Downlight Recessed | 750 | 12 | 75.2 |  | 2700K | 81 | 50000 | Continuously Dimmable,Damp Location Rated | â€œXXâ€ could be 27, 30 or 40 denotes CCT 2700K, 3000K or 4000K; â€œYYâ€ could be WH, BLK or BN denotes painted color White, Black or Brushed Nickel. | 2015-12-14
Strak Holdings Inc | strak | LED Slim Downlight | ST-SLIM4-XX-YY |  | Indoor/Outdoor | LED | Downlight Solid State Retrofit | 540 | 9 | 67.4 |  | 3000K | 82 | 50000 | Continuously Dimmable | XX in model number denotes color temp of 3000K or 4000K, YY in model number denotes body color, could be WH, BN, or ORB | 2016-01-11
Strak Holdings Inc | strak | LED Slim Downlight | ST-SLIM6-XX-YY |  | Indoor/Outdoor | LED | Downlight Solid State Retrofit | 910 | 13 | 79.4 |  | 3000K | 82 | 50000 | Continuously Dimmable | XX in model number denotes CCT, can be 3000K or 4000K, YY in model number denotes body color, WH, BN, or ORB | 2016-01-11
Sun & Stars Lighting, Inc. | Sun & Stars Lighting | SSL Downlight Retrofit | SSL-SRLED-11/XX |  | Indoor | LED | Downlight Solid State Retrofit | 850 | 11 | 78.7 |  | 2700K | 87 | 50000 | Continuously Dimmable | â€œXXâ€ could be â€œ27â€, â€œ40â€, â€œ50â€ denotes CCT 2700K, 4000K, 5000K. | 2016-04-07
Sun & Stars Lighting, Inc. | Sun & Stars Lighting | SSL Downlight Retrofit | SSL-SRLED-8/XX |  | Indoor | LED | Downlight Solid State Retrofit | 650 | 8 | 83 |  | 2700K | 87 | 50000 | Continuously Dimmable | â€œXXâ€ could be â€œ27â€, â€œ40â€, â€œ50â€ denotes CCT 2700K, 4000K, 5000K. | 2016-04-07
Sunco Lighting | Sunco Lighting | SC12W63KA | SC12W63KA |  | Indoor/Outdoor | LED | Downlight Solid State Retrofit | 800 | 12 | 81.2 |  | 3000K | 81 | 35000 | Continuously Dimmable |  | 2015-10-16
Sunco Lighting | Sunco Lighting | SC12W65KA | SC12W65KA |  | Indoor/Outdoor | LED | Downlight Solid State Retrofit | 800 | 12 | 81.2 |  | 5000K | 81 | 35000 | Continuously Dimmable |  | 2016-02-17
Sunco Lighting | Sunco Lighting | SC13W803K | SC13W803K | ,SC13W563KT4,3000K 4-pack; ,SC13W565KT4,5000K 4-pack; ,SC13W805K,5000K | Indoor/Outdoor | LED | Downlight Solid State Retrofit | 965 | 13 | 86.4 |  | 2700K | 82 | 35000 | Continuously Dimmable |  | 2016-02-18
SUNDOPT LED LIGHTING CO., LTD. | SUNDOPT | DL00-11CS11-S267W-27(80) | DL00-11CS11-S267W-27(80) |  | Indoor | LED | Downlight Solid State Retrofit | 760 | 11 | 72.7 |  | 2700K | 83 | 50000 | Continuously Dimmable |  | 2016-06-15
SUNDOPT LED LIGHTING CO., LTD. | SUNDOPT | DL00-11CS11-S267W-27(90) | DL00-11CS11-S267W-27(90) |  | Indoor | LED | Downlight Solid State Retrofit | 760 | 11 | 72.6 |  | 2700K | 93 | 50000 | Continuously Dimmable |  | 2016-06-15
SUNDOPT LED LIGHTING CO., LTD. | SUNDOPT | DL00-11CS11-S267W-30(80) | DL00-11CS11-S267W-30(80) |  | Indoor | LED | Downlight Solid State Retrofit | 760 | 11 | 73.5 |  | 3000K | 83 | 50000 | Continuously Dimmable |  | 2016-06-15
SUNDOPT LED LIGHTING CO., LTD. | SUNDOPT | DL00-11CS11-S267W-30(90) | DL00-11CS11-S267W-30(90) |  | Indoor | LED | Downlight Solid State Retrofit | 760 | 11 | 72.6 |  | 3000K | 94 | 50000 | Continuously Dimmable |  | 2016-06-15
SUNDOPT LED LIGHTING CO., LTD. | SUNDOPT | DL00-11CS11-S267W-35(80) | DL00-11CS11-S267W-35(80) |  | Indoor | LED | Downlight Solid State Retrofit | 760 | 11 | 74.3 |  | 3500K | 85 | 50000 | Continuously Dimmable |  | 2016-06-15
SUNDOPT LED LIGHTING CO., LTD. | SUNDOPT | DL00-11CS11-S267W-35(90) | DL00-11CS11-S267W-35(90) |  | Indoor | LED | Downlight Solid State Retrofit | 760 | 11 | 73.1 |  | 3500K | 94 | 50000 | Continuously Dimmable |  | 2016-06-15
SUNDOPT LED LIGHTING CO., LTD. | SUNDOPT | DL00-11CS11-S267W-40(80) | DL00-11CS11-S267W-40(80) |  | Indoor | LED | Downlight Solid State Retrofit | 760 | 11 | 75.1 |  | 4000/4100K | 84 | 50000 | Continuously Dimmable |  | 2016-06-15
SUNDOPT LED LIGHTING CO., LTD. | SUNDOPT | DL00-11CS11-S267W-40(90) | DL00-11CS11-S267W-40(90) |  | Indoor | LED | Downlight Solid State Retrofit | 760 | 11 | 73.9 |  | 4000/4100K | 94 | 50000 | Continuously Dimmable |  | 2016-06-15
SUNDOPT LED LIGHTING CO., LTD. | SUNDOPT | DL00-11CS11-S267W-50(80) | DL00-11CS11-S267W-50(80) |  | Indoor | LED | Downlight Solid State Retrofit | 760 | 11 | 76.4 |  | 5000K | 83 | 50000 | Continuously Dimmable |  | 2016-06-15
SUNDOPT LED LIGHTING CO., LTD. | SUNDOPT | DL00-11CS11-S267W-50(90) | DL00-11CS11-S267W-50(90) |  | Indoor | LED | Downlight Solid State Retrofit | 760 | 11 | 75.1 |  | 5000K | 93 | 50000 | Continuously Dimmable |  | 2016-06-15
SUNDOPT LED LIGHTING CO., LTD. | SUNDOPT | DL00-11CS11-S267W-CW(80) | DL00-11CS11-S267W-CW(80) |  | Indoor | LED | Downlight Solid State Retrofit | 740 | 11 | 70.1 |  | 4000/4100K | 85 | 50000 | Continuously Dimmable |  | 2016-07-05
SUNDOPT LED LIGHTING CO., LTD. | SUNDOPT | DL00-11CS11-S267W-CW(90) | DL00-11CS11-S267W-CW(90) |  | Indoor | LED | Downlight Solid State Retrofit | 760 | 11 | 71.7 |  | 4000/4100K | 93 | 50000 | Continuously Dimmable |  | 2016-07-06
SUNDOPT LED LIGHTING CO., LTD. | SUNDOPT | DL00-11CS11-S267W-DW(80) | DL00-11CS11-S267W-DW(80) |  | Indoor | LED | Downlight Solid State Retrofit | 740 | 11 | 70.9 |  | 5000K | 83 | 50000 | Continuously Dimmable |  | 2016-07-05
SUNDOPT LED LIGHTING CO., LTD. | SUNDOPT | DL00-11CS11-S267W-DW(90) | DL00-11CS11-S267W-DW(90) |  | Indoor | LED | Downlight Solid State Retrofit | 760 | 11 | 73.1 |  | 5000K | 93 | 50000 | Continuously Dimmable |  | 2016-07-06
SUNDOPT LED LIGHTING CO., LTD. | SUNDOPT | DL00-11CS11-S267W-NW(80) | DL00-11CS11-S267W-NW(80) |  | Indoor | LED | Downlight Solid State Retrofit | 740 | 11 | 69.8 |  | 3500K | 85 | 50000 | Continuously Dimmable |  | 2016-07-05
SUNDOPT LED LIGHTING CO., LTD. | SUNDOPT | DL00-11CS11-S267W-NW(90) | DL00-11CS11-S267W-NW(90) |  | Indoor | LED | Downlight Solid State Retrofit | 760 | 11 | 71.3 |  | 3500K | 93 | 50000 | Continuously Dimmable |  | 2016-07-06
SUNDOPT LED LIGHTING CO., LTD. | SUNDOPT | DL00-11CS11-S267W-SW(80) | DL00-11CS11-S267W-SW(80) |  | Indoor | LED | Downlight Solid State Retrofit | 740 | 11 | 68.5 |  | 2700K | 84 | 50000 | Continuously Dimmable |  | 2016-07-05
SUNDOPT LED LIGHTING CO., LTD. | SUNDOPT | DL00-11CS11-S267W-SW(90) | DL00-11CS11-S267W-SW(90) |  | Indoor | LED | Downlight Solid State Retrofit | 760 | 11 | 69.6 |  | 2700K | 93 | 50000 | Continuously Dimmable |  | 2016-07-06
SUNDOPT LED LIGHTING CO., LTD. | SUNDOPT | DL00-11CS11-S267W-WW(80) | DL00-11CS11-S267W-WW(80) |  | Indoor | LED | Downlight Solid State Retrofit | 740 | 11 | 68.9 |  | 3000K | 84 | 50000 | Continuously Dimmable |  | 2016-07-05
SUNDOPT LED LIGHTING CO., LTD. | SUNDOPT | DL00-11CS11-S267W-WW(90) | DL00-11CS11-S267W-WW(90) |  | Indoor | LED | Downlight Solid State Retrofit | 760 | 11 | 70.2 |  | 3000K | 93 | 50000 | Continuously Dimmable |  | 2016-07-06
SUNDOPT LED LIGHTING CO., LTD. | SUNDOPT | DL00-11CS11-S268W-27(80) | DL00-11CS11-S268W-27(80) |  | Indoor | LED | Downlight Solid State Retrofit | 770 | 11 | 73.3 |  | 2700K | 83 | 50000 | Continuously Dimmable |  | 2016-06-15
SUNDOPT LED LIGHTING CO., LTD. | SUNDOPT | DL00-11CS11-S268W-27(90) | DL00-11CS11-S268W-27(90) |  | Indoor | LED | Downlight Solid State Retrofit | 770 | 11 | 72.3 |  | 2700K | 93 | 50000 | Continuously Dimmable |  | 2016-06-15
SUNDOPT LED LIGHTING CO., LTD. | SUNDOPT | DL00-11CS11-S268W-30(80) | DL00-11CS11-S268W-30(80) |  | Indoor | LED | Downlight Solid State Retrofit | 770 | 11 | 74 |  | 3000K | 83 | 50000 | Continuously Dimmable |  | 2016-06-15
SUNDOPT LED LIGHTING CO., LTD. | SUNDOPT | DL00-11CS11-S268W-30(90) | DL00-11CS11-S268W-30(90) |  | Indoor | LED | Downlight Solid State Retrofit | 770 | 11 | 73.6 |  | 3000K | 94 | 50000 | Continuously Dimmable |  | 2016-06-15
SUNDOPT LED LIGHTING CO., LTD. | SUNDOPT | DL00-11CS11-S268W-35(80) | DL00-11CS11-S268W-35(80) |  | Indoor | LED | Downlight Solid State Retrofit | 770 | 11 | 74.8 |  | 3500K | 85 | 50000 | Continuously Dimmable |  | 2016-06-15
SUNDOPT LED LIGHTING CO., LTD. | SUNDOPT | DL00-11CS11-S268W-35(90) | DL00-11CS11-S268W-35(90) |  | Indoor | LED | Downlight Solid State Retrofit | 770 | 11 | 74.4 |  | 3500K | 94 | 50000 | Continuously Dimmable |  | 2016-06-15
SUNDOPT LED LIGHTING CO., LTD. | SUNDOPT | DL00-11CS11-S268W-40(80) | DL00-11CS11-S268W-40(80) |  | Indoor | LED | Downlight Solid State Retrofit | 770 | 11 | 76.7 |  | 4000/4100K | 85 | 50000 | Continuously Dimmable |  | 2016-06-15
SUNDOPT LED LIGHTING CO., LTD. | SUNDOPT | DL00-11CS11-S268W-40(90) | DL00-11CS11-S268W-40(90) |  | Indoor | LED | Downlight Solid State Retrofit | 770 | 11 | 74.9 |  | 4000/4100K | 94 | 50000 | Continuously Dimmable |  | 2016-06-15
SUNDOPT LED LIGHTING CO., LTD. | SUNDOPT | DL00-11CS11-S268W-50(80) | DL00-11CS11-S268W-50(80) |  | Indoor | LED | Downlight Solid State Retrofit | 770 | 11 | 78.3 |  | 5000K | 83 | 50000 | Continuously Dimmable |  | 2016-06-15
SUNDOPT LED LIGHTING CO., LTD. | SUNDOPT | DL00-11CS11-S268W-50(90) | DL00-11CS11-S268W-50(90) |  | Indoor | LED | Downlight Solid State Retrofit | 770 | 11 | 76.4 |  | 5000K | 93 | 50000 | Continuously Dimmable |  | 2016-06-15
SUNDOPT LED LIGHTING CO., LTD. | SUNDOPT | DL00-11CS11-S268W-CW(80) | DL00-11CS11-S268W-CW(80) |  | Indoor | LED | Downlight Solid State Retrofit | 740 | 11 | 70 |  | 4000/4100K | 84 | 50000 | Continuously Dimmable |  | 2016-07-05
SUNDOPT LED LIGHTING CO., LTD. | SUNDOPT | DL00-11CS11-S268W-CW(90) | DL00-11CS11-S268W-CW(90) |  | Indoor | LED | Downlight Solid State Retrofit | 760 | 11 | 72.4 |  | 4000/4100K | 94 | 50000 | Continuously Dimmable |  | 2016-07-06
SUNDOPT LED LIGHTING CO., LTD. | SUNDOPT | DL00-11CS11-S268W-DW(80) | DL00-11CS11-S268W-DW(80) |  | Indoor | LED | Downlight Solid State Retrofit | 740 | 11 | 70.6 |  | 5000K | 84 | 50000 | Continuously Dimmable |  | 2016-07-05
SUNDOPT LED LIGHTING CO., LTD. | SUNDOPT | DL00-11CS11-S268W-DW(90) | DL00-11CS11-S268W-DW(90) |  | Indoor | LED | Downlight Solid State Retrofit | 760 | 11 | 73.9 |  | 5000K | 93 | 50000 | Continuously Dimmable |  | 2016-07-06
SUNDOPT LED LIGHTING CO., LTD. | SUNDOPT | DL00-11CS11-S268W-NW(80) | DL00-11CS11-S268W-NW(80) |  | Indoor | LED | Downlight Solid State Retrofit | 740 | 11 | 69.2 |  | 3500K | 84 | 50000 | Continuously Dimmable |  | 2016-07-05
SUNDOPT LED LIGHTING CO., LTD. | SUNDOPT | DL00-11CS11-S268W-NW(90) | DL00-11CS11-S268W-NW(90) |  | Indoor | LED | Downlight Solid State Retrofit | 760 | 11 | 71.8 |  | 3500K | 94 | 50000 | Continuously Dimmable |  | 2016-07-06
SUNDOPT LED LIGHTING CO., LTD. | SUNDOPT | DL00-11CS11-S268W-SW(80) | DL00-11CS11-S268W-SW(80) |  | Indoor | LED | Downlight Solid State Retrofit | 740 | 11 | 68.4 |  | 2700K | 83 | 50000 | Continuously Dimmable |  | 2016-07-05
SUNDOPT LED LIGHTING CO., LTD. | SUNDOPT | DL00-11CS11-S268W-SW(90) | DL00-11CS11-S268W-SW(90) |  | Indoor | LED | Downlight Solid State Retrofit | 760 | 11 | 70.3 |  | 2700K | 93 | 50000 | Continuously Dimmable |  | 2016-07-06
SUNDOPT LED LIGHTING CO., LTD. | SUNDOPT | DL00-11CS11-S268W-WW(80) | DL00-11CS11-S268W-WW(80) |  | Indoor | LED | Downlight Solid State Retrofit | 740 | 11 | 68.8 |  | 3000K | 85 | 50000 | Continuously Dimmable |  | 2016-07-05
SUNDOPT LED LIGHTING CO., LTD. | SUNDOPT | DL00-11CS11-S268W-WW(90) | DL00-11CS11-S268W-WW(90) |  | Indoor | LED | Downlight Solid State Retrofit | 760 | 11 | 71.2 |  | 3000K | 94 | 50000 | Continuously Dimmable |  | 2016-07-06
SUNDOPT LED LIGHTING CO., LTD. | SUNDOPT | DL00-12CS12-S269W-27(80) | DL00-12CS12-S269W-27(80) |  | Indoor | LED | Downlight Solid State Retrofit | 770 | 12 | 73.1 |  | 2700K | 83 | 50000 | Continuously Dimmable |  | 2016-06-15
SUNDOPT LED LIGHTING CO., LTD. | SUNDOPT | DL00-12CS12-S269W-27(90) | DL00-12CS12-S269W-27(90) |  | Indoor | LED | Downlight Solid State Retrofit | 770 | 12 | 72.6 |  | 2700K | 93 | 50000 | Continuously Dimmable |  | 2016-06-15
SUNDOPT LED LIGHTING CO., LTD. | SUNDOPT | DL00-12CS12-S269W-30(80) | DL00-12CS12-S269W-30(80) |  | Indoor | LED | Downlight Solid State Retrofit | 770 | 12 | 73.8 |  | 3000K | 82 | 50000 | Continuously Dimmable |  | 2016-06-15
SUNDOPT LED LIGHTING CO., LTD. | SUNDOPT | DL00-12CS12-S269W-30(90) | DL00-12CS12-S269W-30(90) |  | Indoor | LED | Downlight Solid State Retrofit | 770 | 12 | 73.9 |  | 3000K | 94 | 50000 | Continuously Dimmable |  | 2016-06-15
SUNDOPT LED LIGHTING CO., LTD. | SUNDOPT | DL00-12CS12-S269W-35(80) | DL00-12CS12-S269W-35(80) |  | Indoor | LED | Downlight Solid State Retrofit | 770 | 12 | 74.7 |  | 3500K | 85 | 50000 | Continuously Dimmable |  | 2016-06-15
SUNDOPT LED LIGHTING CO., LTD. | SUNDOPT | DL00-12CS12-S269W-35(90) | DL00-12CS12-S269W-35(90) |  | Indoor | LED | Downlight Solid State Retrofit | 770 | 12 | 74.2 |  | 3500K | 94 | 50000 | Continuously Dimmable |  | 2016-06-15
SUNDOPT LED LIGHTING CO., LTD. | SUNDOPT | DL00-12CS12-S269W-40(80) | DL00-12CS12-S269W-40(80) |  | Indoor | LED | Downlight Solid State Retrofit | 770 | 12 | 75.9 |  | 4000/4100K | 83 | 50000 | Continuously Dimmable |  | 2016-06-15
SUNDOPT LED LIGHTING CO., LTD. | SUNDOPT | DL00-12CS12-S269W-40(90) | DL00-12CS12-S269W-40(90) |  | Indoor | LED | Downlight Solid State Retrofit | 770 | 12 | 74.7 |  | 4000/4100K | 94 | 50000 | Continuously Dimmable |  | 2016-06-15
SUNDOPT LED LIGHTING CO., LTD. | SUNDOPT | DL00-12CS12-S269W-50(80) | DL00-12CS12-S269W-50(80) |  | Indoor | LED | Downlight Solid State Retrofit | 770 | 12 | 77.3 |  | 5000K | 83 | 50000 | Continuously Dimmable |  | 2016-06-15
SUNDOPT LED LIGHTING CO., LTD. | SUNDOPT | DL00-12CS12-S269W-50(90) | DL00-12CS12-S269W-50(90) |  | Indoor | LED | Downlight Solid State Retrofit | 770 | 12 | 76.9 |  | 5000K | 92 | 50000 | Continuously Dimmable |  | 2016-06-15
SUNDOPT LED LIGHTING CO., LTD. | SUNDOPT | DL00-12CS12-S269W-CW(80) | DL00-12CS12-S269W-CW(80) |  | Indoor | LED | Downlight Solid State Retrofit | 750 | 12 | 65.5 |  | 4000/4100K | 83 | 50000 | Continuously Dimmable |  | 2016-07-06
SUNDOPT LED LIGHTING CO., LTD. | SUNDOPT | DL00-12CS12-S269W-CW(90) | DL00-12CS12-S269W-CW(90) |  | Indoor | LED | Downlight Solid State Retrofit | 770 | 12 | 69.5 |  | 4000/4100K | 93 | 50000 | Continuously Dimmable |  | 2016-07-06
SUNDOPT LED LIGHTING CO., LTD. | SUNDOPT | DL00-12CS12-S269W-DW(80) | DL00-12CS12-S269W-DW(80) |  | Indoor | LED | Downlight Solid State Retrofit | 750 | 12 | 67.6 |  | 5000K | 83 | 50000 | Continuously Dimmable |  | 2016-07-06
SUNDOPT LED LIGHTING CO., LTD. | SUNDOPT | DL00-12CS12-S269W-DW(90) | DL00-12CS12-S269W-DW(90) |  | Indoor | LED | Downlight Solid State Retrofit | 770 | 12 | 70.2 |  | 5000K | 93 | 50000 | Continuously Dimmable |  | 2016-07-06
SUNDOPT LED LIGHTING CO., LTD. | SUNDOPT | DL00-12CS12-S269W-NW(80) | DL00-12CS12-S269W-NW(80) |  | Indoor | LED | Downlight Solid State Retrofit | 750 | 12 | 65 |  | 3500K | 84 | 50000 | Continuously Dimmable |  | 2016-07-06
SUNDOPT LED LIGHTING CO., LTD. | SUNDOPT | DL00-12CS12-S269W-NW(90) | DL00-12CS12-S269W-NW(90) |  | Indoor | LED | Downlight Solid State Retrofit | 770 | 12 | 68.6 |  | 3500K | 93 | 50000 | Continuously Dimmable |  | 2016-07-06
SUNDOPT LED LIGHTING CO., LTD. | SUNDOPT | DL00-12CS12-S269W-SW(80) | DL00-12CS12-S269W-SW(80) |  | Indoor | LED | Downlight Solid State Retrofit | 750 | 12 | 63.5 |  | 2700K | 83 | 50000 | Continuously Dimmable |  | 2016-07-06
SUNDOPT LED LIGHTING CO., LTD. | SUNDOPT | DL00-12CS12-S269W-SW(90) | DL00-12CS12-S269W-SW(90) |  | Indoor | LED | Downlight Solid State Retrofit | 770 | 12 | 65.2 |  | 2700K | 93 | 50000 | Continuously Dimmable |  | 2016-07-06
SUNDOPT LED LIGHTING CO., LTD. | SUNDOPT | DL00-12CS12-S269W-WW(80) | DL00-12CS12-S269W-WW(80) |  | Indoor | LED | Downlight Solid State Retrofit | 750 | 12 | 64.3 |  | 3000K | 84 | 50000 | Continuously Dimmable |  | 2016-07-06
SUNDOPT LED LIGHTING CO., LTD. | SUNDOPT | DL00-12CS12-S269W-WW(90) | DL00-12CS12-S269W-WW(90) |  | Indoor | LED | Downlight Solid State Retrofit | 770 | 12 | 67.7 |  | 3000K | 93 | 50000 | Continuously Dimmable |  | 2016-07-06
SUNDOPT LED LIGHTING CO., LTD. | SUNDOPT | DL00-12CS12-S270W-27(80) | DL00-12CS12-S270W-27(80) |  | Indoor | LED | Downlight Solid State Retrofit | 800 | 12 | 72.8 |  | 2700K | 83 | 50000 | Continuously Dimmable |  | 2016-06-15
SUNDOPT LED LIGHTING CO., LTD. | SUNDOPT | DL00-12CS12-S270W-27(90) | DL00-12CS12-S270W-27(90) |  | Indoor | LED | Downlight Solid State Retrofit | 800 | 12 | 71.6 |  | 2700K | 92 | 50000 | Continuously Dimmable |  | 2016-06-15
SUNDOPT LED LIGHTING CO., LTD. | SUNDOPT | DL00-12CS12-S270W-30(80) | DL00-12CS12-S270W-30(80) |  | Indoor | LED | Downlight Solid State Retrofit | 800 | 12 | 74 |  | 3000K | 82 | 50000 | Continuously Dimmable |  | 2016-06-15
SUNDOPT LED LIGHTING CO., LTD. | SUNDOPT | DL00-12CS12-S270W-30(90) | DL00-12CS12-S270W-30(90) |  | Indoor | LED | Downlight Solid State Retrofit | 800 | 12 | 72.8 |  | 3000K | 94 | 50000 | Continuously Dimmable |  | 2016-06-15
SUNDOPT LED LIGHTING CO., LTD. | SUNDOPT | DL00-12CS12-S270W-35(80) | DL00-12CS12-S270W-35(80) |  | Indoor | LED | Downlight Solid State Retrofit | 800 | 12 | 75 |  | 3500K | 85 | 50000 | Continuously Dimmable |  | 2016-06-15
SUNDOPT LED LIGHTING CO., LTD. | SUNDOPT | DL00-12CS12-S270W-35(90) | DL00-12CS12-S270W-35(90) |  | Indoor | LED | Downlight Solid State Retrofit | 800 | 12 | 73.2 |  | 3500K | 94 | 50000 | Continuously Dimmable |  | 2016-06-15
SUNDOPT LED LIGHTING CO., LTD. | SUNDOPT | DL00-12CS12-S270W-40(80) | DL00-12CS12-S270W-40(80) |  | Indoor | LED | Downlight Solid State Retrofit | 800 | 12 | 75.8 |  | 4000/4100K | 84 | 50000 | Continuously Dimmable |  | 2016-06-15
SUNDOPT LED LIGHTING CO., LTD. | SUNDOPT | DL00-12CS12-S270W-40(90) | DL00-12CS12-S270W-40(90) |  | Indoor | LED | Downlight Solid State Retrofit | 800 | 12 | 74.1 |  | 4000/4100K | 94 | 50000 | Continuously Dimmable |  | 2016-06-15
SUNDOPT LED LIGHTING CO., LTD. | SUNDOPT | DL00-12CS12-S270W-50(80) | DL00-12CS12-S270W-50(80) |  | Indoor | LED | Downlight Solid State Retrofit | 800 | 12 | 77.7 |  | 5000K | 84 | 50000 | Continuously Dimmable |  | 2016-06-15
SUNDOPT LED LIGHTING CO., LTD. | SUNDOPT | DL00-12CS12-S270W-50(90) | DL00-12CS12-S270W-50(90) |  | Indoor | LED | Downlight Solid State Retrofit | 800 | 12 | 75.9 |  | 5000K | 93 | 50000 | Continuously Dimmable |  | 2016-06-15
SUNDOPT LED LIGHTING CO., LTD. | SUNDOPT | DL00-12CS12-S270W-CW(80) | DL00-12CS12-S270W-CW(80) |  | Indoor | LED | Downlight Solid State Retrofit | 750 | 12 | 65.2 |  | 4000/4100K | 84 | 50000 | Continuously Dimmable |  | 2016-07-06
SUNDOPT LED LIGHTING CO., LTD. | SUNDOPT | DL00-12CS12-S270W-CW(90) | DL00-12CS12-S270W-CW(90) |  | Indoor | LED | Downlight Solid State Retrofit | 770 | 12 | 69.9 |  | 4000/4100K | 94 | 50000 | Continuously Dimmable |  | 2016-07-06
SUNDOPT LED LIGHTING CO., LTD. | SUNDOPT | DL00-12CS12-S270W-DW(80) | DL00-12CS12-S270W-DW(80) |  | Indoor | LED | Downlight Solid State Retrofit | 750 | 12 | 67.3 |  | 5000K | 83 | 50000 | Continuously Dimmable |  | 2016-07-06
SUNDOPT LED LIGHTING CO., LTD. | SUNDOPT | DL00-12CS12-S270W-DW(90) | DL00-12CS12-S270W-DW(90) |  | Indoor | LED | Downlight Solid State Retrofit | 770 | 12 | 70.5 |  | 5000K | 93 | 50000 | Continuously Dimmable |  | 2016-07-06
SUNDOPT LED LIGHTING CO., LTD. | SUNDOPT | DL00-12CS12-S270W-NW(80) | DL00-12CS12-S270W-NW(80) |  | Indoor | LED | Downlight Solid State Retrofit | 750 | 12 | 64.7 |  | 3500K | 84 | 50000 | Continuously Dimmable |  | 2016-07-06
SUNDOPT LED LIGHTING CO., LTD. | SUNDOPT | DL00-12CS12-S270W-NW(90) | DL00-12CS12-S270W-NW(90) |  | Indoor | LED | Downlight Solid State Retrofit | 770 | 12 | 68.3 |  | 3500K | 93 | 50000 | Continuously Dimmable |  | 2016-07-06
SUNDOPT LED LIGHTING CO., LTD. | SUNDOPT | DL00-12CS12-S270W-SW(80) | DL00-12CS12-S270W-SW(80) |  | Indoor | LED | Downlight Solid State Retrofit | 750 | 12 | 63.4 |  | 2700K | 83 | 50000 | Continuously Dimmable |  | 2016-07-06
SUNDOPT LED LIGHTING CO., LTD. | SUNDOPT | DL00-12CS12-S270W-SW(90) | DL00-12CS12-S270W-SW(90) |  | Indoor | LED | Downlight Solid State Retrofit | 770 | 12 | 64.7 |  | 2700K | 93 | 50000 | Continuously Dimmable |  | 2016-07-06
SUNDOPT LED LIGHTING CO., LTD. | SUNDOPT | DL00-12CS12-S270W-WW(80) | DL00-12CS12-S270W-WW(80) |  | Indoor | LED | Downlight Solid State Retrofit | 750 | 12 | 64.2 |  | 3000K | 84 | 50000 | Continuously Dimmable |  | 2016-07-06
SUNDOPT LED LIGHTING CO., LTD. | SUNDOPT | DL00-12CS12-S270W-WW(90) | DL00-12CS12-S270W-WW(90) |  | Indoor | LED | Downlight Solid State Retrofit | 770 | 12 | 67.4 |  | 3000K | 93 | 50000 | Continuously Dimmable |  | 2016-07-06
SUNDOPT LED LIGHTING CO., LTD. | SUNDOPT | DL00-15CS15-S271W-27(80) | DL00-15CS15-S271W-27(80) |  | Indoor | LED | Downlight Solid State Retrofit | 1010 | 15 | 72.3 |  | 2700K | 83 | 50000 | Continuously Dimmable |  | 2016-06-15
SUNDOPT LED LIGHTING CO., LTD. | SUNDOPT | DL00-15CS15-S271W-27(90) | DL00-15CS15-S271W-27(90) |  | Indoor | LED | Downlight Solid State Retrofit | 1010 | 15 | 71.6 |  | 2700K | 93 | 50000 | Continuously Dimmable |  | 2016-06-15
SUNDOPT LED LIGHTING CO., LTD. | SUNDOPT | DL00-15CS15-S271W-30(80) | DL00-15CS15-S271W-30(80) |  | Indoor | LED | Downlight Solid State Retrofit | 1010 | 15 | 73.2 |  | 3000K | 82 | 50000 | Continuously Dimmable |  | 2016-06-15
SUNDOPT LED LIGHTING CO., LTD. | SUNDOPT | DL00-15CS15-S271W-30(90) | DL00-15CS15-S271W-30(90) |  | Indoor | LED | Downlight Solid State Retrofit | 1010 | 15 | 73 |  | 3000K | 94 | 50000 | Continuously Dimmable |  | 2016-06-15
SUNDOPT LED LIGHTING CO., LTD. | SUNDOPT | DL00-15CS15-S271W-35(80) | DL00-15CS15-S271W-35(80) |  | Indoor | LED | Downlight Solid State Retrofit | 1010 | 15 | 74.1 |  | 3500K | 84 | 50000 | Continuously Dimmable |  | 2016-06-15
SUNDOPT LED LIGHTING CO., LTD. | SUNDOPT | DL00-15CS15-S271W-35(90) | DL00-15CS15-S271W-35(90) |  | Indoor | LED | Downlight Solid State Retrofit | 1010 | 15 | 73.3 |  | 3500K | 94 | 50000 | Continuously Dimmable |  | 2016-06-15
SUNDOPT LED LIGHTING CO., LTD. | SUNDOPT | DL00-15CS15-S271W-40(80) | DL00-15CS15-S271W-40(80) |  | Indoor | LED | Downlight Solid State Retrofit | 1010 | 15 | 75.6 |  | 4000/4100K | 83 | 50000 | Continuously Dimmable |  | 2016-06-15
SUNDOPT LED LIGHTING CO., LTD. | SUNDOPT | DL00-15CS15-S271W-40(90) | DL00-15CS15-S271W-40(90) |  | Indoor | LED | Downlight Solid State Retrofit | 1010 | 15 | 74.9 |  | 4000/4100K | 93 | 50000 | Continuously Dimmable |  | 2016-06-15
SUNDOPT LED LIGHTING CO., LTD. | SUNDOPT | DL00-15CS15-S271W-50(80) | DL00-15CS15-S271W-50(80) |  | Indoor | LED | Downlight Solid State Retrofit | 1010 | 15 | 77.1 |  | 5000K | 83 | 50000 | Continuously Dimmable |  | 2016-06-15
SUNDOPT LED LIGHTING CO., LTD. | SUNDOPT | DL00-15CS15-S271W-50(90) | DL00-15CS15-S271W-50(90) |  | Indoor | LED | Downlight Solid State Retrofit | 1010 | 15 | 76.7 |  | 5000K | 93 | 50000 | Continuously Dimmable |  | 2016-06-15
SUNDOPT LED LIGHTING CO., LTD. | SUNDOPT | DL00-15CS15-S271W-CW(80) | DL00-15CS15-S271W-CW(80) |  | Indoor | LED | Downlight Solid State Retrofit | 980 | 15 | 67.7 |  | 4000/4100K | 83 | 50000 | Continuously Dimmable |  | 2016-07-06
SUNDOPT LED LIGHTING CO., LTD. | SUNDOPT | DL00-15CS15-S271W-CW(90) | DL00-15CS15-S271W-CW(90) |  | Indoor | LED | Downlight Solid State Retrofit | 1000 | 15 | 72.2 |  | 4000/4100K | 93 | 50000 | Continuously Dimmable |  | 2016-07-06
SUNDOPT LED LIGHTING CO., LTD. | SUNDOPT | DL00-15CS15-S271W-DW(80) | DL00-15CS15-S271W-DW(80) |  | Indoor | LED | Downlight Solid State Retrofit | 980 | 15 | 68.6 |  | 5000K | 83 | 50000 | Continuously Dimmable |  | 2016-07-06
SUNDOPT LED LIGHTING CO., LTD. | SUNDOPT | DL00-15CS15-S271W-DW(90) | DL00-15CS15-S271W-DW(90) |  | Indoor | LED | Downlight Solid State Retrofit | 1000 | 15 | 73.7 |  | 5000K | 93 | 50000 | Continuously Dimmable |  | 2016-07-06
SUNDOPT LED LIGHTING CO., LTD. | SUNDOPT | DL00-15CS15-S271W-NW(80) | DL00-15CS15-S271W-NW(80) |  | Indoor | LED | Downlight Solid State Retrofit | 980 | 15 | 66.3 |  | 3500K | 83 | 50000 | Continuously Dimmable |  | 2016-07-06
SUNDOPT LED LIGHTING CO., LTD. | SUNDOPT | DL00-15CS15-S271W-NW(90) | DL00-15CS15-S271W-NW(90) |  | Indoor | LED | Downlight Solid State Retrofit | 1000 | 15 | 71.6 |  | 3500K | 93 | 50000 | Continuously Dimmable |  | 2016-07-06
SUNDOPT LED LIGHTING CO., LTD. | SUNDOPT | DL00-15CS15-S271W-SW(80) | DL00-15CS15-S271W-SW(80) |  | Indoor | LED | Downlight Solid State Retrofit | 980 | 15 | 65.8 |  | 2700K | 83 | 50000 | Continuously Dimmable |  | 2016-07-06
SUNDOPT LED LIGHTING CO., LTD. | SUNDOPT | DL00-15CS15-S271W-SW(90) | DL00-15CS15-S271W-SW(90) |  | Indoor | LED | Downlight Solid State Retrofit | 1000 | 15 | 67.7 |  | 2700K | 92 | 50000 | Continuously Dimmable |  | 2016-07-06
SUNDOPT LED LIGHTING CO., LTD. | SUNDOPT | DL00-15CS15-S271W-WW(80) | DL00-15CS15-S271W-WW(80) |  | Indoor | LED | Downlight Solid State Retrofit | 980 | 15 | 66.2 |  | 3000K | 84 | 50000 | Continuously Dimmable |  | 2016-07-06
SUNDOPT LED LIGHTING CO., LTD. | SUNDOPT | DL00-15CS15-S271W-WW(90) | DL00-15CS15-S271W-WW(90) |  | Indoor | LED | Downlight Solid State Retrofit | 1000 | 15 | 70 |  | 3000K | 94 | 50000 | Continuously Dimmable |  | 2016-07-06
SUNDOPT LED LIGHTING CO., LTD. | SUNDOPT | DL00-15CS15-S272W-27(80) | DL00-15CS15-S272W-27(80) |  | Indoor | LED | Downlight Solid State Retrofit | 1000 | 15 | 71.6 |  | 2700K | 83 | 50000 | Continuously Dimmable |  | 2016-06-15
SUNDOPT LED LIGHTING CO., LTD. | SUNDOPT | DL00-15CS15-S272W-27(90) | DL00-15CS15-S272W-27(90) |  | Indoor | LED | Downlight Solid State Retrofit | 1000 | 15 | 71.1 |  | 2700K | 92 | 50000 | Continuously Dimmable |  | 2016-06-15
SUNDOPT LED LIGHTING CO., LTD. | SUNDOPT | DL00-15CS15-S272W-30(80) | DL00-15CS15-S272W-30(80) |  | Indoor | LED | Downlight Solid State Retrofit | 1000 | 15 | 72.7 |  | 3000K | 83 | 50000 | Continuously Dimmable |  | 2016-06-15
SUNDOPT LED LIGHTING CO., LTD. | SUNDOPT | DL00-15CS15-S272W-30(90) | DL00-15CS15-S272W-30(90) |  | Indoor | LED | Downlight Solid State Retrofit | 1000 | 15 | 72.2 |  | 3000K | 94 | 50000 | Continuously Dimmable |  | 2016-06-15
SUNDOPT LED LIGHTING CO., LTD. | SUNDOPT | DL00-15CS15-S272W-35(80) | DL00-15CS15-S272W-35(80) |  | Indoor | LED | Downlight Solid State Retrofit | 1000 | 15 | 73.9 |  | 3500K | 85 | 50000 | Continuously Dimmable |  | 2016-06-15
SUNDOPT LED LIGHTING CO., LTD. | SUNDOPT | DL00-15CS15-S272W-35(90) | DL00-15CS15-S272W-35(90) |  | Indoor | LED | Downlight Solid State Retrofit | 1000 | 15 | 72.8 |  | 3500K | 94 | 50000 | Continuously Dimmable |  | 2016-06-15
SUNDOPT LED LIGHTING CO., LTD. | SUNDOPT | DL00-15CS15-S272W-40(80) | DL00-15CS15-S272W-40(80) |  | Indoor | LED | Downlight Solid State Retrofit | 1000 | 15 | 74.9 |  | 4000/4100K | 84 | 50000 | Continuously Dimmable |  | 2016-06-15
SUNDOPT LED LIGHTING CO., LTD. | SUNDOPT | DL00-15CS15-S272W-40(90) | DL00-15CS15-S272W-40(90) |  | Indoor | LED | Downlight Solid State Retrofit | 1000 | 15 | 73.6 |  | 4000/4100K | 94 | 50000 | Continuously Dimmable |  | 2016-06-15
SUNDOPT LED LIGHTING CO., LTD. | SUNDOPT | DL00-15CS15-S272W-50(80) | DL00-15CS15-S272W-50(80) |  | Indoor | LED | Downlight Solid State Retrofit | 1000 | 15 | 76.8 |  | 5000K | 83 | 50000 | Continuously Dimmable |  | 2016-06-15
SUNDOPT LED LIGHTING CO., LTD. | SUNDOPT | DL00-15CS15-S272W-50(90) | DL00-15CS15-S272W-50(90) |  | Indoor | LED | Downlight Solid State Retrofit | 1000 | 15 | 74.9 |  | 5000K | 93 | 50000 | Continuously Dimmable |  | 2016-06-15
SUNDOPT LED LIGHTING CO., LTD. | SUNDOPT | DL00-15CS15-S272W-CW(80) | DL00-15CS15-S272W-CW(80) |  | Indoor | LED | Downlight Solid State Retrofit | 980 | 15 | 67.4 |  | 4000/4100K | 84 | 50000 | Continuously Dimmable |  | 2016-07-06
SUNDOPT LED LIGHTING CO., LTD. | SUNDOPT | DL00-15CS15-S272W-CW(90) | DL00-15CS15-S272W-CW(90) |  | Indoor | LED | Downlight Solid State Retrofit | 1000 | 15 | 71.7 |  | 4000/4100K | 94 | 50000 | Continuously Dimmable |  | 2016-07-06
SUNDOPT LED LIGHTING CO., LTD. | SUNDOPT | DL00-15CS15-S272W-DW(80) | DL00-15CS15-S272W-DW(80) |  | Indoor | LED | Downlight Solid State Retrofit | 980 | 15 | 68.7 |  | 5000K | 83 | 50000 | Continuously Dimmable |  | 2016-07-06
SUNDOPT LED LIGHTING CO., LTD. | SUNDOPT | DL00-15CS15-S272W-DW(90) | DL00-15CS15-S272W-DW(90) |  | Indoor | LED | Downlight Solid State Retrofit | 1000 | 15 | 74 |  | 5000K | 93 | 50000 | Continuously Dimmable |  | 2016-07-06
SUNDOPT LED LIGHTING CO., LTD. | SUNDOPT | DL00-15CS15-S272W-NW(80) | DL00-15CS15-S272W-NW(80) |  | Indoor | LED | Downlight Solid State Retrofit | 980 | 15 | 66.2 |  | 3500K | 84 | 50000 | Continuously Dimmable |  | 2016-07-06
SUNDOPT LED LIGHTING CO., LTD. | SUNDOPT | DL00-15CS15-S272W-NW(90) | DL00-15CS15-S272W-NW(90) |  | Indoor | LED | Downlight Solid State Retrofit | 1000 | 15 | 71.2 |  | 3500K | 93 | 50000 | Continuously Dimmable |  | 2016-07-06
SUNDOPT LED LIGHTING CO., LTD. | SUNDOPT | DL00-15CS15-S272W-SW(80) | DL00-15CS15-S272W-SW(80) |  | Indoor | LED | Downlight Solid State Retrofit | 980 | 15 | 65.9 |  | 2700K | 83 | 50000 | Continuously Dimmable |  | 2016-07-06
SUNDOPT LED LIGHTING CO., LTD. | SUNDOPT | DL00-15CS15-S272W-SW(90) | DL00-15CS15-S272W-SW(90) |  | Indoor | LED | Downlight Solid State Retrofit | 1000 | 15 | 67.7 |  | 2700K | 93 | 50000 | Continuously Dimmable |  | 2016-07-06
SUNDOPT LED LIGHTING CO., LTD. | SUNDOPT | DL00-15CS15-S272W-WW(80) | DL00-15CS15-S272W-WW(80) |  | Indoor | LED | Downlight Solid State Retrofit | 980 | 15 | 66.3 |  | 3000K | 84 | 50000 | Continuously Dimmable |  | 2016-07-06
SUNDOPT LED LIGHTING CO., LTD. | SUNDOPT | DL00-15CS15-S272W-WW(90) | DL00-15CS15-S272W-WW(90) |  | Indoor | LED | Downlight Solid State Retrofit | 1000 | 15 | 70.3 |  | 3000K | 93 | 50000 | Continuously Dimmable |  | 2016-07-06
SUNDOPT LED LIGHTING CO., LTD. | SUNDOPT | DL00-9CS9-S263W-27(80) | DL00-9CS9-S263W-27(80) |  | Indoor | LED | Downlight Solid State Retrofit | 600 | 9 | 73.7 |  | 2700K | 83 | 50000 | Continuously Dimmable |  | 2016-06-15
SUNDOPT LED LIGHTING CO., LTD. | SUNDOPT | DL00-9CS9-S263W-27(90) | DL00-9CS9-S263W-27(90) |  | Indoor | LED | Downlight Solid State Retrofit | 600 | 9 | 71.6 |  | 2700K | 93 | 50000 | Continuously Dimmable |  | 2016-06-15
SUNDOPT LED LIGHTING CO., LTD. | SUNDOPT | DL00-9CS9-S263W-30(80) | DL00-9CS9-S263W-30(80) |  | Indoor | LED | Downlight Solid State Retrofit | 600 | 9 | 74.8 |  | 3000K | 82 | 50000 | Continuously Dimmable |  | 2016-06-15
SUNDOPT LED LIGHTING CO., LTD. | SUNDOPT | DL00-9CS9-S263W-30(90) | DL00-9CS9-S263W-30(90) |  | Indoor | LED | Downlight Solid State Retrofit | 600 | 9 | 72.1 |  | 3000K | 93 | 50000 | Continuously Dimmable |  | 2016-06-15
SUNDOPT LED LIGHTING CO., LTD. | SUNDOPT | DL00-9CS9-S263W-35(80) | DL00-9CS9-S263W-35(80) |  | Indoor | LED | Downlight Solid State Retrofit | 600 | 9 | 75.9 |  | 3500K | 85 | 50000 | Continuously Dimmable |  | 2016-06-15
SUNDOPT LED LIGHTING CO., LTD. | SUNDOPT | DL00-9CS9-S263W-35(90) | DL00-9CS9-S263W-35(90) |  | Indoor | LED | Downlight Solid State Retrofit | 600 | 9 | 73.1 |  | 3500K | 94 | 50000 | Continuously Dimmable |  | 2016-06-15
SUNDOPT LED LIGHTING CO., LTD. | SUNDOPT | DL00-9CS9-S263W-40(80) | DL00-9CS9-S263W-40(80) |  | Indoor | LED | Downlight Solid State Retrofit | 600 | 9 | 76.7 |  | 4000/4100K | 84 | 50000 | Continuously Dimmable |  | 2016-06-15
SUNDOPT LED LIGHTING CO., LTD. | SUNDOPT | DL00-9CS9-S263W-40(90) | DL00-9CS9-S263W-40(90) |  | Indoor | LED | Downlight Solid State Retrofit | 600 | 9 | 74.5 |  | 4000/4100K | 94 | 50000 | Continuously Dimmable |  | 2016-06-15
SUNDOPT LED LIGHTING CO., LTD. | SUNDOPT | DL00-9CS9-S263W-50(80) | DL00-9CS9-S263W-50(80) |  | Indoor | LED | Downlight Solid State Retrofit | 600 | 9 | 77.8 |  | 5000K | 84 | 50000 | Continuously Dimmable |  | 2016-06-15
SUNDOPT LED LIGHTING CO., LTD. | SUNDOPT | DL00-9CS9-S263W-50(90) | DL00-9CS9-S263W-50(90) |  | Indoor | LED | Downlight Solid State Retrofit | 600 | 9 | 76.9 |  | 5000K | 93 | 50000 | Continuously Dimmable |  | 2016-06-15
SUNDOPT LED LIGHTING CO., LTD. | SUNDOPT | DL00-9CS9-S263W-CW(80) | DL00-9CS9-S263W-CW(80) |  | Indoor | LED | Downlight Solid State Retrofit | 540 | 9 | 65.1 |  | 4000/4100K | 84 | 50000 | Continuously Dimmable |  | 2016-07-05
SUNDOPT LED LIGHTING CO., LTD. | SUNDOPT | DL00-9CS9-S263W-CW(90) | DL00-9CS9-S263W-CW(90) |  | Indoor | LED | Downlight Solid State Retrofit | 570 | 9 | 70.4 |  | 4000/4100K | 94 | 50000 | Continuously Dimmable |  | 2016-07-05
SUNDOPT LED LIGHTING CO., LTD. | SUNDOPT | DL00-9CS9-S263W-DW(80) | DL00-9CS9-S263W-DW(80) |  | Indoor | LED | Downlight Solid State Retrofit | 540 | 9 | 65.8 |  | 5000K | 84 | 50000 | Continuously Dimmable |  | 2016-07-05
SUNDOPT LED LIGHTING CO., LTD. | SUNDOPT | DL00-9CS9-S263W-DW(90) | DL00-9CS9-S263W-DW(90) |  | Indoor | LED | Downlight Solid State Retrofit | 570 | 9 | 71.7 |  | 5000K | 93 | 50000 | Continuously Dimmable |  | 2016-07-05
SUNDOPT LED LIGHTING CO., LTD. | SUNDOPT | DL00-9CS9-S263W-NW(80) | DL00-9CS9-S263W-NW(80) |  | Indoor | LED | Downlight Solid State Retrofit | 540 | 9 | 63.4 |  | 3500K | 84 | 50000 | Continuously Dimmable |  | 2016-07-05
SUNDOPT LED LIGHTING CO., LTD. | SUNDOPT | DL00-9CS9-S263W-NW(90) | DL00-9CS9-S263W-NW(90) |  | Indoor | LED | Downlight Solid State Retrofit | 570 | 9 | 69.3 |  | 3500K | 94 | 50000 | Continuously Dimmable |  | 2016-07-05
SUNDOPT LED LIGHTING CO., LTD. | SUNDOPT | DL00-9CS9-S263W-SW(80) | DL00-9CS9-S263W-SW(80) |  | Indoor | LED | Downlight Solid State Retrofit | 540 | 9 | 61.1 |  | 2700K | 83 | 50000 | Continuously Dimmable |  | 2016-07-05
SUNDOPT LED LIGHTING CO., LTD. | SUNDOPT | DL00-9CS9-S263W-SW(90) | DL00-9CS9-S263W-SW(90) |  | Indoor | LED | Downlight Solid State Retrofit | 570 | 9 | 63.6 |  | 2700K | 93 | 50000 | Continuously Dimmable |  | 2016-07-05
SUNDOPT LED LIGHTING CO., LTD. | SUNDOPT | DL00-9CS9-S263W-WW(80) | DL00-9CS9-S263W-WW(80) |  | Indoor | LED | Downlight Solid State Retrofit | 540 | 9 | 62.9 |  | 3000K | 84 | 50000 | Continuously Dimmable |  | 2016-07-05
SUNDOPT LED LIGHTING CO., LTD. | SUNDOPT | DL00-9CS9-S263W-WW(90) | DL00-9CS9-S263W-WW(90) |  | Indoor | LED | Downlight Solid State Retrofit | 570 | 9 | 68 |  | 3000K | 94 | 50000 | Continuously Dimmable |  | 2016-07-05
SUNDOPT LED LIGHTING CO., LTD. | SUNDOPT | DL00-9CS9-S264W-27(80) | DL00-9CS9-S264W-27(80) |  | Indoor | LED | Downlight Solid State Retrofit | 570 | 9 | 71.6 |  | 2700K | 83 | 50000 | Continuously Dimmable |  | 2016-06-15
SUNDOPT LED LIGHTING CO., LTD. | SUNDOPT | DL00-9CS9-S264W-27(90) | DL00-9CS9-S264W-27(90) |  | Indoor | LED | Downlight Solid State Retrofit | 570 | 9 | 70.4 |  | 2700K | 92 | 50000 | Continuously Dimmable |  | 2016-06-15
SUNDOPT LED LIGHTING CO., LTD. | SUNDOPT | DL00-9CS9-S264W-30(80) | DL00-9CS9-S264W-30(80) |  | Indoor | LED | Downlight Solid State Retrofit | 570 | 9 | 72.8 |  | 3000K | 82 | 50000 | Continuously Dimmable |  | 2016-06-15
SUNDOPT LED LIGHTING CO., LTD. | SUNDOPT | DL00-9CS9-S264W-30(90) | DL00-9CS9-S264W-30(90) |  | Indoor | LED | Downlight Solid State Retrofit | 570 | 9 | 71 |  | 3000K | 94 | 50000 | Continuously Dimmable |  | 2016-06-15
SUNDOPT LED LIGHTING CO., LTD. | SUNDOPT | DL00-9CS9-S264W-35(80) | DL00-9CS9-S264W-35(80) |  | Indoor | LED | Downlight Solid State Retrofit | 570 | 9 | 75 |  | 3500K | 85 | 50000 | Continuously Dimmable |  | 2016-06-15
SUNDOPT LED LIGHTING CO., LTD. | SUNDOPT | DL00-9CS9-S264W-35(90) | DL00-9CS9-S264W-35(90) |  | Indoor | LED | Downlight Solid State Retrofit | 570 | 9 | 72.7 |  | 3500K | 94 | 50000 | Continuously Dimmable |  | 2016-06-15
SUNDOPT LED LIGHTING CO., LTD. | SUNDOPT | DL00-9CS9-S264W-40(80) | DL00-9CS9-S264W-40(80) |  | Indoor | LED | Downlight Solid State Retrofit | 570 | 9 | 76.9 |  | 4000/4100K | 84 | 50000 | Continuously Dimmable |  | 2016-06-15
SUNDOPT LED LIGHTING CO., LTD. | SUNDOPT | DL00-9CS9-S264W-40(90) | DL00-9CS9-S264W-40(90) |  | Indoor | LED | Downlight Solid State Retrofit | 570 | 9 | 73.6 |  | 4000/4100K | 94 | 50000 | Continuously Dimmable |  | 2016-06-15
SUNDOPT LED LIGHTING CO., LTD. | SUNDOPT | DL00-9CS9-S264W-50(80) | DL00-9CS9-S264W-50(80) |  | Indoor | LED | Downlight Solid State Retrofit | 570 | 9 | 78.9 |  | 5000K | 84 | 50000 | Continuously Dimmable |  | 2016-06-15
SUNDOPT LED LIGHTING CO., LTD. | SUNDOPT | DL00-9CS9-S264W-50(90) | DL00-9CS9-S264W-50(90) |  | Indoor | LED | Downlight Solid State Retrofit | 570 | 9 | 75.1 |  | 5000K | 94 | 50000 | Continuously Dimmable |  | 2016-06-15
SUNDOPT LED LIGHTING CO., LTD. | SUNDOPT | DL00-9CS9-S264W-CW(80) | DL00-9CS9-S264W-CW(80) |  | Indoor | LED | Downlight Solid State Retrofit | 540 | 9 | 64.9 |  | 4000/4100K | 84 | 50000 | Continuously Dimmable |  | 2016-07-05
SUNDOPT LED LIGHTING CO., LTD. | SUNDOPT | DL00-9CS9-S264W-CW(90) | DL00-9CS9-S264W-CW(90) |  | Indoor | LED | Downlight Solid State Retrofit | 570 | 9 | 70.3 |  | 4000/4100K | 94 | 50000 | Continuously Dimmable |  | 2016-07-05
SUNDOPT LED LIGHTING CO., LTD. | SUNDOPT | DL00-9CS9-S264W-DW(80) | DL00-9CS9-S264W-DW(80) |  | Indoor | LED | Downlight Solid State Retrofit | 540 | 9 | 65.4 |  | 5000K | 84 | 50000 | Continuously Dimmable |  | 2016-07-05
SUNDOPT LED LIGHTING CO., LTD. | SUNDOPT | DL00-9CS9-S264W-DW(90) | DL00-9CS9-S264W-DW(90) |  | Indoor | LED | Downlight Solid State Retrofit | 570 | 9 | 71.5 |  | 5000K | 94 | 50000 | Continuously Dimmable |  | 2016-07-05
SUNDOPT LED LIGHTING CO., LTD. | SUNDOPT | DL00-9CS9-S264W-NW(80) | DL00-9CS9-S264W-NW(80) |  | Indoor | LED | Downlight Solid State Retrofit | 540 | 9 | 63 |  | 3500K | 84 | 50000 | Continuously Dimmable |  | 2016-07-05
SUNDOPT LED LIGHTING CO., LTD. | SUNDOPT | DL00-9CS9-S264W-NW(90) | DL00-9CS9-S264W-NW(90) |  | Indoor | LED | Downlight Solid State Retrofit | 570 | 9 | 69.2 |  | 3500K | 94 | 50000 | Continuously Dimmable |  | 2016-07-05
SUNDOPT LED LIGHTING CO., LTD. | SUNDOPT | DL00-9CS9-S264W-SW(80) | DL00-9CS9-S264W-SW(80) |  | Indoor | LED | Downlight Solid State Retrofit | 540 | 9 | 60.6 |  | 2700K | 83 | 50000 | Continuously Dimmable |  | 2016-07-05
SUNDOPT LED LIGHTING CO., LTD. | SUNDOPT | DL00-9CS9-S264W-SW(90) | DL00-9CS9-S264W-SW(90) |  | Indoor | LED | Downlight Solid State Retrofit | 570 | 9 | 63.5 |  | 2700K | 93 | 50000 | Continuously Dimmable |  | 2016-07-05
SUNDOPT LED LIGHTING CO., LTD. | SUNDOPT | DL00-9CS9-S264W-WW(80) | DL00-9CS9-S264W-WW(80) |  | Indoor | LED | Downlight Solid State Retrofit | 540 | 9 | 62.7 |  | 3000K | 84 | 50000 | Continuously Dimmable |  | 2016-07-05
SUNDOPT LED LIGHTING CO., LTD. | SUNDOPT | DL00-9CS9-S264W-WW(90) | DL00-9CS9-S264W-WW(90) |  | Indoor | LED | Downlight Solid State Retrofit | 570 | 9 | 67.6 |  | 3000K | 94 | 50000 | Continuously Dimmable |  | 2016-07-05
SUNDOPT LED LIGHTING CO., LTD. | SUNDOPT | DL00-9CS9-S265W-27(80) | DL00-9CS9-S265W-27(80) |  | Indoor | LED | Downlight Solid State Retrofit | 630 | 9 | 75.1 |  | 2700K | 83 | 50000 | Continuously Dimmable |  | 2016-06-15
SUNDOPT LED LIGHTING CO., LTD. | SUNDOPT | DL00-9CS9-S265W-27(90) | DL00-9CS9-S265W-27(90) |  | Indoor | LED | Downlight Solid State Retrofit | 630 | 9 | 74.1 |  | 2700K | 93 | 50000 | Continuously Dimmable |  | 2016-06-15
SUNDOPT LED LIGHTING CO., LTD. | SUNDOPT | DL00-9CS9-S265W-30(80) | DL00-9CS9-S265W-30(80) |  | Indoor | LED | Downlight Solid State Retrofit | 630 | 9 | 75.9 |  | 3000K | 83 | 50000 | Continuously Dimmable |  | 2016-06-15
SUNDOPT LED LIGHTING CO., LTD. | SUNDOPT | DL00-9CS9-S265W-30(90) | DL00-9CS9-S265W-30(90) |  | Indoor | LED | Downlight Solid State Retrofit | 630 | 9 | 75.7 |  | 3000K | 93 | 50000 | Continuously Dimmable |  | 2016-06-15
SUNDOPT LED LIGHTING CO., LTD. | SUNDOPT | DL00-9CS9-S265W-35(80) | DL00-9CS9-S265W-35(80) |  | Indoor | LED | Downlight Solid State Retrofit | 630 | 9 | 77.9 |  | 3500K | 85 | 50000 | Continuously Dimmable |  | 2016-06-15
SUNDOPT LED LIGHTING CO., LTD. | SUNDOPT | DL00-9CS9-S265W-35(90) | DL00-9CS9-S265W-35(90) |  | Indoor | LED | Downlight Solid State Retrofit | 630 | 9 | 76.2 |  | 3500K | 93 | 50000 | Continuously Dimmable |  | 2016-06-15
SUNDOPT LED LIGHTING CO., LTD. | SUNDOPT | DL00-9CS9-S265W-40(80) | DL00-9CS9-S265W-40(80) |  | Indoor | LED | Downlight Solid State Retrofit | 630 | 9 | 79.2 |  | 4000/4100K | 84 | 50000 | Continuously Dimmable |  | 2016-06-15
SUNDOPT LED LIGHTING CO., LTD. | SUNDOPT | DL00-9CS9-S265W-40(90) | DL00-9CS9-S265W-40(90) |  | Indoor | LED | Downlight Solid State Retrofit | 630 | 9 | 77.2 |  | 4000/4100K | 93 | 50000 | Continuously Dimmable |  | 2016-06-15
SUNDOPT LED LIGHTING CO., LTD. | SUNDOPT | DL00-9CS9-S265W-50(80) | DL00-9CS9-S265W-50(80) |  | Indoor | LED | Downlight Solid State Retrofit | 630 | 9 | 80.6 |  | 5000K | 84 | 50000 | Continuously Dimmable |  | 2016-06-15
SUNDOPT LED LIGHTING CO., LTD. | SUNDOPT | DL00-9CS9-S265W-50(90) | DL00-9CS9-S265W-50(90) |  | Indoor | LED | Downlight Solid State Retrofit | 630 | 9 | 78.8 |  | 5000K | 93 | 50000 | Continuously Dimmable |  | 2016-06-15
SUNDOPT LED LIGHTING CO., LTD. | SUNDOPT | DL00-9CS9-S265W-CW(80) | DL00-9CS9-S265W-CW(80) |  | Indoor | LED | Downlight Solid State Retrofit | 600 | 9 | 70.8 |  | 4000/4100K | 84 | 50000 | Continuously Dimmable |  | 2016-07-05
SUNDOPT LED LIGHTING CO., LTD. | SUNDOPT | DL00-9CS9-S265W-CW(90) | DL00-9CS9-S265W-CW(90) |  | Indoor | LED | Downlight Solid State Retrofit | 620 | 9 | 72.1 |  | 4000/4100K | 93 | 50000 | Continuously Dimmable |  | 2016-07-05
SUNDOPT LED LIGHTING CO., LTD. | SUNDOPT | DL00-9CS9-S265W-DW(80) | DL00-9CS9-S265W-DW(80) |  | Indoor | LED | Downlight Solid State Retrofit | 600 | 9 | 71.3 |  | 5000K | 84 | 50000 | Continuously Dimmable |  | 2016-07-05
SUNDOPT LED LIGHTING CO., LTD. | SUNDOPT | DL00-9CS9-S265W-DW(90) | DL00-9CS9-S265W-DW(90) |  | Indoor | LED | Downlight Solid State Retrofit | 620 | 9 | 73.9 |  | 5000K | 93 | 50000 | Continuously Dimmable |  | 2016-07-05
SUNDOPT LED LIGHTING CO., LTD. | SUNDOPT | DL00-9CS9-S265W-NW(80) | DL00-9CS9-S265W-NW(80) |  | Indoor | LED | Downlight Solid State Retrofit | 600 | 9 | 70.5 |  | 3500K | 84 | 50000 | Continuously Dimmable |  | 2016-07-05
SUNDOPT LED LIGHTING CO., LTD. | SUNDOPT | DL00-9CS9-S265W-NW(90) | DL00-9CS9-S265W-NW(90) |  | Indoor | LED | Downlight Solid State Retrofit | 620 | 9 | 71.8 |  | 3500K | 93 | 50000 | Continuously Dimmable |  | 2016-07-05
SUNDOPT LED LIGHTING CO., LTD. | SUNDOPT | DL00-9CS9-S265W-SW(80) | DL00-9CS9-S265W-SW(80) |  | Indoor | LED | Downlight Solid State Retrofit | 600 | 9 | 68.2 |  | 2700K | 83 | 50000 | Continuously Dimmable |  | 2016-07-05
SUNDOPT LED LIGHTING CO., LTD. | SUNDOPT | DL00-9CS9-S265W-SW(90) | DL00-9CS9-S265W-SW(90) |  | Indoor | LED | Downlight Solid State Retrofit | 620 | 9 | 70.7 |  | 2700K | 93 | 50000 | Continuously Dimmable |  | 2016-07-05
SUNDOPT LED LIGHTING CO., LTD. | SUNDOPT | DL00-9CS9-S265W-WW(80) | DL00-9CS9-S265W-WW(80) |  | Indoor | LED | Downlight Solid State Retrofit | 600 | 9 | 70.2 |  | 3000K | 83 | 50000 | Continuously Dimmable |  | 2016-07-05
SUNDOPT LED LIGHTING CO., LTD. | SUNDOPT | DL00-9CS9-S265W-WW(90) | DL00-9CS9-S265W-WW(90) |  | Indoor | LED | Downlight Solid State Retrofit | 620 | 9 | 71.4 |  | 3000K | 93 | 50000 | Continuously Dimmable |  | 2016-07-05
SUNDOPT LED LIGHTING CO., LTD. | SUNDOPT | DL00-9CS9-S266W-27(80) | DL00-9CS9-S266W-27(80) |  | Indoor | LED | Downlight Solid State Retrofit | 640 | 9 | 75 |  | 2700K | 83 | 50000 | Continuously Dimmable |  | 2016-06-15
SUNDOPT LED LIGHTING CO., LTD. | SUNDOPT | DL00-9CS9-S266W-27(90) | DL00-9CS9-S266W-27(90) |  | Indoor | LED | Downlight Solid State Retrofit | 640 | 9 | 74.4 |  | 2700K | 95 | 50000 | Continuously Dimmable |  | 2016-06-15
SUNDOPT LED LIGHTING CO., LTD. | SUNDOPT | DL00-9CS9-S266W-30(80) | DL00-9CS9-S266W-30(80) |  | Indoor | LED | Downlight Solid State Retrofit | 640 | 9 | 76.6 |  | 3000K | 82 | 50000 | Continuously Dimmable |  | 2016-06-15
SUNDOPT LED LIGHTING CO., LTD. | SUNDOPT | DL00-9CS9-S266W-30(90) | DL00-9CS9-S266W-30(90) |  | Indoor | LED | Downlight Solid State Retrofit | 640 | 9 | 75.7 |  | 3000K | 94 | 50000 | Continuously Dimmable |  | 2016-06-15
SUNDOPT LED LIGHTING CO., LTD. | SUNDOPT | DL00-9CS9-S266W-35(80) | DL00-9CS9-S266W-35(80) |  | Indoor | LED | Downlight Solid State Retrofit | 640 | 9 | 77.5 |  | 3500K | 85 | 50000 | Continuously Dimmable |  | 2016-06-15
SUNDOPT LED LIGHTING CO., LTD. | SUNDOPT | DL00-9CS9-S266W-35(90) | DL00-9CS9-S266W-35(90) |  | Indoor | LED | Downlight Solid State Retrofit | 640 | 9 | 76.3 |  | 3500K | 94 | 50000 | Continuously Dimmable |  | 2016-06-15
SUNDOPT LED LIGHTING CO., LTD. | SUNDOPT | DL00-9CS9-S266W-40(80) | DL00-9CS9-S266W-40(80) |  | Indoor | LED | Downlight Solid State Retrofit | 640 | 9 | 78.3 |  | 4000/4100K | 84 | 50000 | Continuously Dimmable |  | 2016-06-15
SUNDOPT LED LIGHTING CO., LTD. | SUNDOPT | DL00-9CS9-S266W-40(90) | DL00-9CS9-S266W-40(90) |  | Indoor | LED | Downlight Solid State Retrofit | 640 | 9 | 77.1 |  | 4000/4100K | 94 | 50000 | Continuously Dimmable |  | 2016-06-15
SUNDOPT LED LIGHTING CO., LTD. | SUNDOPT | DL00-9CS9-S266W-50(80) | DL00-9CS9-S266W-50(80) |  | Indoor | LED | Downlight Solid State Retrofit | 640 | 9 | 79.8 |  | 5000K | 83 | 50000 | Continuously Dimmable |  | 2016-06-15
SUNDOPT LED LIGHTING CO., LTD. | SUNDOPT | DL00-9CS9-S266W-50(90) | DL00-9CS9-S266W-50(90) |  | Indoor | LED | Downlight Solid State Retrofit | 640 | 9 | 79.2 |  | 5000K | 93 | 50000 | Continuously Dimmable |  | 2016-06-15
SUNDOPT LED LIGHTING CO., LTD. | SUNDOPT | DL00-9CS9-S266W-CW(80) | DL00-9CS9-S266W-CW(80) |  | Indoor | LED | Downlight Solid State Retrofit | 600 | 9 | 70.4 |  | 4000/4100K | 83 | 50000 | Continuously Dimmable |  | 2016-07-05
SUNDOPT LED LIGHTING CO., LTD. | SUNDOPT | DL00-9CS9-S266W-CW(90) | DL00-9CS9-S266W-CW(90) |  | Indoor | LED | Downlight Solid State Retrofit | 620 | 9 | 72.1 |  | 4000/4100K | 94 | 50000 | Continuously Dimmable |  | 2016-07-05
SUNDOPT LED LIGHTING CO., LTD. | SUNDOPT | DL00-9CS9-S266W-DW(80) | DL00-9CS9-S266W-DW(80) |  | Indoor | LED | Downlight Solid State Retrofit | 600 | 9 | 71.1 |  | 5000K | 84 | 50000 | Continuously Dimmable |  | 2016-07-05
SUNDOPT LED LIGHTING CO., LTD. | SUNDOPT | DL00-9CS9-S266W-DW(90) | DL00-9CS9-S266W-DW(90) |  | Indoor | LED | Downlight Solid State Retrofit | 620 | 9 | 73.4 |  | 5000K | 93 | 50000 | Continuously Dimmable |  | 2016-07-05
SUNDOPT LED LIGHTING CO., LTD. | SUNDOPT | DL00-9CS9-S266W-NW(80) | DL00-9CS9-S266W-NW(80) |  | Indoor | LED | Downlight Solid State Retrofit | 600 | 9 | 70.2 |  | 3500K | 83 | 50000 | Continuously Dimmable |  | 2016-07-05
SUNDOPT LED LIGHTING CO., LTD. | SUNDOPT | DL00-9CS9-S266W-NW(90) | DL00-9CS9-S266W-NW(90) |  | Indoor | LED | Downlight Solid State Retrofit | 620 | 9 | 71.8 |  | 3500K | 94 | 50000 | Continuously Dimmable |  | 2016-07-05
SUNDOPT LED LIGHTING CO., LTD. | SUNDOPT | DL00-9CS9-S266W-SW(80) | DL00-9CS9-S266W-SW(80) |  | Indoor | LED | Downlight Solid State Retrofit | 600 | 9 | 68.2 |  | 2700K | 83 | 50000 | Continuously Dimmable |  | 2016-07-05
SUNDOPT LED LIGHTING CO., LTD. | SUNDOPT | DL00-9CS9-S266W-SW(90) | DL00-9CS9-S266W-SW(90) |  | Indoor | LED | Downlight Solid State Retrofit | 620 | 9 | 69.9 |  | 2700K | 93 | 50000 | Continuously Dimmable |  | 2016-07-05
SUNDOPT LED LIGHTING CO., LTD. | SUNDOPT | DL00-9CS9-S266W-WW(80) | DL00-9CS9-S266W-WW(80) |  | Indoor | LED | Downlight Solid State Retrofit | 600 | 9 | 69.7 |  | 3000K | 82 | 50000 | Continuously Dimmable |  | 2016-07-05
SUNDOPT LED LIGHTING CO., LTD. | SUNDOPT | DL00-9CS9-S266W-WW(90) | DL00-9CS9-S266W-WW(90) |  | Indoor | LED | Downlight Solid State Retrofit | 620 | 9 | 71.4 |  | 3000K | 93 | 50000 | Continuously Dimmable |  | 2016-07-05
SUNDOPT LED LIGHTING CO., LTD. | SUNDOPT | LED downlight | DL01-15CP1-S219S-CW-D | LED downlight,DL01-15CP1-S219W-CW-D, | Indoor | LED | Downlight Recessed | 1400 | 18 | 86 |  | 5000K | 84 | 50000 | Continuously Dimmable |  | 2015-07-17
SUNDOPT LED LIGHTING CO., LTD. | SUNDOPT | LED downlight | DL01-15CP1-S219S-NW-D | LED downlight,DL01-15CP1-S219W-NW-D, | Indoor | LED | Downlight Recessed | 1400 | 18 | 86 |  | 4000/4100K | 84 | 50000 | Continuously Dimmable |  | 2015-07-17
SUNDOPT LED LIGHTING CO., LTD. | SUNDOPT | LED downlight | DL01-15CP1-S219S-SW-D | LED downlight,DL01-15CP1-S219W-SW-D, | Indoor | LED | Downlight Recessed | 1400 | 18 | 86 |  | 2700K | 84 | 50000 | Continuously Dimmable |  | 2015-07-17
SUNDOPT LED LIGHTING CO., LTD. | SUNDOPT | LED downlight | DL01-15CP1-S219S-WW-D | LED downlight,DL01-15CP1-S219W-WW-D, | Indoor | LED | Downlight Recessed | 1400 | 18 | 86 |  | 3000K | 84 | 50000 | Continuously Dimmable |  | 2015-07-17
SUNDOPT LED LIGHTING CO., LTD. | SUNDOPT | LED Downlight | DL01-15CP1-S220S-CW-D | LED Downlight,DL01-15CP1-S220W-CW-D, | Indoor | LED | Downlight Recessed | 1300 | 18 | 76.3 |  | 5000K | 83 | 50000 | Continuously Dimmable |  | 2015-07-17
SUNDOPT LED LIGHTING CO., LTD. | SUNDOPT | LED Downlight | DL01-15CP1-S220S-NW-D | LED Downlight,DL01-15CP1-S220W-NW-D, | Indoor | LED | Downlight Recessed | 1300 | 18 | 76.3 |  | 4000/4100K | 83 | 50000 | Continuously Dimmable |  | 2015-07-17
SUNDOPT LED LIGHTING CO., LTD. | SUNDOPT | LED Downlight | DL01-15CP1-S220S-SW-D | LED Downlight,DL01-15CP1-S220W-SW-D, | Indoor | LED | Downlight Recessed | 1300 | 18 | 76.3 |  | 2700K | 83 | 50000 | Continuously Dimmable |  | 2015-07-17
SUNDOPT LED LIGHTING CO., LTD. | SUNDOPT | LED Downlight | DL01-15CP1-S220S-WW-D |  | Indoor | LED | Downlight Recessed | 1300 | 18 | 76.3 |  | 3000K | 83 | 50000 | Continuously Dimmable |  | 2015-07-17
SUNDOPT LED LIGHTING CO., LTD. | SUNDOPT | LED Downlight | DL01-15CP1-S220W-WW-D |  | Indoor | LED | Downlight Recessed | 1300 | 18 | 76.3 |  | 3000K | 83 | 50000 | Continuously Dimmable |  | 2015-07-17
SUNDOPT LED LIGHTING CO., LTD. | SUNDOPT | LED Downlight | DL01-20CP1-S219S-CW-D | LED Downlight,DL01-20CP1-S219W-CW-D, | Indoor | LED | Downlight Recessed | 1650 | 23 | 80.5 |  | 5000K | 83 | 50000 | Continuously Dimmable |  | 2015-07-17
SUNDOPT LED LIGHTING CO., LTD. | SUNDOPT | LED Downlight | DL01-20CP1-S219S-NW-D | LED Downlight,DL01-20CP1-S219W-NW-D, | Indoor | LED | Downlight Recessed | 1650 | 23 | 80.5 |  | 4000/4100K | 83 | 50000 | Continuously Dimmable |  | 2015-07-17
SUNDOPT LED LIGHTING CO., LTD. | SUNDOPT | LED Downlight | DL01-20CP1-S219S-SW-D | LED Downlight,DL01-20CP1-S219W-SW-D, | Indoor | LED | Downlight Recessed | 1650 | 23 | 80.5 |  | 2700K | 83 | 50000 | Continuously Dimmable |  | 2015-07-17
SUNDOPT LED LIGHTING CO., LTD. | SUNDOPT | LED Downlight | DL01-20CP1-S219S-WW-D |  | Indoor | LED | Downlight Recessed | 1650 | 23 | 80.5 |  | 3000K | 83 | 50000 | Continuously Dimmable |  | 2015-07-17
SUNDOPT LED LIGHTING CO., LTD. | SUNDOPT | LED Downlight | DL01-20CP1-S219W-WW-D |  | Indoor | LED | Downlight Recessed | 1650 | 23 | 80.5 |  | 3000K | 83 | 50000 | Continuously Dimmable |  | 2015-07-17
SUNDOPT LED LIGHTING CO., LTD. | SUNDOPT | LED Downlight | DL01-20CP1-S220S-CW-D | LED Downlight,DL01-20CP1-S220W-CW-D, | Indoor | LED | Downlight Recessed | 1650 | 23 | 72.8 |  | 5000K | 83 | 50000 | Continuously Dimmable |  | 2015-07-17
SUNDOPT LED LIGHTING CO., LTD. | SUNDOPT | LED Downlight | DL01-20CP1-S220S-NW-D | LED Downlight,DL01-20CP1-S220W-NW-D, | Indoor | LED | Downlight Recessed | 1650 | 23 | 72.8 |  | 4000/4100K | 83 | 50000 | Continuously Dimmable |  | 2015-07-17
SUNDOPT LED LIGHTING CO., LTD. | SUNDOPT | LED Downlight | DL01-20CP1-S220S-SW-D | LED Downlight,DL01-20CP1-S220W-SW-D, | Indoor | LED | Downlight Recessed | 1650 | 23 | 72.8 |  | 2700K | 83 | 50000 | Continuously Dimmable |  | 2015-07-17
SUNDOPT LED LIGHTING CO., LTD. | SUNDOPT | LED Downlight | DL01-20CP1-S220S-WW-D |  | Indoor | LED | Downlight Recessed | 1650 | 23 | 72.8 |  | 3000K | 83 | 50000 | Continuously Dimmable |  | 2015-07-17
SUNDOPT LED LIGHTING CO., LTD. | SUNDOPT | LED Downlight | DL01-20CP1-S220W-WW-D |  | Indoor | LED | Downlight Recessed | 1650 | 23 | 72.8 |  | 3000K | 83 | 50000 | Continuously Dimmable |  | 2015-07-17
SUNDOPT LED LIGHTING CO., LTD. | SUNDOPT | LED Downlight | DL01-24CP1-S219S-CW-D | LED Downlight,DL01-24CP1-S219W-CW-D, | Indoor | LED | Downlight Recessed | 2000 | 27 | 76 |  | 5000K | 83 | 50000 | Continuously Dimmable |  | 2015-07-17
SUNDOPT LED LIGHTING CO., LTD. | SUNDOPT | LED Downlight | DL01-24CP1-S219S-NW-D | LED Downlight,DL01-24CP1-S219W-NW-D, | Indoor | LED | Downlight Recessed | 2000 | 27 | 76 |  | 4000/4100K | 83 | 50000 | Continuously Dimmable |  | 2015-07-17
SUNDOPT LED LIGHTING CO., LTD. | SUNDOPT | LED Downlight | DL01-24CP1-S219S-SW-D | LED Downlight,DL01-24CP1-S219W-SW-D, | Indoor | LED | Downlight Recessed | 2000 | 27 | 76 |  | 3000K | 83 | 50000 | Continuously Dimmable |  | 2015-07-17
SUNDOPT LED LIGHTING CO., LTD. | SUNDOPT | LED Downlight | DL01-24CP1-S219S-WW-D |  | Indoor | LED | Downlight Recessed | 2000 | 27 | 76 |  | 2700K | 83 | 50000 | Continuously Dimmable |  | 2015-07-17
SUNDOPT LED LIGHTING CO., LTD. | SUNDOPT | LED Downlight | DL01-24CP1-S219W-WW-D |  | Indoor | LED | Downlight Recessed | 2000 | 27 | 76 |  | 2700K | 83 | 50000 | Continuously Dimmable |  | 2015-07-17
SUNDOPT LED LIGHTING CO., LTD. | SUNDOPT | LED Downlight | DL01-24CP1-S220S-CW-D | LED Downlight,DL01-24CP1-S220W-CW-D, | Indoor | LED | Downlight Recessed | 1960 | 27 | 72.9 |  | 5000K | 83 | 50000 | Continuously Dimmable |  | 2015-07-17
SUNDOPT LED LIGHTING CO., LTD. | SUNDOPT | LED Downlight | DL01-24CP1-S220S-NW-D | LED Downlight,DL01-24CP1-S220W-NW-D, | Indoor | LED | Downlight Recessed | 1960 | 27 | 72.9 |  | 4000/4100K | 83 | 50000 | Continuously Dimmable |  | 2015-07-17
SUNDOPT LED LIGHTING CO., LTD. | SUNDOPT | LED Downlight | DL01-24CP1-S220S-SW-D | LED Downlight,DL01-24CP1-S220W-SW-D, | Indoor | LED | Downlight Recessed | 1960 | 27 | 72.9 |  | 2700K | 83 | 50000 | Continuously Dimmable |  | 2015-07-17
SUNDOPT LED LIGHTING CO., LTD. | SUNDOPT | LED Downlight | DL01-24CP1-S220S-WW-D |  | Indoor | LED | Downlight Recessed | 1960 | 27 | 72.9 |  | 3000K | 83 | 50000 | Continuously Dimmable |  | 2015-07-17
SUNDOPT LED LIGHTING CO., LTD. | SUNDOPT | LED Downlight | DL01-24CP1-S220W-WW-D |  | Indoor | LED | Downlight Recessed | 1960 | 27 | 72.9 |  | 3000K | 83 | 50000 | Continuously Dimmable |  | 2015-07-17
SUNDOPT LED LIGHTING CO., LTD. | SUNDOPT | LED Downlight | DL01-29CP1-S220S-CW | LED Downlight,DL01-29CP1-S220W-CW, | Indoor | LED | Downlight Recessed | 2400 | 33 | 76.2 |  | 5000K | 84 | 50000 | Continuously Dimmable |  | 2015-07-17
SUNDOPT LED LIGHTING CO., LTD. | SUNDOPT | LED Downlight | DL01-29CP1-S220S-CW-D | LED Downlight,DL01-29CP1-S220W-CW-D, | Indoor | LED | Downlight Recessed | 2400 | 33 | 76.6 |  | 5000K | 84 | 50000 | Continuously Dimmable |  | 2015-07-17
SUNDOPT LED LIGHTING CO., LTD. | SUNDOPT | LED Downlight | DL01-29CP1-S220S-NW | LED Downlight,DL01-29CP1-S220W-NW, | Indoor | LED | Downlight Recessed | 2400 | 33 | 76.2 |  | 4000/4100K | 84 | 50000 | Continuously Dimmable |  | 2015-07-17
SUNDOPT LED LIGHTING CO., LTD. | SUNDOPT | LED Downlight | DL01-29CP1-S220S-NW-D | LED Downlight,DL01-29CP1-S220W-NW-D, | Indoor | LED | Downlight Recessed | 2400 | 33 | 76.6 |  | 4000/4100K | 84 | 50000 | Continuously Dimmable |  | 2015-07-17
SUNDOPT LED LIGHTING CO., LTD. | SUNDOPT | LED Downlight | DL01-29CP1-S220S-SW | LED Downlight,DL01-29CP1-S220W-SW, | Indoor | LED | Downlight Recessed | 2400 | 33 | 76.2 |  | 3000K | 84 | 50000 | Continuously Dimmable |  | 2015-07-17
SUNDOPT LED LIGHTING CO., LTD. | SUNDOPT | LED Downlight | DL01-29CP1-S220S-SW-D | LED Downlight,DL01-29CP1-S220W-SW-D, | Indoor | LED | Downlight Recessed | 2400 | 33 | 76.6 |  | 2700K | 84 | 50000 | Continuously Dimmable |  | 2015-07-17
SUNDOPT LED LIGHTING CO., LTD. | SUNDOPT | LED Downlight | DL01-29CP1-S220S-WW | LED Downlight,DL01-29CP1-S220W-WW, | Indoor | LED | Downlight Recessed | 2400 | 33 | 76.2 |  | 2700K | 84 | 50000 | Continuously Dimmable |  | 2015-07-17
SUNDOPT LED LIGHTING CO., LTD. | SUNDOPT | LED Downlight | DL01-29CP1-S220S-WW-D |  | Indoor | LED | Downlight Recessed | 2400 | 33 | 76.6 |  | 3000K | 84 | 50000 | Continuously Dimmable |  | 2015-07-17
SUNDOPT LED LIGHTING CO., LTD. | SUNDOPT | LED Downlight | DL01-29CP1-S220W-WW-D |  | Indoor | LED | Downlight Recessed | 2400 | 33 | 76.6 |  | 3000K | 84 | 50000 | Continuously Dimmable |  | 2015-07-17
SUNDOPT LED LIGHTING CO., LTD. | SUNDOPT | LED Downlight | DL01-35CP1-S220S-CW-D | LED Downlight,DL01-35CP1-S220W-CW-D, | Indoor | LED | Downlight Recessed | 3300 | 40 | 87.5 |  | 5000K | 83 | 50000 | Continuously Dimmable |  | 2015-07-17
SUNDOPT LED LIGHTING CO., LTD. | SUNDOPT | LED Downlight | DL01-35CP1-S220S-NW-D | LED Downlight,DL01-35CP1-S220W-NW-D, | Indoor | LED | Downlight Recessed | 3300 | 40 | 87.5 |  | 4000/4100K | 83 | 50000 | Continuously Dimmable |  | 2015-07-17
SUNDOPT LED LIGHTING CO., LTD. | SUNDOPT | LED Downlight | DL01-35CP1-S220S-SW-D | LED Downlight,DL01-35CP1-S220W-SW-D, | Indoor | LED | Downlight Recessed | 3300 | 40 | 87.5 |  | 2700K | 83 | 50000 | Continuously Dimmable |  | 2015-07-17
SUNDOPT LED LIGHTING CO., LTD. | SUNDOPT | LED Downlight | DL01-35CP1-S220S-WW-D |  | Indoor | LED | Downlight Recessed | 3300 | 40 | 87.5 |  | 3000K | 83 | 50000 | Continuously Dimmable |  | 2015-07-17
SUNDOPT LED LIGHTING CO., LTD. | SUNDOPT | LED Downlight | DL01-35CP1-S220W-WW-D |  | Indoor | LED | Downlight Recessed | 3300 | 40 | 87.5 |  | 3000K | 83 | 50000 | Continuously Dimmable |  | 2015-07-17
SUNDOPT LED LIGHTING CO., LTD. | SUNDOPT | LED Downlight | DL01-48CP1-S220S-CW-D | LED Downlight,DL01-48CP1-S220W-CW-D, | Indoor | LED | Downlight Recessed | 4000 | 54 | 74.9 |  | 5000K | 83 | 50000 | Continuously Dimmable |  | 2015-07-17
SUNDOPT LED LIGHTING CO., LTD. | SUNDOPT | LED Downlight | DL01-48CP1-S220S-NW-D | LED Downlight,DL01-48CP1-S220W-NW-D, | Indoor | LED | Downlight Recessed | 4000 | 54 | 74.9 |  | 4000/4100K | 83 | 50000 | Continuously Dimmable |  | 2015-07-17
SUNDOPT LED LIGHTING CO., LTD. | SUNDOPT | LED Downlight | DL01-48CP1-S220S-SW-D | LED Downlight,DL01-48CP1-S220W-SW-D, | Indoor | LED | Downlight Recessed | 4000 | 54 | 74.9 |  | 2700K | 83 | 50000 | Continuously Dimmable |  | 2015-07-17
SUNDOPT LED LIGHTING CO., LTD. | SUNDOPT | LED Downlight | DL01-48CP1-S220S-WW-D | LED Downlight,DL01-48CP1-S220W-WW-D, | Indoor | LED | Downlight Recessed | 4000 | 54 | 74.9 |  | 3000K | 83 | 50000 | Continuously Dimmable |  | 2015-07-17
Sunshine Lighting | Sunlite | 89067-SU | 89067-SU |  | Indoor | LED | Downlight Solid State Retrofit | 1200 | 18 | 77 |  | 3000K | 82 | 35000 | Continuously Dimmable |  | 2016-07-21
Sunshine Lighting | Sunlite | 89120-SU | 89120-SU |  | Indoor | LED | Downlight Solid State Retrofit | 700 | 11.5 | 75.8 |  | 3000K | 80 | 35000 | Continuously Dimmable |  | 2016-08-25
Sunshine Lighting | Sunlite | 89122-SU | 89122-SU |  | Indoor | LED | Downlight Solid State Retrofit | 700 | 11.5 | 75.8 |  | 4000/4100K | 80 | 35000 | Continuously Dimmable |  | 2016-08-25
Sunshine Lighting | Sunlite | 89125-SU | 89125-SU |  | Indoor | LED | Downlight Solid State Retrofit | 1200 | 18 | 77 |  | 4000/4100K | 85 | 35000 | Continuously Dimmable |  | 2016-07-21
Sunshine Lighting | Sunlite | 89240-SU | 89240-SU | 89240-SU,,3000K; 89242-SU,,4000K | Indoor/Outdoor | LED | Downlight Recessed | 700 | 10.5 | 75.3 |  | 2700K | 81 | 36000 | Continuously Dimmable |  | 2016-06-21
Sunshine Lighting | Sunlite | 89246-SU | 89246-SU | 89246-SU,,3000; 89248-SU,,4000; 89249-SU,,5000 | Indoor/Outdoor | LED | Downlight Recessed | 1200 | 18 | 76.9 |  | 2700K | 82 | 36000 | Continuously Dimmable |  | 2016-06-22
Sunshine Lighting | Sunlite | Downlight | 89272-SU |  | Indoor | LED | Downlight Solid State Retrofit | 900 | 15 | 68.7 |  | 2700K | 83 | 35000 | Non-Dimmable |  | 2016-07-27
Sunshine Lighting | Sunlite | SSL Downlight Retrofit Kits | LFX/RDL/4R/10W/D/27K |  | Indoor | LED | Downlight Solid State Retrofit | 650 | 10 | 79.6 |  | 2700K | 83 | 50000 | Continuously Dimmable |  | 2016-03-28
Sunshine Lighting | Sunlite | SSL Downlight Retrofit Kits | LFX/RDL/4R/10W/D/30K |  | Indoor | LED | Downlight Solid State Retrofit | 700 | 10 | 79.6 |  | 3000K | 83 | 50000 | Continuously Dimmable |  | 2016-03-28
Sunshine Lighting | Sunlite | SSL Downlight Retrofit Kits | LFX/RDL/4R/10W/D/40K |  | Indoor | LED | Downlight Solid State Retrofit | 750 | 10 | 79.6 |  | 4000/4100K | 83 | 50000 | Continuously Dimmable |  | 2016-03-28
Sunshine Lighting | Sunlite | SSL Downlight Retrofit Kits | LFX/RDL/4R/10W/D/50K |  | Indoor | LED | Downlight Solid State Retrofit | 800 | 10 | 79.6 |  | 5000K | 83 | 50000 | Continuously Dimmable |  | 2016-03-28
Sunshine Lighting | Sunlite | SSL Downlight Retrofit Kits | LFX/RDL/5/6R/15W/D/27K |  | Indoor | LED | Downlight Solid State Retrofit | 1000 | 14.8 | 79.9 |  | 2700K | 83 | 50000 | Continuously Dimmable,Connected |  | 2016-03-28
Sunshine Lighting | Sunlite | SSL Downlight Retrofit Kits | LFX/RDL/5/6R/15W/D/30K |  | Indoor | LED | Downlight Solid State Retrofit | 1100 | 14.8 | 79.9 |  | 3000K | 83 | 50000 | Continuously Dimmable,Connected |  | 2016-03-28
Sunshine Lighting | Sunlite | SSL Downlight Retrofit Kits | LFX/RDL/5/6R/15W/D/40K |  | Indoor | LED | Downlight Solid State Retrofit | 1200 | 14.8 | 79.9 |  | 4000/4100K | 83 | 50000 | Continuously Dimmable,Connected |  | 2016-03-28
Sunshine Lighting | Sunlite | SSL Downlight Retrofit Kits | LFX/RDL/5/6R/15W/D/50K |  | Indoor | LED | Downlight Solid State Retrofit | 1300 | 14.8 | 79.9 |  | 5000K | 83 | 50000 | Continuously Dimmable,Connected |  | 2016-03-28
Taizhou JiaoGuang Lighting Co. Ltd. | LIGHT THE FUTURE | SSL Downlight Retrofit Kits | D306-80-XXXX | ,,Where "XXXX" refers to CCT and could be 2700,3000,3500,4000, and 5000 which refers to 2700K, 3000K, 3500K, 4000K, 5000K | Indoor | LED | Downlight Solid State Retrofit | 720 | 10.5 | 68.9 |  | 2700K | 82 | 50000 | Continuously Dimmable | Where "XXXX" refers to CCT and could be 2700,3000,3500,4000, and 5000 which refers to 2700K, 3000K, 3500K, 4000K, 5000K | 2016-05-27
Taizhou JiaoGuang Lighting Co. Ltd. | LIGHT THE FUTURE | SSL Downlight Retrofit Kits | D306-80-XXXX | ,,Where "XXXX" refers to CCT and could be 2700,3000,3500,4000, and 5000 which refers to 2700K, 3000K, 3500K, 4000K, 5000K | Indoor | LED | Downlight Solid State Retrofit | 720 | 10.5 | 68.9 |  | 3000K | 82 | 50000 | Continuously Dimmable | Where "XXXX" refers to CCT and could be 2700,3000,3500,4000, and 5000 which refers to 2700K, 3000K, 3500K, 4000K, 5000K | 2016-05-27
Taizhou JiaoGuang Lighting Co. Ltd. | LIGHT THE FUTURE | SSL Downlight Retrofit Kits | D306-80-XXXX | ,,Where "XXXX" refers to CCT and could be 2700,3000,3500,4000, and 5000 which refers to 2700K, 3000K, 3500K, 4000K, 5000K | Indoor | LED | Downlight Solid State Retrofit | 720 | 10.5 | 68.9 |  | 3500K | 82 | 50000 | Continuously Dimmable | Where "XXXX" refers to CCT and could be 2700,3000,3500,4000, and 5000 which refers to 2700K, 3000K, 3500K, 4000K, 5000K | 2016-05-27
Taizhou JiaoGuang Lighting Co. Ltd. | LIGHT THE FUTURE | SSL Downlight Retrofit Kits | D306-80-XXXX | ,,Where "XXXX" refers to CCT and could be 2700,3000,3500,4000, and 5000 which refers to 2700K, 3000K, 3500K, 4000K, 5000K | Indoor | LED | Downlight Solid State Retrofit | 720 | 10.5 | 68.9 |  | 4000/4100K | 82 | 50000 | Continuously Dimmable | Where "XXXX" refers to CCT and could be 2700,3000,3500,4000, and 5000 which refers to 2700K, 3000K, 3500K, 4000K, 5000K | 2016-05-27
Taizhou JiaoGuang Lighting Co. Ltd. | LIGHT THE FUTURE | SSL Downlight Retrofit Kits | D306-80-XXXX | ,,Where "XXXX" refers to CCT and could be 2700,3000,3500,4000, and 5000 which refers to 2700K, 3000K, 3500K, 4000K, 5000K | Indoor | LED | Downlight Solid State Retrofit | 720 | 10.5 | 68.9 |  | 5000K | 82 | 50000 | Continuously Dimmable | Where "XXXX" refers to CCT and could be 2700,3000,3500,4000, and 5000 which refers to 2700K, 3000K, 3500K, 4000K, 5000K | 2016-05-27
Taizhou JiaoGuang Lighting Co. Ltd. | LIGHT THE FUTURE | SSL Downlight Retrofit Kits | D306-90-XXXX | ,,Where "XXXX" refers to CCT and could be 2700,3000,3500,4000, and 5000 which refers to 2700K, 3000K, 3500K, 4000K, 5000K | Indoor | LED | Downlight Solid State Retrofit | 760 | 10.5 | 73.2 |  | 2700K | 93 | 50000 | Continuously Dimmable | Where "XXXX" refers to CCT and could be 2700,3000,3500,4000, and 5000 which refers to 2700K, 3000K, 3500K, 4000K, 5000K | 2016-06-10
Taizhou JiaoGuang Lighting Co. Ltd. | LIGHT THE FUTURE | SSL Downlight Retrofit Kits | D306-90-XXXX | ,,Where "XXXX" refers to CCT and could be 2700,3000,3500,4000, and 5000 which refers to 2700K, 3000K, 3500K, 4000K, 5000K | Indoor | LED | Downlight Solid State Retrofit | 760 | 10.5 | 73.2 |  | 3000K | 93 | 50000 | Continuously Dimmable | Where "XXXX" refers to CCT and could be 2700,3000,3500,4000, and 5000 which refers to 2700K, 3000K, 3500K, 4000K, 5000K | 2016-06-10
Taizhou JiaoGuang Lighting Co. Ltd. | LIGHT THE FUTURE | SSL Downlight Retrofit Kits | D306-90-XXXX | ,,Where "XXXX" refers to CCT and could be 2700,3000,3500,4000, and 5000 which refers to 2700K, 3000K, 3500K, 4000K, 5000K | Indoor | LED | Downlight Solid State Retrofit | 760 | 10.5 | 73.2 |  | 3500K | 93 | 50000 | Continuously Dimmable | Where "XXXX" refers to CCT and could be 2700,3000,3500,4000, and 5000 which refers to 2700K, 3000K, 3500K, 4000K, 5000K | 2016-06-10
Taizhou JiaoGuang Lighting Co. Ltd. | LIGHT THE FUTURE | SSL Downlight Retrofit Kits | D306-90-XXXX | ,,Where "XXXX" refers to CCT and could be 2700,3000,3500,4000, and 5000 which refers to 2700K, 3000K, 3500K, 4000K, 5000K | Indoor | LED | Downlight Solid State Retrofit | 760 | 10.5 | 73.2 |  | 4000/4100K | 93 | 50000 | Continuously Dimmable | Where "XXXX" refers to CCT and could be 2700,3000,3500,4000, and 5000 which refers to 2700K, 3000K, 3500K, 4000K, 5000K | 2016-06-10
Taizhou JiaoGuang Lighting Co. Ltd. | LIGHT THE FUTURE | SSL Downlight Retrofit Kits | D306-90-XXXX | ,,Where "XXXX" refers to CCT and could be 2700,3000,3500,4000, and 5000 which refers to 2700K, 3000K, 3500K, 4000K, 5000K | Indoor | LED | Downlight Solid State Retrofit | 760 | 10.5 | 73.2 |  | 5000K | 93 | 50000 | Continuously Dimmable | Where "XXXX" refers to CCT and could be 2700,3000,3500,4000, and 5000 which refers to 2700K, 3000K, 3500K, 4000K, 5000K | 2016-06-10
Taizhou JiaoGuang Lighting Co. Ltd. | LIGHT THE FUTURE | SSL Recessed Downlights | D306-N-80-XXXX | ,,Where "XXXX" refers to CCT and could be 2700,3000,3500,4000, and 5000 which refers to 2700K, 3000K, 3500K, 4000K, 5000K | Indoor | LED | Downlight Recessed | 750 | 10.5 | 72.8 |  | 2700K | 83 | 50000 | Continuously Dimmable | Where "XXXX" refers to CCT and could be 2700,3000,3500,4000, and 5000 which refers to 2700K, 3000K, 3500K, 4000K, 5000K | 2016-06-10
Taizhou JiaoGuang Lighting Co. Ltd. | LIGHT THE FUTURE | SSL Recessed Downlights | D306-N-80-XXXX | ,,Where "XXXX" refers to CCT and could be 2700,3000,3500,4000, and 5000 which refers to 2700K, 3000K, 3500K, 4000K, 5000K | Indoor | LED | Downlight Recessed | 750 | 10.5 | 72.8 |  | 3000K | 83 | 50000 | Continuously Dimmable | Where "XXXX" refers to CCT and could be 2700,3000,3500,4000, and 5000 which refers to 2700K, 3000K, 3500K, 4000K, 5000K | 2016-06-10
Taizhou JiaoGuang Lighting Co. Ltd. | LIGHT THE FUTURE | SSL Recessed Downlights | D306-N-80-XXXX | ,,Where "XXXX" refers to CCT and could be 2700,3000,3500,4000, and 5000 which refers to 2700K, 3000K, 3500K, 4000K, 5000K | Indoor | LED | Downlight Recessed | 750 | 10.5 | 72.8 |  | 3500K | 83 | 50000 | Continuously Dimmable | Where "XXXX" refers to CCT and could be 2700,3000,3500,4000, and 5000 which refers to 2700K, 3000K, 3500K, 4000K, 5000K | 2016-06-10
Taizhou JiaoGuang Lighting Co. Ltd. | LIGHT THE FUTURE | SSL Downlight Retrofits Kits | D704-W-80-XXXX | ,,Where "XXXX" refers to CCT and could be 2700,3000,3500,4000 and 5000 which refers to 2700K,3000K,3500K,4000K,5000K | Indoor | LED | Downlight Solid State Retrofit | 610 | 10 | 64.1 |  | 4000/4100K | 82 | 50000 | Continuously Dimmable | Where "XXXX" refers to CCT and could be 2700,3000,3500,4000 and 5000 which refers to 2700K,3000K,3500K,4000K,5000K | 2016-06-02
Taizhou JiaoGuang Lighting Co. Ltd. | LIGHT THE FUTURE | SSL Downlight Retrofits Kits | D704-W-80-XXXX | ,,Where "XXXX" refers to CCT and could be 2700,3000,3500,4000 and 5000 which refers to 2700K,3000K,3500K,4000K,5000K | Indoor | LED | Downlight Solid State Retrofit | 610 | 10 | 64.1 |  | 5000K | 82 | 50000 | Continuously Dimmable | Where "XXXX" refers to CCT and could be 2700,3000,3500,4000 and 5000 which refers to 2700K,3000K,3500K,4000K,5000K | 2016-06-02
Taizhou JiaoGuang Lighting Co. Ltd. | LIGHT THE FUTURE | SSL Downlight Retrofit Kits | D706-KT-XXXX | ,,(where "XXXX denotes CCT, and could be 2700, 3000, 3500, 4000, 5000 which refers to 2700K, 3000K, 3500K, 4000K, 5000K) | Indoor | LED | Downlight Solid State Retrofit | 600 | 10 | 62.7 |  | 2700K | 90 | 50000 | Continuously Dimmable,Connected |  | 2016-01-04
Taizhou JiaoGuang Lighting Co. Ltd. | LIGHT THE FUTURE | SSL Downlight Retrofit Kits | D706-KT-XXXX | ,,(where "XXXX denotes CCT, and could be 2700, 3000, 3500, 4000, 5000 which refers to 2700K, 3000K, 3500K, 4000K, 5000K) | Indoor | LED | Downlight Solid State Retrofit | 620 | 10 | 62.7 |  | 3000K,3500K | 90 | 50000 | Continuously Dimmable,Connected |  | 2016-01-04
Taizhou JiaoGuang Lighting Co. Ltd. | LIGHT THE FUTURE | SSL Downlight Retrofit Kits | D706-KT-XXXX | ,,(where "XXXX denotes CCT, and could be 2700, 3000, 3500, 4000, 5000 which refers to 2700K, 3000K, 3500K, 4000K, 5000K) | Indoor | LED | Downlight Solid State Retrofit | 650 | 10 | 62.7 |  | 4000/4100K | 90 | 50000 | Continuously Dimmable,Connected |  | 2016-01-04
Taizhou JiaoGuang Lighting Co. Ltd. | LIGHT THE FUTURE | SSL Downlight Retrofit Kits | D706-KT-XXXX | ,,(where "XXXX denotes CCT, and could be 2700, 3000, 3500, 4000, 5000 which refers to 2700K, 3000K, 3500K, 4000K, 5000K) | Indoor | LED | Downlight Solid State Retrofit | 680 | 10 | 62.7 |  | 5000K | 90 | 50000 | Continuously Dimmable,Connected |  | 2016-01-04
Taizhou JiaoGuang Lighting Co. Ltd. | LIGHT THE FUTURE | SSL Recessed Downlight | D706-N-XXXX | ,,Where â€œXXXXâ€ refers to CCT and could be 2700, 3000, 3500, 4000 and 5000 which refers to 2700K, 3000K, 3500K, 4000K, 5000K | Indoor | LED | Downlight Recessed | 600 | 10 | 62.9 |  | 2700K | 90 | 50000 | Continuously Dimmable | Where â€œXXXXâ€ refers to CCT and could be 2700, 3000, 3500, 4000 and 5000 which refers to 2700K, 3000K, 3500K, 4000K, 5000K | 2016-03-10
Taizhou JiaoGuang Lighting Co. Ltd. | LIGHT THE FUTURE | SSL Recessed Downlight | D706-N-XXXX | ,,Where â€œXXXXâ€ refers to CCT and could be 2700, 3000, 3500, 4000 and 5000 which refers to 2700K, 3000K, 3500K, 4000K, 5000K | Indoor | LED | Downlight Recessed | 620 | 10 | 62.9 |  | 3000K | 90 | 50000 | Continuously Dimmable | Where â€œXXXXâ€ refers to CCT and could be 2700, 3000, 3500, 4000 and 5000 which refers to 2700K, 3000K, 3500K, 4000K, 5000K | 2016-03-10
Taizhou JiaoGuang Lighting Co. Ltd. | LIGHT THE FUTURE | SSL Recessed Downlight | D706-N-XXXX | ,,Where â€œXXXXâ€ refers to CCT and could be 2700, 3000, 3500, 4000 and 5000 which refers to 2700K, 3000K, 3500K, 4000K, 5000K | Indoor | LED | Downlight Recessed | 620 | 10 | 62.9 |  | 3500K | 90 | 50000 | Continuously Dimmable | Where â€œXXXXâ€ refers to CCT and could be 2700, 3000, 3500, 4000 and 5000 which refers to 2700K, 3000K, 3500K, 4000K, 5000K | 2016-03-10
Taizhou JiaoGuang Lighting Co. Ltd. | LIGHT THE FUTURE | SSL Recessed Downlight | D706-N-XXXX | ,,Where â€œXXXXâ€ refers to CCT and could be 2700, 3000, 3500, 4000 and 5000 which refers to 2700K, 3000K, 3500K, 4000K, 5000K | Indoor | LED | Downlight Recessed | 650 | 10 | 62.9 |  | 4000/4100K | 90 | 50000 | Continuously Dimmable | Where â€œXXXXâ€ refers to CCT and could be 2700, 3000, 3500, 4000 and 5000 which refers to 2700K, 3000K, 3500K, 4000K, 5000K | 2016-03-10
Taizhou JiaoGuang Lighting Co. Ltd. | LIGHT THE FUTURE | SSL Recessed Downlight | D706-N-XXXX | ,,Where â€œXXXXâ€ refers to CCT and could be 2700, 3000, 3500, 4000 and 5000 which refers to 2700K, 3000K, 3500K, 4000K, 5000K | Indoor | LED | Downlight Recessed | 680 | 10 | 62.9 |  | 5000K | 90 | 50000 | Continuously Dimmable | Where â€œXXXXâ€ refers to CCT and could be 2700, 3000, 3500, 4000 and 5000 which refers to 2700K, 3000K, 3500K, 4000K, 5000K | 2016-03-10
Taizhou JiaoGuang Lighting Co. Ltd. | LIGHT THE FUTURE | SSL Downlight Retrofit Kits | D716-KT-XXXX | ,,(where "XXXX denotes CCT, and could be 2700, 3000, 3500, 4000, 5000 which refers to 2700K, 3000K, 3500K, 4000K, 5000K) | Indoor | LED | Downlight Solid State Retrofit | 900 | 15 | 63.8 |  | 2700K | 89 | 50000 | Continuously Dimmable,Connected |  | 2016-01-04
Taizhou JiaoGuang Lighting Co. Ltd. | LIGHT THE FUTURE | SSL Downlight Retrofit Kits | D716-KT-XXXX | ,,(where "XXXX denotes CCT, and could be 2700, 3000, 3500, 4000, 5000 which refers to 2700K, 3000K, 3500K, 4000K, 5000K) | Indoor | LED | Downlight Solid State Retrofit | 930 | 15 | 63.8 |  | 3000K,3500K | 89 | 50000 | Continuously Dimmable,Connected |  | 2016-01-04
Taizhou JiaoGuang Lighting Co. Ltd. | LIGHT THE FUTURE | SSL Downlight Retrofit Kits | D716-KT-XXXX | ,,(where "XXXX denotes CCT, and could be 2700, 3000, 3500, 4000, 5000 which refers to 2700K, 3000K, 3500K, 4000K, 5000K) | Indoor | LED | Downlight Solid State Retrofit | 1000 | 15 | 63.8 |  | 4000/4100K | 89 | 50000 | Continuously Dimmable,Connected |  | 2016-01-04
Taizhou JiaoGuang Lighting Co. Ltd. | LIGHT THE FUTURE | SSL Downlight Retrofit Kits | D716-KT-XXXX | ,,(where "XXXX denotes CCT, and could be 2700, 3000, 3500, 4000, 5000 which refers to 2700K, 3000K, 3500K, 4000K, 5000K) | Indoor | LED | Downlight Solid State Retrofit | 1040 | 15 | 63.8 |  | 5000K | 89 | 50000 | Continuously Dimmable,Connected |  | 2016-01-04
Taizhou JiaoGuang Lighting Co. Ltd. | LIGHT THE FUTURE | SSL Recessed Downlights | D716-N-KT-2700 |  | Indoor | LED | Downlight Recessed | 975 | 15 | 72.4 |  | 2700K | 92 | 50000 | Continuously Dimmable |  | 2016-09-16
Taizhou JiaoGuang Lighting Co. Ltd. | LIGHT THE FUTURE | SSL Recessed Downlights | D716-N-KT-3000 |  | Indoor | LED | Downlight Recessed | 975 | 15 | 72.4 |  | 3000K | 92 | 50000 | Continuously Dimmable |  | 2016-09-16
Taizhou JiaoGuang Lighting Co. Ltd. | LIGHT THE FUTURE | SSL Recessed Downlights | D716-N-KT-3500 |  | Indoor | LED | Downlight Recessed | 975 | 15 | 72.4 |  | 3500K | 92 | 50000 | Continuously Dimmable |  | 2016-09-16
Taizhou JiaoGuang Lighting Co. Ltd. | LIGHT THE FUTURE | SSL Recessed Downlights | D716-N-KT-4000 |  | Indoor | LED | Downlight Recessed | 975 | 15 | 72.4 |  | 4000/4100K | 92 | 50000 | Continuously Dimmable |  | 2016-09-16
Taizhou JiaoGuang Lighting Co. Ltd. | LIGHT THE FUTURE | SSL Recessed Downlights | D716-N-KT-5000 |  | Indoor | LED | Downlight Recessed | 975 | 15 | 72.4 |  | 5000K | 92 | 50000 | Continuously Dimmable |  | 2016-09-16
Taizhou JiaoGuang Lighting Co. Ltd. | LIGHT THE FUTURE | SSL Recessed Downlight | D716-N-XXXX | ,,Where â€œXXXXâ€ refers to CCT and could be 2700, 3000, 3500, 4000 and 5000 which refers to 2700K, 3000K, 3500K, 4000K, 5000K | Indoor | LED | Downlight Recessed | 900 | 15 | 61.3 |  | 2700K | 89 | 50000 | Continuously Dimmable | Where â€œXXXXâ€ refers to CCT and could be 2700, 3000, 3500, 4000 and 5000 which refers to 2700K, 3000K, 3500K, 4000K, 5000K | 2016-03-10
Taizhou JiaoGuang Lighting Co. Ltd. | LIGHT THE FUTURE | SSL Recessed Downlight | D716-N-XXXX | ,,Where â€œXXXXâ€ refers to CCT and could be 2700, 3000, 3500, 4000 and 5000 which refers to 2700K, 3000K, 3500K, 4000K, 5000K | Indoor | LED | Downlight Recessed | 930 | 15 | 61.3 |  | 3000K | 89 | 50000 | Continuously Dimmable | Where â€œXXXXâ€ refers to CCT and could be 2700, 3000, 3500, 4000 and 5000 which refers to 2700K, 3000K, 3500K, 4000K, 5000K | 2016-03-10
Taizhou JiaoGuang Lighting Co. Ltd. | LIGHT THE FUTURE | SSL Recessed Downlight | D716-N-XXXX | ,,Where â€œXXXXâ€ refers to CCT and could be 2700, 3000, 3500, 4000 and 5000 which refers to 2700K, 3000K, 3500K, 4000K, 5000K | Indoor | LED | Downlight Recessed | 930 | 15 | 61.3 |  | 3500K | 89 | 50000 | Continuously Dimmable | Where â€œXXXXâ€ refers to CCT and could be 2700, 3000, 3500, 4000 and 5000 which refers to 2700K, 3000K, 3500K, 4000K, 5000K | 2016-03-10
Taizhou JiaoGuang Lighting Co. Ltd. | LIGHT THE FUTURE | SSL Recessed Downlight | D716-N-XXXX | ,,Where â€œXXXXâ€ refers to CCT and could be 2700, 3000, 3500, 4000 and 5000 which refers to 2700K, 3000K, 3500K, 4000K, 5000K | Indoor | LED | Downlight Recessed | 1000 | 15 | 61.3 |  | 4000/4100K | 89 | 50000 | Continuously Dimmable | Where â€œXXXXâ€ refers to CCT and could be 2700, 3000, 3500, 4000 and 5000 which refers to 2700K, 3000K, 3500K, 4000K, 5000K | 2016-03-10
Taizhou JiaoGuang Lighting Co. Ltd. | LIGHT THE FUTURE | SSL Recessed Downlight | D716-N-XXXX | ,,Where â€œXXXXâ€ refers to CCT and could be 2700, 3000, 3500, 4000 and 5000 which refers to 2700K, 3000K, 3500K, 4000K, 5000K | Indoor | LED | Downlight Recessed | 1040 | 15 | 61.3 |  | 5000K | 89 | 50000 | Continuously Dimmable | Where â€œXXXXâ€ refers to CCT and could be 2700, 3000, 3500, 4000 and 5000 which refers to 2700K, 3000K, 3500K, 4000K, 5000K | 2016-03-10
Taizhou JiaoGuang Lighting Co. Ltd. | LIGHT THE FUTURE | SSL Recessed Downlights | D306-N-80-XXXX | ,,Where "XXXX" refers to CCT and could be 2700,3000,3500,4000, and 5000 which refers to 2700K, 3000K, 3500K, 4000K, 5000K | Indoor | LED | Downlight Recessed | 750 | 10.5 | 72.8 |  | 4000/4100K | 83 | 50000 | Continuously Dimmable | Where "XXXX" refers to CCT and could be 2700,3000,3500,4000, and 5000 which refers to 2700K, 3000K, 3500K, 4000K, 5000K | 2016-06-10
Taizhou JiaoGuang Lighting Co. Ltd. | LIGHT THE FUTURE | SSL Recessed Downlights | D306-N-80-XXXX | ,,Where "XXXX" refers to CCT and could be 2700,3000,3500,4000, and 5000 which refers to 2700K, 3000K, 3500K, 4000K, 5000K | Indoor | LED | Downlight Recessed | 750 | 10.5 | 72.8 |  | 5000K | 83 | 50000 | Continuously Dimmable | Where "XXXX" refers to CCT and could be 2700,3000,3500,4000, and 5000 which refers to 2700K, 3000K, 3500K, 4000K, 5000K | 2016-06-10
Taizhou JiaoGuang Lighting Co. Ltd. | LIGHT THE FUTURE | SSL Recessed Downlights | D306-N-90-XXXX | ,,Where "XXXX" refers to CCT and could be 2700,3000,3500,4000, and 5000 which refers to 2700K, 3000K, 3500K, 4000K, 5000K | Indoor | LED | Downlight Recessed | 770 | 10.5 | 74 |  | 2700K | 94 | 50000 | Continuously Dimmable | Where "XXXX" refers to CCT and could be 2700,3000,3500,4000, and 5000 which refers to 2700K, 3000K, 3500K, 4000K, 5000K | 2016-06-10
Taizhou JiaoGuang Lighting Co. Ltd. | LIGHT THE FUTURE | SSL Recessed Downlights | D306-N-90-XXXX | ,,Where "XXXX" refers to CCT and could be 2700,3000,3500,4000, and 5000 which refers to 2700K, 3000K, 3500K, 4000K, 5000K | Indoor | LED | Downlight Recessed | 770 | 10.5 | 74 |  | 3000K | 94 | 50000 | Continuously Dimmable | Where "XXXX" refers to CCT and could be 2700,3000,3500,4000, and 5000 which refers to 2700K, 3000K, 3500K, 4000K, 5000K | 2016-06-10
Taizhou JiaoGuang Lighting Co. Ltd. | LIGHT THE FUTURE | SSL Recessed Downlights | D306-N-90-XXXX | ,,Where "XXXX" refers to CCT and could be 2700,3000,3500,4000, and 5000 which refers to 2700K, 3000K, 3500K, 4000K, 5000K | Indoor | LED | Downlight Recessed | 770 | 10.5 | 74 |  | 3500K | 94 | 50000 | Continuously Dimmable | Where "XXXX" refers to CCT and could be 2700,3000,3500,4000, and 5000 which refers to 2700K, 3000K, 3500K, 4000K, 5000K | 2016-06-10
Taizhou JiaoGuang Lighting Co. Ltd. | LIGHT THE FUTURE | SSL Recessed Downlights | D306-N-90-XXXX | ,,Where "XXXX" refers to CCT and could be 2700,3000,3500,4000, and 5000 which refers to 2700K, 3000K, 3500K, 4000K, 5000K | Indoor | LED | Downlight Recessed | 770 | 10.5 | 74 |  | 4000/4100K | 94 | 50000 | Continuously Dimmable | Where "XXXX" refers to CCT and could be 2700,3000,3500,4000, and 5000 which refers to 2700K, 3000K, 3500K, 4000K, 5000K | 2016-06-10
Taizhou JiaoGuang Lighting Co. Ltd. | LIGHT THE FUTURE | SSL Recessed Downlights | D306-N-90-XXXX | ,,Where "XXXX" refers to CCT and could be 2700,3000,3500,4000, and 5000 which refers to 2700K, 3000K, 3500K, 4000K, 5000K | Indoor | LED | Downlight Recessed | 770 | 10.5 | 74 |  | 5000K | 94 | 50000 | Continuously Dimmable | Where "XXXX" refers to CCT and could be 2700,3000,3500,4000, and 5000 which refers to 2700K, 3000K, 3500K, 4000K, 5000K | 2016-06-10
Taizhou JiaoGuang Lighting Co. Ltd. | LIGHT THE FUTURE | SSL Downlight Retrofit Kits | D316-80-XXXX | ,,Where "XXXX" refers to CCT and could be 2700,3000,3500,4000, and 5000 which refers to 2700K, 3000K, 3500K, 4000K, 5000K | Indoor | LED | Downlight Solid State Retrofit | 990 | 15 | 67.1 |  | 2700K | 82 | 50000 | Continuously Dimmable | Where "XXXX" refers to CCT and could be 2700,3000,3500,4000, and 5000 which refers to 2700K, 3000K, 3500K, 4000K, 5000K | 2016-06-10
Taizhou JiaoGuang Lighting Co. Ltd. | LIGHT THE FUTURE | SSL Downlight Retrofit Kits | D316-80-XXXX | ,,Where "XXXX" refers to CCT and could be 2700,3000,3500,4000, and 5000 which refers to 2700K, 3000K, 3500K, 4000K, 5000K | Indoor | LED | Downlight Solid State Retrofit | 990 | 15 | 67.1 |  | 3000K | 82 | 50000 | Continuously Dimmable | Where "XXXX" refers to CCT and could be 2700,3000,3500,4000, and 5000 which refers to 2700K, 3000K, 3500K, 4000K, 5000K | 2016-06-10
Taizhou JiaoGuang Lighting Co. Ltd. | LIGHT THE FUTURE | SSL Downlight Retrofit Kits | D316-80-XXXX | ,,Where "XXXX" refers to CCT and could be 2700,3000,3500,4000, and 5000 which refers to 2700K, 3000K, 3500K, 4000K, 5000K | Indoor | LED | Downlight Solid State Retrofit | 990 | 15 | 67.1 |  | 3500K | 82 | 50000 | Continuously Dimmable | Where "XXXX" refers to CCT and could be 2700,3000,3500,4000, and 5000 which refers to 2700K, 3000K, 3500K, 4000K, 5000K | 2016-06-10
Taizhou JiaoGuang Lighting Co. Ltd. | LIGHT THE FUTURE | SSL Downlight Retrofit Kits | D316-80-XXXX | ,,Where "XXXX" refers to CCT and could be 2700,3000,3500,4000, and 5000 which refers to 2700K, 3000K, 3500K, 4000K, 5000K | Indoor | LED | Downlight Solid State Retrofit | 990 | 15 | 67.1 |  | 4000/4100K | 82 | 50000 | Continuously Dimmable | Where "XXXX" refers to CCT and could be 2700,3000,3500,4000, and 5000 which refers to 2700K, 3000K, 3500K, 4000K, 5000K | 2016-06-10
Taizhou JiaoGuang Lighting Co. Ltd. | LIGHT THE FUTURE | SSL Downlight Retrofit Kits | D316-80-XXXX | ,,Where "XXXX" refers to CCT and could be 2700,3000,3500,4000, and 5000 which refers to 2700K, 3000K, 3500K, 4000K, 5000K | Indoor | LED | Downlight Solid State Retrofit | 990 | 15 | 67.1 |  | 5000K | 82 | 50000 | Continuously Dimmable | Where "XXXX" refers to CCT and could be 2700,3000,3500,4000, and 5000 which refers to 2700K, 3000K, 3500K, 4000K, 5000K | 2016-06-10
Taizhou JiaoGuang Lighting Co. Ltd. | LIGHT THE FUTURE | SSL Downlight Retrofit | D316-90-XXXX | ,,(Where "XXXX" denotes CCT and could be 2700, 3000, 3500, 4000, 5000 which refers to 2700K, 3000K, 3500K, 4000K,5000K) | Indoor | LED | Downlight Solid State Retrofit | 1000 | 15 | 66.8 |  | 2700K | 93 | 50000 | Continuously Dimmable | Where "XXXX" refers to CCT and could be 2700,3000,3500,4000, and 5000 which refers to 2700K, 3000K, 3500K, 4000K, 5000K | 2016-05-19
Taizhou JiaoGuang Lighting Co. Ltd. | LIGHT THE FUTURE | SSL Downlight Retrofit | D316-90-XXXX | ,,(Where "XXXX" denotes CCT and could be 2700, 3000, 3500, 4000, 5000 which refers to 2700K, 3000K, 3500K, 4000K,5000K) | Indoor | LED | Downlight Solid State Retrofit | 1000 | 15 | 66.8 |  | 3000K | 93 | 50000 | Continuously Dimmable | Where "XXXX" refers to CCT and could be 2700,3000,3500,4000, and 5000 which refers to 2700K, 3000K, 3500K, 4000K, 5000K | 2016-05-19
Taizhou JiaoGuang Lighting Co. Ltd. | LIGHT THE FUTURE | SSL Downlight Retrofit | D316-90-XXXX | ,,(Where "XXXX" denotes CCT and could be 2700, 3000, 3500, 4000, 5000 which refers to 2700K, 3000K, 3500K, 4000K,5000K) | Indoor | LED | Downlight Solid State Retrofit | 1000 | 15 | 66.8 |  | 3500K | 93 | 50000 | Continuously Dimmable | Where "XXXX" refers to CCT and could be 2700,3000,3500,4000, and 5000 which refers to 2700K, 3000K, 3500K, 4000K, 5000K | 2016-05-19
Taizhou JiaoGuang Lighting Co. Ltd. | LIGHT THE FUTURE | SSL Downlight Retrofit | D316-90-XXXX | ,,(Where "XXXX" denotes CCT and could be 2700, 3000, 3500, 4000, 5000 which refers to 2700K, 3000K, 3500K, 4000K,5000K) | Indoor | LED | Downlight Solid State Retrofit | 1000 | 15 | 66.8 |  | 4000/4100K | 93 | 50000 | Continuously Dimmable | Where "XXXX" refers to CCT and could be 2700,3000,3500,4000, and 5000 which refers to 2700K, 3000K, 3500K, 4000K, 5000K | 2016-05-19
Taizhou JiaoGuang Lighting Co. Ltd. | LIGHT THE FUTURE | SSL Downlight Retrofit | D316-90-XXXX | ,,(Where "XXXX" denotes CCT and could be 2700, 3000, 3500, 4000, 5000 which refers to 2700K, 3000K, 3500K, 4000K,5000K) | Indoor | LED | Downlight Solid State Retrofit | 1000 | 15 | 66.8 |  | 5000K | 93 | 50000 | Continuously Dimmable | Where "XXXX" refers to CCT and could be 2700,3000,3500,4000, and 5000 which refers to 2700K, 3000K, 3500K, 4000K, 5000K | 2016-05-19
Taizhou JiaoGuang Lighting Co. Ltd. | LIGHT THE FUTURE | SSL Recessed Downlights | D316-N-80-XXXX | ,,Where "XXXX" refers to CCT and could be 2700,3000,3500,4000, and 5000 which refers to 2700K, 3000K, 3500K, 4000K, 5000K | Indoor | LED | Downlight Recessed | 1000 | 15 | 69.5 |  | 2700K | 82 | 50000 | Continuously Dimmable | Where "XXXX" refers to CCT and could be 2700,3000,3500,4000, and 5000 which refers to 2700K, 3000K, 3500K, 4000K, 5000K | 2016-06-10
Taizhou JiaoGuang Lighting Co. Ltd. | LIGHT THE FUTURE | SSL Recessed Downlights | D316-N-80-XXXX | ,,Where "XXXX" refers to CCT and could be 2700,3000,3500,4000, and 5000 which refers to 2700K, 3000K, 3500K, 4000K, 5000K | Indoor | LED | Downlight Recessed | 1000 | 15 | 69.5 |  | 3000K | 82 | 50000 | Continuously Dimmable | Where "XXXX" refers to CCT and could be 2700,3000,3500,4000, and 5000 which refers to 2700K, 3000K, 3500K, 4000K, 5000K | 2016-06-10
Taizhou JiaoGuang Lighting Co. Ltd. | LIGHT THE FUTURE | SSL Recessed Downlights | D316-N-80-XXXX | ,,Where "XXXX" refers to CCT and could be 2700,3000,3500,4000, and 5000 which refers to 2700K, 3000K, 3500K, 4000K, 5000K | Indoor | LED | Downlight Recessed | 1000 | 15 | 69.5 |  | 3500K | 82 | 50000 | Continuously Dimmable | Where "XXXX" refers to CCT and could be 2700,3000,3500,4000, and 5000 which refers to 2700K, 3000K, 3500K, 4000K, 5000K | 2016-06-10
Taizhou JiaoGuang Lighting Co. Ltd. | LIGHT THE FUTURE | SSL Recessed Downlights | D316-N-80-XXXX | ,,Where "XXXX" refers to CCT and could be 2700,3000,3500,4000, and 5000 which refers to 2700K, 3000K, 3500K, 4000K, 5000K | Indoor | LED | Downlight Recessed | 1000 | 15 | 69.5 |  | 4000/4100K | 82 | 50000 | Continuously Dimmable | Where "XXXX" refers to CCT and could be 2700,3000,3500,4000, and 5000 which refers to 2700K, 3000K, 3500K, 4000K, 5000K | 2016-06-10
Taizhou JiaoGuang Lighting Co. Ltd. | LIGHT THE FUTURE | SSL Recessed Downlights | D316-N-80-XXXX | ,,Where "XXXX" refers to CCT and could be 2700,3000,3500,4000, and 5000 which refers to 2700K, 3000K, 3500K, 4000K, 5000K | Indoor | LED | Downlight Recessed | 1000 | 15 | 69.5 |  | 5000K | 82 | 50000 | Continuously Dimmable | Where "XXXX" refers to CCT and could be 2700,3000,3500,4000, and 5000 which refers to 2700K, 3000K, 3500K, 4000K, 5000K | 2016-06-10
Taizhou JiaoGuang Lighting Co. Ltd. | LIGHT THE FUTURE | SSL Recessed Downlights | D316-N-90-XXXX | ,,Where "XXXX" refers to CCT and could be 2700,3000,3500,4000, and 5000 which refers to 2700K, 3000K, 3500K, 4000K, 5000K | Indoor | LED | Downlight Recessed | 960 | 15 | 64.8 |  | 2700K | 93 | 45000 | Continuously Dimmable | Where "XXXX" refers to CCT and could be 2700,3000,3500,4000, and 5000 which refers to 2700K, 3000K, 3500K, 4000K, 5000K | 2016-07-15
Taizhou JiaoGuang Lighting Co. Ltd. | LIGHT THE FUTURE | SSL Recessed Downlights | D316-N-90-XXXX | ,,Where "XXXX" refers to CCT and could be 2700,3000,3500,4000, and 5000 which refers to 2700K, 3000K, 3500K, 4000K, 5000K | Indoor | LED | Downlight Recessed | 960 | 15 | 70.9 |  | 3000K | 92 | 45000 | Continuously Dimmable | Where "XXXX" refers to CCT and could be 2700,3000,3500,4000, and 5000 which refers to 2700K, 3000K, 3500K, 4000K, 5000K | 2016-07-15
Taizhou JiaoGuang Lighting Co. Ltd. | LIGHT THE FUTURE | SSL Recessed Downlights | D316-N-90-XXXX | ,,Where "XXXX" refers to CCT and could be 2700,3000,3500,4000, and 5000 which refers to 2700K, 3000K, 3500K, 4000K, 5000K | Indoor | LED | Downlight Recessed | 960 | 15 | 75.8 |  | 4000/4100K | 95 | 45000 | Continuously Dimmable | Where "XXXX" refers to CCT and could be 2700,3000,3500,4000, and 5000 which refers to 2700K, 3000K, 3500K, 4000K, 5000K | 2016-07-15
Taizhou JiaoGuang Lighting Co. Ltd. | LIGHT THE FUTURE | SSL Recessed Downlights | D316-N-90-XXXX | ,,Where "XXXX" refers to CCT and could be 2700,3000,3500,4000, and 5000 which refers to 2700K, 3000K, 3500K, 4000K, 5000K | Indoor | LED | Downlight Recessed | 960 | 15 | 77.2 |  | 5000K | 94 | 45000 | Continuously Dimmable | Where "XXXX" refers to CCT and could be 2700,3000,3500,4000, and 5000 which refers to 2700K, 3000K, 3500K, 4000K, 5000K | 2016-07-15
Taizhou JiaoGuang Lighting Co. Ltd. | LIGHT THE FUTURE | SSL Downlight Retrofit Kits | D324-KT-XXXX | ,,Where "XXXX" refers to CCT and could be 2700,3000,3500,4000, and 5000 which refers to 2700K, 3000K, 3500K, 4000K, 5000K | Indoor | LED | Downlight Solid State Retrofit | 700 | 10 | 70.8 |  | 2700K | 91 | 50000 | Continuously Dimmable | Where "XXXX" refers to CCT and could be 2700,3000,3500,4000, and 5000 which refers to 2700K, 3000K, 3500K, 4000K, 5000K | 2016-05-24
Taizhou JiaoGuang Lighting Co. Ltd. | LIGHT THE FUTURE | SSL Downlight Retrofit Kits | D324-KT-XXXX | ,,Where "XXXX" refers to CCT and could be 2700,3000,3500,4000, and 5000 which refers to 2700K, 3000K, 3500K, 4000K, 5000K | Indoor | LED | Downlight Solid State Retrofit | 700 | 10 | 70.8 |  | 3000K | 91 | 50000 | Continuously Dimmable | Where "XXXX" refers to CCT and could be 2700,3000,3500,4000, and 5000 which refers to 2700K, 3000K, 3500K, 4000K, 5000K | 2016-05-24
Taizhou JiaoGuang Lighting Co. Ltd. | LIGHT THE FUTURE | SSL Downlight Retrofit Kits | D324-KT-XXXX | ,,Where "XXXX" refers to CCT and could be 2700,3000,3500,4000, and 5000 which refers to 2700K, 3000K, 3500K, 4000K, 5000K | Indoor | LED | Downlight Solid State Retrofit | 700 | 10 | 70.8 |  | 3500K | 91 | 50000 | Continuously Dimmable | Where "XXXX" refers to CCT and could be 2700,3000,3500,4000, and 5000 which refers to 2700K, 3000K, 3500K, 4000K, 5000K | 2016-05-24
Taizhou JiaoGuang Lighting Co. Ltd. | LIGHT THE FUTURE | SSL Downlight Retrofit Kits | D324-KT-XXXX | ,,Where "XXXX" refers to CCT and could be 2700,3000,3500,4000, and 5000 which refers to 2700K, 3000K, 3500K, 4000K, 5000K | Indoor | LED | Downlight Solid State Retrofit | 700 | 10 | 70.8 |  | 4000/4100K | 91 | 50000 | Continuously Dimmable | Where "XXXX" refers to CCT and could be 2700,3000,3500,4000, and 5000 which refers to 2700K, 3000K, 3500K, 4000K, 5000K | 2016-05-24
Taizhou JiaoGuang Lighting Co. Ltd. | LIGHT THE FUTURE | SSL Downlight Retrofit Kits | D324-KT-XXXX | ,,Where "XXXX" refers to CCT and could be 2700,3000,3500,4000, and 5000 which refers to 2700K, 3000K, 3500K, 4000K, 5000K | Indoor | LED | Downlight Solid State Retrofit | 700 | 10 | 70.8 |  | 5000K | 91 | 50000 | Continuously Dimmable | Where "XXXX" refers to CCT and could be 2700,3000,3500,4000, and 5000 which refers to 2700K, 3000K, 3500K, 4000K, 5000K | 2016-05-24
Taizhou JiaoGuang Lighting Co. Ltd. | LIGHT THE FUTURE | SSL Downlight Retrofit Kits | D336-KT-XXXX | ,,(Where "XXXX" denotes CCT and could be 2700, 3000, 3500, 4000, 5000 which refers to 2700K, 3000K, 3500K, 4000K,5000K) | Indoor | LED | Downlight Solid State Retrofit | 1100 | 15 | 81 |  | 2700K | 91 | 50000 | Continuously Dimmable | Where "XXXX" refers to CCT and could be 2700,3000,3500,4000, and 5000 which refers to 2700K, 3000K, 3500K, 4000K, 5000K | 2016-05-19
Taizhou JiaoGuang Lighting Co. Ltd. | LIGHT THE FUTURE | SSL Downlight Retrofit Kits | D336-KT-XXXX | ,,(Where "XXXX" denotes CCT and could be 2700, 3000, 3500, 4000, 5000 which refers to 2700K, 3000K, 3500K, 4000K,5000K) | Indoor | LED | Downlight Solid State Retrofit | 1100 | 15 | 81 |  | 3000K | 91 | 50000 | Continuously Dimmable | Where "XXXX" refers to CCT and could be 2700,3000,3500,4000, and 5000 which refers to 2700K, 3000K, 3500K, 4000K, 5000K | 2016-05-19
Taizhou JiaoGuang Lighting Co. Ltd. | LIGHT THE FUTURE | SSL Downlight Retrofit Kits | D336-KT-XXXX | ,,(Where "XXXX" denotes CCT and could be 2700, 3000, 3500, 4000, 5000 which refers to 2700K, 3000K, 3500K, 4000K,5000K) | Indoor | LED | Downlight Solid State Retrofit | 1100 | 15 | 81 |  | 3500K | 91 | 50000 | Continuously Dimmable | Where "XXXX" refers to CCT and could be 2700,3000,3500,4000, and 5000 which refers to 2700K, 3000K, 3500K, 4000K, 5000K | 2016-05-19
Taizhou JiaoGuang Lighting Co. Ltd. | LIGHT THE FUTURE | SSL Downlight Retrofit Kits | D336-KT-XXXX | ,,(Where "XXXX" denotes CCT and could be 2700, 3000, 3500, 4000, 5000 which refers to 2700K, 3000K, 3500K, 4000K,5000K) | Indoor | LED | Downlight Solid State Retrofit | 1100 | 15 | 81 |  | 4000/4100K | 91 | 50000 | Continuously Dimmable | Where "XXXX" refers to CCT and could be 2700,3000,3500,4000, and 5000 which refers to 2700K, 3000K, 3500K, 4000K, 5000K | 2016-05-19
Taizhou JiaoGuang Lighting Co. Ltd. | LIGHT THE FUTURE | SSL Downlight Retrofit Kits | D336-KT-XXXX | ,,(Where "XXXX" denotes CCT and could be 2700, 3000, 3500, 4000, 5000 which refers to 2700K, 3000K, 3500K, 4000K,5000K) | Indoor | LED | Downlight Solid State Retrofit | 1100 | 15 | 81 |  | 5000K | 91 | 50000 | Continuously Dimmable | Where "XXXX" refers to CCT and could be 2700,3000,3500,4000, and 5000 which refers to 2700K, 3000K, 3500K, 4000K, 5000K | 2016-05-19
Taizhou JiaoGuang Lighting Co. Ltd. | LIGHT THE FUTURE | SSL Downlight Retrofit Kits | D404-80 |  | Indoor | LED | Downlight Solid State Retrofit | 650 | 10 | 79.6 |  | 2700K | 83 | 50000 | Continuously Dimmable |  | 2016-02-19
Taizhou JiaoGuang Lighting Co. Ltd. | LIGHT THE FUTURE | SSL Downlight Retrofit Kits | D404-80 |  | Indoor | LED | Downlight Solid State Retrofit | 700 | 10 | 79.6 |  | 3000K | 83 | 50000 | Continuously Dimmable |  | 2016-02-19
Taizhou JiaoGuang Lighting Co. Ltd. | LIGHT THE FUTURE | SSL Downlight Retrofit Kits | D404-80 |  | Indoor | LED | Downlight Solid State Retrofit | 750 | 10 | 79.6 |  | 4000/4100K | 83 | 50000 | Continuously Dimmable |  | 2016-02-19
Taizhou JiaoGuang Lighting Co. Ltd. | LIGHT THE FUTURE | SSL Downlight Retrofit Kits | D404-80 |  | Indoor | LED | Downlight Solid State Retrofit | 800 | 10 | 79.6 |  | 5000K | 83 | 50000 | Continuously Dimmable |  | 2016-02-19
Taizhou JiaoGuang Lighting Co. Ltd. | LIGHT THE FUTURE | SSL Downlight Retrofit Kits | D404-90-A |  | Indoor | LED | Downlight Solid State Retrofit | 580 | 10 | 64.8 |  | 2700K | 92 | 50000 | Continuously Dimmable |  | 2016-02-19
Taizhou JiaoGuang Lighting Co. Ltd. | LIGHT THE FUTURE | SSL Downlight Retrofit Kits | D404-90-A |  | Indoor | LED | Downlight Solid State Retrofit | 610 | 10 | 64.8 |  | 3000K,3500K | 92 | 50000 | Continuously Dimmable |  | 2016-02-19
Taizhou JiaoGuang Lighting Co. Ltd. | LIGHT THE FUTURE | SSL Downlight Retrofit Kits | D404-90-A |  | Indoor | LED | Downlight Solid State Retrofit | 630 | 10 | 64.8 |  | 4000/4100K | 92 | 50000 | Continuously Dimmable |  | 2016-02-19
Taizhou JiaoGuang Lighting Co. Ltd. | LIGHT THE FUTURE | SSL Downlight Retrofit Kits | D404-90-A |  | Indoor | LED | Downlight Solid State Retrofit | 650 | 10 | 64.8 |  | 5000K | 92 | 50000 | Continuously Dimmable |  | 2016-02-19
Taizhou JiaoGuang Lighting Co. Ltd. | LIGHT THE FUTURE | SSL Recessed Downlights | D404-N-KT-XXXX | ,,Where "XXXX" refers to CCT and could be 2700, 3000, 3500, 4000 and 5000 which refers to 2700K, 3000K, 3500K, 4000K, 5000K. | Indoor | LED | Downlight Recessed | 700 | 10 | 81.6 |  | 2700K | 93 | 50000 | Continuously Dimmable | Where "XXXX" refers to CCT and could be 2700, 3000, 3500, 4000 and 5000 which refers to 2700K, 3000K, 3500K, 4000K, 5000K. | 2016-09-02
Taizhou JiaoGuang Lighting Co. Ltd. | LIGHT THE FUTURE | SSL Recessed Downlights | D404-N-KT-XXXX | ,,Where "XXXX" refers to CCT and could be 2700, 3000, 3500, 4000 and 5000 which refers to 2700K, 3000K, 3500K, 4000K, 5000K. | Indoor | LED | Downlight Recessed | 750 | 10 | 81.6 |  | 3000K | 93 | 50000 | Continuously Dimmable | Where "XXXX" refers to CCT and could be 2700, 3000, 3500, 4000 and 5000 which refers to 2700K, 3000K, 3500K, 4000K, 5000K. | 2016-09-02
Taizhou JiaoGuang Lighting Co. Ltd. | LIGHT THE FUTURE | SSL Recessed Downlights | D404-N-KT-XXXX | ,,Where "XXXX" refers to CCT and could be 2700, 3000, 3500, 4000 and 5000 which refers to 2700K, 3000K, 3500K, 4000K, 5000K. | Indoor | LED | Downlight Recessed | 750 | 10 | 81.6 |  | 3500K | 93 | 50000 | Continuously Dimmable | Where "XXXX" refers to CCT and could be 2700, 3000, 3500, 4000 and 5000 which refers to 2700K, 3000K, 3500K, 4000K, 5000K. | 2016-09-02
Taizhou JiaoGuang Lighting Co. Ltd. | LIGHT THE FUTURE | SSL Recessed Downlights | D404-N-KT-XXXX | ,,Where "XXXX" refers to CCT and could be 2700, 3000, 3500, 4000 and 5000 which refers to 2700K, 3000K, 3500K, 4000K, 5000K. | Indoor | LED | Downlight Recessed | 780 | 10 | 81.6 |  | 4000/4100K | 92 | 50000 | Continuously Dimmable | Where "XXXX" refers to CCT and could be 2700, 3000, 3500, 4000 and 5000 which refers to 2700K, 3000K, 3500K, 4000K, 5000K. | 2016-09-02
Taizhou JiaoGuang Lighting Co. Ltd. | LIGHT THE FUTURE | SSL Recessed Downlights | D404-N-KT-XXXX | ,,Where "XXXX" refers to CCT and could be 2700, 3000, 3500, 4000 and 5000 which refers to 2700K, 3000K, 3500K, 4000K, 5000K. | Indoor | LED | Downlight Recessed | 800 | 10 | 81.6 |  | 5000K | 93 | 50000 | Continuously Dimmable | Where "XXXX" refers to CCT and could be 2700, 3000, 3500, 4000 and 5000 which refers to 2700K, 3000K, 3500K, 4000K, 5000K. | 2016-09-02
Taizhou JiaoGuang Lighting Co. Ltd. | LIGHT THE FUTURE | SSL Recessed Downlight | D404-N-XXXX | ,,Where â€œXXXXâ€ refers to CCT and could be 2700, 3000, 3500, 4000 and 5000 which refers to 2700K, 3000K, 3500K, 4000K, 5000K | Indoor | LED | Downlight Recessed | 650 | 10 | 66.4 |  | 2700K | 90 | 50000 | Continuously Dimmable | Where â€œXXXXâ€ refers to CCT and could be 2700, 3000, 3500, 4000 and 5000 which refers to 2700K, 3000K, 3500K, 4000K, 5000K | 2016-03-10
Taizhou JiaoGuang Lighting Co. Ltd. | LIGHT THE FUTURE | SSL Recessed Downlight | D404-N-XXXX | ,,Where â€œXXXXâ€ refers to CCT and could be 2700, 3000, 3500, 4000 and 5000 which refers to 2700K, 3000K, 3500K, 4000K, 5000K | Indoor | LED | Downlight Recessed | 700 | 10 | 66.4 |  | 3000K | 90 | 50000 | Continuously Dimmable | Where â€œXXXXâ€ refers to CCT and could be 2700, 3000, 3500, 4000 and 5000 which refers to 2700K, 3000K, 3500K, 4000K, 5000K | 2016-03-10
Taizhou JiaoGuang Lighting Co. Ltd. | LIGHT THE FUTURE | SSL Recessed Downlight | D404-N-XXXX | ,,Where â€œXXXXâ€ refers to CCT and could be 2700, 3000, 3500, 4000 and 5000 which refers to 2700K, 3000K, 3500K, 4000K, 5000K | Indoor | LED | Downlight Recessed | 700 | 10 | 66.4 |  | 3500K | 90 | 50000 | Continuously Dimmable | Where â€œXXXXâ€ refers to CCT and could be 2700, 3000, 3500, 4000 and 5000 which refers to 2700K, 3000K, 3500K, 4000K, 5000K | 2016-03-10
Taizhou JiaoGuang Lighting Co. Ltd. | LIGHT THE FUTURE | SSL Recessed Downlight | D404-N-XXXX | ,,Where â€œXXXXâ€ refers to CCT and could be 2700, 3000, 3500, 4000 and 5000 which refers to 2700K, 3000K, 3500K, 4000K, 5000K | Indoor | LED | Downlight Recessed | 750 | 10 | 66.4 |  | 4000/4100K | 90 | 50000 | Continuously Dimmable | Where â€œXXXXâ€ refers to CCT and could be 2700, 3000, 3500, 4000 and 5000 which refers to 2700K, 3000K, 3500K, 4000K, 5000K | 2016-03-10
Taizhou JiaoGuang Lighting Co. Ltd. | LIGHT THE FUTURE | SSL Recessed Downlight | D404-N-XXXX | ,,Where â€œXXXXâ€ refers to CCT and could be 2700, 3000, 3500, 4000 and 5000 which refers to 2700K, 3000K, 3500K, 4000K, 5000K | Indoor | LED | Downlight Recessed | 780 | 10 | 66.4 |  | 5000K | 90 | 50000 | Continuously Dimmable | Where â€œXXXXâ€ refers to CCT and could be 2700, 3000, 3500, 4000 and 5000 which refers to 2700K, 3000K, 3500K, 4000K, 5000K | 2016-03-10
Taizhou JiaoGuang Lighting Co. Ltd. | LIGHT THE FUTURE | SSL Downlight Retrofit Kits | D406-90-A |  | Indoor | LED | Downlight Solid State Retrofit | 600 | 10 | 72.3 |  | 2700K | 92 | 50000 | Continuously Dimmable |  | 2016-02-19
Taizhou JiaoGuang Lighting Co. Ltd. | LIGHT THE FUTURE | SSL Downlight Retrofit Kits | D406-90-A |  | Indoor | LED | Downlight Solid State Retrofit | 620 | 10 | 72.3 |  | 3000K,3500K | 92 | 50000 | Continuously Dimmable |  | 2016-02-19
Taizhou JiaoGuang Lighting Co. Ltd. | LIGHT THE FUTURE | SSL Downlight Retrofit Kits | D406-90-A |  | Indoor | LED | Downlight Solid State Retrofit | 640 | 10 | 72.3 |  | 4000/4100K | 92 | 50000 | Continuously Dimmable |  | 2016-02-19
Taizhou JiaoGuang Lighting Co. Ltd. | LIGHT THE FUTURE | SSL Downlight Retrofit Kits | D406-90-A |  | Indoor | LED | Downlight Solid State Retrofit | 660 | 10 | 72.3 |  | 5000K | 92 | 50000 | Continuously Dimmable |  | 2016-02-19
Taizhou JiaoGuang Lighting Co. Ltd. | LIGHT THE FUTURE | SSL Recessed Downlight | D406-N-XXXX | ,,Where â€œXXXXâ€ refers to CCT and could be 2700, 3000, 3500, 4000 and 5000 which refers to 2700K, 3000K, 3500K, 4000K, 5000K | Indoor | LED | Downlight Recessed | 650 | 10 | 67.8 |  | 2700K | 91 | 50000 | Continuously Dimmable | Where â€œXXXXâ€ refers to CCT and could be 2700, 3000, 3500, 4000 and 5000 which refers to 2700K, 3000K, 3500K, 4000K, 5000K | 2016-03-10
Taizhou JiaoGuang Lighting Co. Ltd. | LIGHT THE FUTURE | SSL Recessed Downlight | D406-N-XXXX | ,,Where â€œXXXXâ€ refers to CCT and could be 2700, 3000, 3500, 4000 and 5000 which refers to 2700K, 3000K, 3500K, 4000K, 5000K | Indoor | LED | Downlight Recessed | 700 | 10 | 67.8 |  | 3000K | 91 | 50000 | Continuously Dimmable | Where â€œXXXXâ€ refers to CCT and could be 2700, 3000, 3500, 4000 and 5000 which refers to 2700K, 3000K, 3500K, 4000K, 5000K | 2016-03-10
Taizhou JiaoGuang Lighting Co. Ltd. | LIGHT THE FUTURE | SSL Recessed Downlight | D406-N-XXXX | ,,Where â€œXXXXâ€ refers to CCT and could be 2700, 3000, 3500, 4000 and 5000 which refers to 2700K, 3000K, 3500K, 4000K, 5000K | Indoor | LED | Downlight Recessed | 700 | 10 | 67.8 |  | 3500K | 91 | 50000 | Continuously Dimmable | Where â€œXXXXâ€ refers to CCT and could be 2700, 3000, 3500, 4000 and 5000 which refers to 2700K, 3000K, 3500K, 4000K, 5000K | 2016-03-10
Taizhou JiaoGuang Lighting Co. Ltd. | LIGHT THE FUTURE | SSL Recessed Downlight | D406-N-XXXX | ,,Where â€œXXXXâ€ refers to CCT and could be 2700, 3000, 3500, 4000 and 5000 which refers to 2700K, 3000K, 3500K, 4000K, 5000K | Indoor | LED | Downlight Recessed | 750 | 10 | 67.8 |  | 4000/4100K | 91 | 50000 | Continuously Dimmable | Where â€œXXXXâ€ refers to CCT and could be 2700, 3000, 3500, 4000 and 5000 which refers to 2700K, 3000K, 3500K, 4000K, 5000K | 2016-03-10
Taizhou JiaoGuang Lighting Co. Ltd. | LIGHT THE FUTURE | SSL Recessed Downlight | D406-N-XXXX | ,,Where â€œXXXXâ€ refers to CCT and could be 2700, 3000, 3500, 4000 and 5000 which refers to 2700K, 3000K, 3500K, 4000K, 5000K | Indoor | LED | Downlight Recessed | 780 | 10 | 67.8 |  | 5000K | 91 | 50000 | Continuously Dimmable | Where â€œXXXXâ€ refers to CCT and could be 2700, 3000, 3500, 4000 and 5000 which refers to 2700K, 3000K, 3500K, 4000K, 5000K | 2016-03-10
Taizhou JiaoGuang Lighting Co. Ltd. | LIGHT THE FUTURE | SSL Downlight Retrofit Kits | D414-90-A |  | Indoor | LED | Downlight Solid State Retrofit | 700 | 13 | 61.7 |  | 2700K | 92 | 50000 | Continuously Dimmable |  | 2016-02-19
Taizhou JiaoGuang Lighting Co. Ltd. | LIGHT THE FUTURE | SSL Downlight Retrofit Kits | D414-90-A |  | Indoor | LED | Downlight Solid State Retrofit | 730 | 13 | 61.7 |  | 3000K,3500K | 92 | 50000 | Continuously Dimmable |  | 2016-02-19
Taizhou JiaoGuang Lighting Co. Ltd. | LIGHT THE FUTURE | SSL Downlight Retrofit Kits | D414-90-A |  | Indoor | LED | Downlight Solid State Retrofit | 760 | 13 | 61.7 |  | 4000/4100K | 92 | 50000 | Continuously Dimmable |  | 2016-02-19
Taizhou JiaoGuang Lighting Co. Ltd. | LIGHT THE FUTURE | SSL Downlight Retrofit Kits | D414-90-A |  | Indoor | LED | Downlight Solid State Retrofit | 790 | 13 | 61.7 |  | 5000K | 92 | 50000 | Continuously Dimmable |  | 2016-02-19
Taizhou JiaoGuang Lighting Co. Ltd. | LIGHT THE FUTURE | SSL Downlight Retrofit Kits | D416 |  | Indoor | LED | Downlight Solid State Retrofit | 1000 | 14.8 | 79.9 |  | 2700K | 82 | 50000 | Continuously Dimmable |  | 2016-02-19
Taizhou JiaoGuang Lighting Co. Ltd. | LIGHT THE FUTURE | SSL Downlight Retrofit Kits | D416 |  | Indoor | LED | Downlight Solid State Retrofit | 1100 | 14.8 | 79.9 |  | 3000K | 82 | 50000 | Continuously Dimmable |  | 2016-02-19
Taizhou JiaoGuang Lighting Co. Ltd. | LIGHT THE FUTURE | SSL Downlight Retrofit Kits | D416 |  | Indoor | LED | Downlight Solid State Retrofit | 1200 | 14.8 | 79.9 |  | 4000/4100K | 82 | 50000 | Continuously Dimmable |  | 2016-02-19
Taizhou JiaoGuang Lighting Co. Ltd. | LIGHT THE FUTURE | SSL Downlight Retrofit Kits | D416 |  | Indoor | LED | Downlight Solid State Retrofit | 1300 | 14.8 | 79.9 |  | 5000K | 82 | 50000 | Continuously Dimmable |  | 2016-02-19
Taizhou JiaoGuang Lighting Co. Ltd. | LIGHT THE FUTURE | SSL Recessed Downlights | D416-N-KT-XXXX | ,,Where "XXXX" refers to CCT and could be 2700, 3000, 3500, 4000 and 5000 which refers to 2700K, 3000K, 3500K, 4000K, 5000K. | Indoor | LED | Downlight Recessed | 1000 | 15 | 82 |  | 2700K | 93 | 50000 | Continuously Dimmable | Where "XXXX" refers to CCT and could be 2700, 3000, 3500, 4000 and 5000 which refers to 2700K, 3000K, 3500K, 4000K, 5000K. | 2016-09-02
Taizhou JiaoGuang Lighting Co. Ltd. | LIGHT THE FUTURE | SSL Recessed Downlights | D416-N-KT-XXXX | ,,Where "XXXX" refers to CCT and could be 2700, 3000, 3500, 4000 and 5000 which refers to 2700K, 3000K, 3500K, 4000K, 5000K. | Indoor | LED | Downlight Recessed | 1000 | 15 | 82 |  | 3000K | 92 | 50000 | Continuously Dimmable | Where "XXXX" refers to CCT and could be 2700, 3000, 3500, 4000 and 5000 which refers to 2700K, 3000K, 3500K, 4000K, 5000K. | 2016-09-02
Taizhou JiaoGuang Lighting Co. Ltd. | LIGHT THE FUTURE | SSL Downlight Retrofits Kits | D105-4(2700K) |  | Indoor | LED | Downlight Solid State Retrofit | 680 | 9 | 85.2 |  | 2700K | 82 | 50000 | Continuously Dimmable |  | 2016-06-01
Taizhou JiaoGuang Lighting Co. Ltd. | LIGHT THE FUTURE | SSL Downlight Retrofits Kits | D105-4(3000K) |  | Indoor | LED | Downlight Solid State Retrofit | 680 | 9 | 85.2 |  | 3000K | 82 | 50000 | Continuously Dimmable |  | 2016-06-01
Taizhou JiaoGuang Lighting Co. Ltd. | LIGHT THE FUTURE | SSL Downlight Retrofits Kits | D105-4(3500K) |  | Indoor | LED | Downlight Solid State Retrofit | 680 | 9 | 85.2 |  | 3500K | 82 | 50000 | Continuously Dimmable |  | 2016-06-01
Taizhou JiaoGuang Lighting Co. Ltd. | LIGHT THE FUTURE | SSL Downlight Retrofits Kits | D105-4(4000K) |  | Indoor | LED | Downlight Solid State Retrofit | 680 | 9 | 85.2 |  | 4000/4100K | 82 | 50000 | Continuously Dimmable |  | 2016-06-01
Taizhou JiaoGuang Lighting Co. Ltd. | LIGHT THE FUTURE | SSL Recessed Downlights | D416-N-KT-XXXX | ,,Where "XXXX" refers to CCT and could be 2700, 3000, 3500, 4000 and 5000 which refers to 2700K, 3000K, 3500K, 4000K, 5000K. | Indoor | LED | Downlight Recessed | 1000 | 15 | 82 |  | 3500K | 92 | 50000 | Continuously Dimmable | Where "XXXX" refers to CCT and could be 2700, 3000, 3500, 4000 and 5000 which refers to 2700K, 3000K, 3500K, 4000K, 5000K. | 2016-09-02
Taizhou JiaoGuang Lighting Co. Ltd. | LIGHT THE FUTURE | SSL Recessed Downlights | D416-N-KT-XXXX | ,,Where "XXXX" refers to CCT and could be 2700, 3000, 3500, 4000 and 5000 which refers to 2700K, 3000K, 3500K, 4000K, 5000K. | Indoor | LED | Downlight Recessed | 1050 | 15 | 82 |  | 4000/4100K | 94 | 50000 | Continuously Dimmable | Where "XXXX" refers to CCT and could be 2700, 3000, 3500, 4000 and 5000 which refers to 2700K, 3000K, 3500K, 4000K, 5000K. | 2016-09-02
Taizhou JiaoGuang Lighting Co. Ltd. | LIGHT THE FUTURE | SSL Recessed Downlights | D416-N-KT-XXXX | ,,Where "XXXX" refers to CCT and could be 2700, 3000, 3500, 4000 and 5000 which refers to 2700K, 3000K, 3500K, 4000K, 5000K. | Indoor | LED | Downlight Recessed | 1100 | 15 | 82 |  | 5000K | 93 | 50000 | Continuously Dimmable | Where "XXXX" refers to CCT and could be 2700, 3000, 3500, 4000 and 5000 which refers to 2700K, 3000K, 3500K, 4000K, 5000K. | 2016-09-02
Taizhou JiaoGuang Lighting Co. Ltd. | LIGHT THE FUTURE | SSL Recessed Downlight | D416-N-XXXX | ,,Where â€œXXXXâ€ refers to CCT and could be 2700, 3000, 3500, 4000 and 5000 which refers to 2700K, 3000K, 3500K, 4000K, 5000K | Indoor | LED | Downlight Recessed | 1000 | 15 | 67.1 |  | 2700K | 90 | 50000 | Continuously Dimmable | Where â€œXXXXâ€ refers to CCT and could be 2700, 3000, 3500, 4000 and 5000 which refers to 2700K, 3000K, 3500K, 4000K, 5000K | 2016-03-10
Taizhou JiaoGuang Lighting Co. Ltd. | LIGHT THE FUTURE | SSL Recessed Downlight | D416-N-XXXX | ,,Where â€œXXXXâ€ refers to CCT and could be 2700, 3000, 3500, 4000 and 5000 which refers to 2700K, 3000K, 3500K, 4000K, 5000K | Indoor | LED | Downlight Recessed | 1040 | 15 | 67.1 |  | 3000K | 90 | 50000 | Continuously Dimmable | Where â€œXXXXâ€ refers to CCT and could be 2700, 3000, 3500, 4000 and 5000 which refers to 2700K, 3000K, 3500K, 4000K, 5000K | 2016-03-10
Taizhou JiaoGuang Lighting Co. Ltd. | LIGHT THE FUTURE | SSL Recessed Downlight | D416-N-XXXX | ,,Where â€œXXXXâ€ refers to CCT and could be 2700, 3000, 3500, 4000 and 5000 which refers to 2700K, 3000K, 3500K, 4000K, 5000K | Indoor | LED | Downlight Recessed | 1040 | 15 | 67.1 |  | 3500K | 90 | 50000 | Continuously Dimmable | Where â€œXXXXâ€ refers to CCT and could be 2700, 3000, 3500, 4000 and 5000 which refers to 2700K, 3000K, 3500K, 4000K, 5000K | 2016-03-10
Taizhou JiaoGuang Lighting Co. Ltd. | LIGHT THE FUTURE | SSL Recessed Downlight | D416-N-XXXX | ,,Where â€œXXXXâ€ refers to CCT and could be 2700, 3000, 3500, 4000 and 5000 which refers to 2700K, 3000K, 3500K, 4000K, 5000K | Indoor | LED | Downlight Recessed | 1120 | 15 | 67.1 |  | 4000/4100K | 90 | 50000 | Continuously Dimmable | Where â€œXXXXâ€ refers to CCT and could be 2700, 3000, 3500, 4000 and 5000 which refers to 2700K, 3000K, 3500K, 4000K, 5000K | 2016-03-10
Taizhou JiaoGuang Lighting Co. Ltd. | LIGHT THE FUTURE | SSL Recessed Downlight | D416-N-XXXX | ,,Where â€œXXXXâ€ refers to CCT and could be 2700, 3000, 3500, 4000 and 5000 which refers to 2700K, 3000K, 3500K, 4000K, 5000K | Indoor | LED | Downlight Recessed | 1130 | 15 | 67.1 |  | 5000K | 90 | 50000 | Continuously Dimmable | Where â€œXXXXâ€ refers to CCT and could be 2700, 3000, 3500, 4000 and 5000 which refers to 2700K, 3000K, 3500K, 4000K, 5000K | 2016-03-10
Taizhou JiaoGuang Lighting Co. Ltd. | LIGHT THE FUTURE | SSL Downlight Retrofits | D504-XXXX | ,,Where "XXXX" refers to CCT and could be 2700, 3000, 3500, 4000 and 5000 which refers to 2700K, 3000K, 3500K, 4000K, 5000K. | Indoor | LED | Downlight Solid State Retrofit | 700 | 10 | 77.1 |  | 2700K | 91 | 50000 | Continuously Dimmable | Where "XXXX" refers to CCT and could be 2700, 3000, 3500, 4000 and 5000 which refers to 2700K, 3000K, 3500K, 4000K, 5000K. | 2016-08-29
Taizhou JiaoGuang Lighting Co. Ltd. | LIGHT THE FUTURE | SSL Downlight Retrofits | D504-XXXX | ,,Where "XXXX" refers to CCT and could be 2700, 3000, 3500, 4000 and 5000 which refers to 2700K, 3000K, 3500K, 4000K, 5000K. | Indoor | LED | Downlight Solid State Retrofit | 720 | 10 | 77.1 |  | 3000K | 91 | 50000 | Continuously Dimmable | Where "XXXX" refers to CCT and could be 2700, 3000, 3500, 4000 and 5000 which refers to 2700K, 3000K, 3500K, 4000K, 5000K. | 2016-08-29
Taizhou JiaoGuang Lighting Co. Ltd. | LIGHT THE FUTURE | SSL Downlight Retrofits | D504-XXXX | ,,Where "XXXX" refers to CCT and could be 2700, 3000, 3500, 4000 and 5000 which refers to 2700K, 3000K, 3500K, 4000K, 5000K. | Indoor | LED | Downlight Solid State Retrofit | 740 | 10 | 77.1 |  | 3500K | 91 | 50000 | Continuously Dimmable | Where "XXXX" refers to CCT and could be 2700, 3000, 3500, 4000 and 5000 which refers to 2700K, 3000K, 3500K, 4000K, 5000K. | 2016-08-29
Taizhou JiaoGuang Lighting Co. Ltd. | LIGHT THE FUTURE | SSL Downlight Retrofits | D504-XXXX | ,,Where "XXXX" refers to CCT and could be 2700, 3000, 3500, 4000 and 5000 which refers to 2700K, 3000K, 3500K, 4000K, 5000K. | Indoor | LED | Downlight Solid State Retrofit | 740 | 10 | 77.1 |  | 4000/4100K | 91 | 50000 | Continuously Dimmable | Where "XXXX" refers to CCT and could be 2700, 3000, 3500, 4000 and 5000 which refers to 2700K, 3000K, 3500K, 4000K, 5000K. | 2016-08-29
Taizhou JiaoGuang Lighting Co. Ltd. | LIGHT THE FUTURE | SSL Downlight Retrofits | D504-XXXX | ,,Where "XXXX" refers to CCT and could be 2700, 3000, 3500, 4000 and 5000 which refers to 2700K, 3000K, 3500K, 4000K, 5000K. | Indoor | LED | Downlight Solid State Retrofit | 740 | 10 | 77.1 |  | 5000K | 91 | 50000 | Continuously Dimmable | Where "XXXX" refers to CCT and could be 2700, 3000, 3500, 4000 and 5000 which refers to 2700K, 3000K, 3500K, 4000K, 5000K. | 2016-08-29
Taizhou JiaoGuang Lighting Co. Ltd. | LIGHT THE FUTURE | SSL Downlight Retrofits Kits | D105-4(5000K) |  | Indoor | LED | Downlight Solid State Retrofit | 680 | 9 | 85.2 |  | 5000K | 82 | 50000 | Continuously Dimmable |  | 2016-06-01
Taizhou JiaoGuang Lighting Co. Ltd. | LIGHT THE FUTURE | SSL Downlight Retrofit Kits | D105-90-XXXX | ,,(Where "XXXX" denotes CCT, and could be 2700, 3000, 3500, 4000, 5000) | Indoor | LED | Downlight Solid State Retrofit | 550 | 10 | 69.9 |  | 2700K | 92 | 50000 | Continuously Dimmable | (Where "XXXX" denotes CCT, and could be 2700, 3000, 3500, 4000, 5000) | 2016-02-19
Taizhou JiaoGuang Lighting Co. Ltd. | LIGHT THE FUTURE | SSL Downlight Retrofit Kits | D105-90-XXXX | ,,(Where "XXXX" denotes CCT, and could be 2700, 3000, 3500, 4000, 5000) | Indoor | LED | Downlight Solid State Retrofit | 570 | 10 | 69.9 |  | 3000K | 92 | 50000 | Continuously Dimmable | (Where "XXXX" denotes CCT, and could be 2700, 3000, 3500, 4000, 5000) | 2016-02-19
Taizhou JiaoGuang Lighting Co. Ltd. | LIGHT THE FUTURE | SSL Downlight Retrofit Kits | D105-90-XXXX | ,,(Where "XXXX" denotes CCT, and could be 2700, 3000, 3500, 4000, 5000) | Indoor | LED | Downlight Solid State Retrofit | 580 | 10 | 69.9 |  | 3500K | 92 | 50000 | Continuously Dimmable | (Where "XXXX" denotes CCT, and could be 2700, 3000, 3500, 4000, 5000) | 2016-02-19
Taizhou JiaoGuang Lighting Co. Ltd. | LIGHT THE FUTURE | SSL Downlight Retrofit Kits | D105-90-XXXX | ,,(Where "XXXX" denotes CCT, and could be 2700, 3000, 3500, 4000, 5000) | Indoor | LED | Downlight Solid State Retrofit | 600 | 10 | 69.9 |  | 4000/4100K | 92 | 50000 | Continuously Dimmable | (Where "XXXX" denotes CCT, and could be 2700, 3000, 3500, 4000, 5000) | 2016-02-19
Taizhou JiaoGuang Lighting Co. Ltd. | LIGHT THE FUTURE | SSL Downlight Retrofit Kits | D105-90-XXXX | ,,(Where "XXXX" denotes CCT, and could be 2700, 3000, 3500, 4000, 5000) | Indoor | LED | Downlight Solid State Retrofit | 630 | 10 | 69.9 |  | 5000K | 92 | 50000 | Continuously Dimmable | (Where "XXXX" denotes CCT, and could be 2700, 3000, 3500, 4000, 5000) | 2016-02-19
Taizhou JiaoGuang Lighting Co. Ltd. | LIGHT THE FUTURE | SSL Downlight Retrofits Kits | D106-6 |  | Indoor | LED | Downlight Solid State Retrofit | 1030 | 15 | 73.5 |  | 2700K | 82 | 50000 | Continuously Dimmable |  | 2016-06-01
Taizhou JiaoGuang Lighting Co. Ltd. | LIGHT THE FUTURE | SSL Downlight Retrofits Kits | D106-6 |  | Indoor | LED | Downlight Solid State Retrofit | 1030 | 15 | 73.5 |  | 3000K | 82 | 50000 | Continuously Dimmable |  | 2016-06-01
Taizhou JiaoGuang Lighting Co. Ltd. | LIGHT THE FUTURE | SSL Downlight Retrofits Kits | D106-6 |  | Indoor | LED | Downlight Solid State Retrofit | 1030 | 15 | 73.5 |  | 3500K | 82 | 50000 | Continuously Dimmable |  | 2016-06-01
Taizhou JiaoGuang Lighting Co. Ltd. | LIGHT THE FUTURE | SSL Downlight Retrofits Kits | D106-6 |  | Indoor | LED | Downlight Solid State Retrofit | 1030 | 15 | 73.5 |  | 4000/4100K | 82 | 50000 | Continuously Dimmable |  | 2016-06-01
Taizhou JiaoGuang Lighting Co. Ltd. | LIGHT THE FUTURE | SSL Downlight Retrofits Kits | D106-6 |  | Indoor | LED | Downlight Solid State Retrofit | 1030 | 15 | 73.5 |  | 5000K | 82 | 50000 | Continuously Dimmable |  | 2016-06-01
Taizhou JiaoGuang Lighting Co. Ltd. | LIGHT THE FUTURE | SSL Downlight Retrofit Kits | D106-90-XXXX | ,,(Where "XXXX" denotes CCT, and could be 2700, 3000, 3500, 4000, 5000) | Indoor | LED | Downlight Solid State Retrofit | 950 | 14.9 | 73.4 |  | 2700K | 91 | 50000 | Continuously Dimmable | (Where "XXXX" denotes CCT, and could be 2700, 3000, 3500, 4000, 5000) | 2016-02-19
Taizhou JiaoGuang Lighting Co. Ltd. | LIGHT THE FUTURE | SSL Downlight Retrofit Kits | D106-90-XXXX | ,,(Where "XXXX" denotes CCT, and could be 2700, 3000, 3500, 4000, 5000) | Indoor | LED | Downlight Solid State Retrofit | 980 | 14.9 | 73.4 |  | 3000K | 91 | 50000 | Continuously Dimmable | (Where "XXXX" denotes CCT, and could be 2700, 3000, 3500, 4000, 5000) | 2016-02-19
Taizhou JiaoGuang Lighting Co. Ltd. | LIGHT THE FUTURE | SSL Downlight Retrofit Kits | D106-90-XXXX | ,,(Where "XXXX" denotes CCT, and could be 2700, 3000, 3500, 4000, 5000) | Indoor | LED | Downlight Solid State Retrofit | 990 | 14.9 | 73.4 |  | 3500K | 91 | 50000 | Continuously Dimmable | (Where "XXXX" denotes CCT, and could be 2700, 3000, 3500, 4000, 5000) | 2016-02-19
Taizhou JiaoGuang Lighting Co. Ltd. | LIGHT THE FUTURE | SSL Downlight Retrofit Kits | D106-90-XXXX | ,,(Where "XXXX" denotes CCT, and could be 2700, 3000, 3500, 4000, 5000) | Indoor | LED | Downlight Solid State Retrofit | 1000 | 14.9 | 73.4 |  | 4000/4100K | 91 | 50000 | Continuously Dimmable | (Where "XXXX" denotes CCT, and could be 2700, 3000, 3500, 4000, 5000) | 2016-02-19
Taizhou JiaoGuang Lighting Co. Ltd. | LIGHT THE FUTURE | SSL Downlight Retrofit Kits | D106-90-XXXX | ,,(Where "XXXX" denotes CCT, and could be 2700, 3000, 3500, 4000, 5000) | Indoor | LED | Downlight Solid State Retrofit | 1050 | 14.9 | 73.4 |  | 5000K | 91 | 50000 | Continuously Dimmable | (Where "XXXX" denotes CCT, and could be 2700, 3000, 3500, 4000, 5000) | 2016-02-19
Taizhou JiaoGuang Lighting Co. Ltd. | LIGHT THE FUTURE | SSL Downlight Retrofits | D226-XXXX | ,,Where "XXXX" refers to CCT and could be 2700, 3000, 3500, 4000 and 5000 which refers to 2700K, 3000K, 3500K, 4000K, 5000K. | Indoor | LED | Downlight Solid State Retrofit | 750 | 10 | 79.2 |  | 2700K | 93 | 50000 | Continuously Dimmable | Where "XXXX" refers to CCT and could be 2700, 3000, 3500, 4000 and 5000 which refers to 2700K, 3000K, 3500K, 4000K, 5000K. | 2016-08-09
Taizhou JiaoGuang Lighting Co. Ltd. | LIGHT THE FUTURE | SSL Downlight Retrofit Kits | D506-KT-XXXX | ,,(where "XXXX denotes CCT, and could be 2700, 3000, 3500, 4000, 5000 which refers to 2700K, 3000K, 3500K, 4000K, 5000K) | Indoor | LED | Downlight Solid State Retrofit | 670 | 10 | 68 |  | 2700K | 91 | 54000 | Continuously Dimmable,Connected |  | 2016-01-04
Taizhou JiaoGuang Lighting Co. Ltd. | LIGHT THE FUTURE | SSL Downlight Retrofit Kits | D506-KT-XXXX | ,,(where "XXXX denotes CCT, and could be 2700, 3000, 3500, 4000, 5000 which refers to 2700K, 3000K, 3500K, 4000K, 5000K) | Indoor | LED | Downlight Solid State Retrofit | 680 | 10 | 68 |  | 3000K,3500K | 91 | 54000 | Continuously Dimmable,Connected |  | 2016-01-04
Taizhou JiaoGuang Lighting Co. Ltd. | LIGHT THE FUTURE | SSL Downlight Retrofit Kits | D506-KT-XXXX | ,,(where "XXXX denotes CCT, and could be 2700, 3000, 3500, 4000, 5000 which refers to 2700K, 3000K, 3500K, 4000K, 5000K) | Indoor | LED | Downlight Solid State Retrofit | 730 | 10 | 68 |  | 4000/4100K | 91 | 54000 | Continuously Dimmable,Connected |  | 2016-01-04
Taizhou JiaoGuang Lighting Co. Ltd. | LIGHT THE FUTURE | SSL Downlight Retrofit Kits | D506-KT-XXXX | ,,(where "XXXX denotes CCT, and could be 2700, 3000, 3500, 4000, 5000 which refers to 2700K, 3000K, 3500K, 4000K, 5000K) | Indoor | LED | Downlight Solid State Retrofit | 760 | 10 | 68 |  | 5000K | 91 | 54000 | Continuously Dimmable,Connected |  | 2016-01-04
Taizhou JiaoGuang Lighting Co. Ltd. | LIGHT THE FUTURE | SSL Downlight Retrofit Kits | D516-KT-XXXX | ,,(where "XXXX denotes CCT, and could be 2700, 3000, 3500, 4000, 5000 which refers to 2700K, 3000K, 3500K, 4000K, 5000K) | Indoor | LED | Downlight Solid State Retrofit | 1000 | 15 | 66.8 |  | 2700K | 90 | 50000 | Continuously Dimmable,Connected |  | 2016-01-04
Taizhou JiaoGuang Lighting Co. Ltd. | LIGHT THE FUTURE | SSL Downlight Retrofit Kits | D516-KT-XXXX | ,,(where "XXXX denotes CCT, and could be 2700, 3000, 3500, 4000, 5000 which refers to 2700K, 3000K, 3500K, 4000K, 5000K) | Indoor | LED | Downlight Solid State Retrofit | 1010 | 15 | 66.8 |  | 3000K,3500K | 90 | 50000 | Continuously Dimmable,Connected |  | 2016-01-04
Taizhou JiaoGuang Lighting Co. Ltd. | LIGHT THE FUTURE | SSL Downlight Retrofit Kits | D516-KT-XXXX | ,,(where "XXXX denotes CCT, and could be 2700, 3000, 3500, 4000, 5000 which refers to 2700K, 3000K, 3500K, 4000K, 5000K) | Indoor | LED | Downlight Solid State Retrofit | 1040 | 15 | 66.8 |  | 4000/4100K | 90 | 50000 | Continuously Dimmable,Connected |  | 2016-01-04
Taizhou JiaoGuang Lighting Co. Ltd. | LIGHT THE FUTURE | SSL Downlight Retrofit Kits | D516-KT-XXXX | ,,(where "XXXX denotes CCT, and could be 2700, 3000, 3500, 4000, 5000 which refers to 2700K, 3000K, 3500K, 4000K, 5000K) | Indoor | LED | Downlight Solid State Retrofit | 1060 | 15 | 66.8 |  | 5000K | 90 | 50000 | Continuously Dimmable,Connected |  | 2016-01-04
Taizhou JiaoGuang Lighting Co. Ltd. | LIGHT THE FUTURE | SSL Recessed Downlights | D518-KT-80-XXXX | ,,(Where "XXXX" denotes CCT and could be 2700, 3000, 3500, 4000, 5000 which refers to 2700K, 3000K, 3500K, 4000K,5000K) | Indoor | LED | Downlight Recessed | 1950 | 25 | 81.6 |  | 2700K | 83 | 50000 | Continuously Dimmable | Where "XXXX" refers to CCT and could be 2700,3000,3500,4000, and 5000 which refers to 2700K, 3000K, 3500K, 4000K, 5000K | 2016-05-19
Taizhou JiaoGuang Lighting Co. Ltd. | LIGHT THE FUTURE | SSL Recessed Downlights | D518-KT-80-XXXX | ,,(Where "XXXX" denotes CCT and could be 2700, 3000, 3500, 4000, 5000 which refers to 2700K, 3000K, 3500K, 4000K,5000K) | Indoor | LED | Downlight Recessed | 1950 | 25 | 81.6 |  | 3000K | 83 | 50000 | Continuously Dimmable | Where "XXXX" refers to CCT and could be 2700,3000,3500,4000, and 5000 which refers to 2700K, 3000K, 3500K, 4000K, 5000K | 2016-05-19
Taizhou JiaoGuang Lighting Co. Ltd. | LIGHT THE FUTURE | SSL Recessed Downlights | D518-KT-80-XXXX | ,,(Where "XXXX" denotes CCT and could be 2700, 3000, 3500, 4000, 5000 which refers to 2700K, 3000K, 3500K, 4000K,5000K) | Indoor | LED | Downlight Recessed | 1950 | 25 | 81.6 |  | 3500K | 83 | 50000 | Continuously Dimmable | Where "XXXX" refers to CCT and could be 2700,3000,3500,4000, and 5000 which refers to 2700K, 3000K, 3500K, 4000K, 5000K | 2016-05-19
Taizhou JiaoGuang Lighting Co. Ltd. | LIGHT THE FUTURE | SSL Recessed Downlights | D518-KT-80-XXXX | ,,(Where "XXXX" denotes CCT and could be 2700, 3000, 3500, 4000, 5000 which refers to 2700K, 3000K, 3500K, 4000K,5000K) | Indoor | LED | Downlight Recessed | 1950 | 25 | 81.6 |  | 4000/4100K | 83 | 50000 | Continuously Dimmable | Where "XXXX" refers to CCT and could be 2700,3000,3500,4000, and 5000 which refers to 2700K, 3000K, 3500K, 4000K, 5000K | 2016-05-19
Taizhou JiaoGuang Lighting Co. Ltd. | LIGHT THE FUTURE | SSL Recessed Downlights | D518-KT-80-XXXX | ,,(Where "XXXX" denotes CCT and could be 2700, 3000, 3500, 4000, 5000 which refers to 2700K, 3000K, 3500K, 4000K,5000K) | Indoor | LED | Downlight Recessed | 1950 | 25 | 81.6 |  | 5000K | 83 | 50000 | Continuously Dimmable | Where "XXXX" refers to CCT and could be 2700,3000,3500,4000, and 5000 which refers to 2700K, 3000K, 3500K, 4000K, 5000K | 2016-05-19
Taizhou JiaoGuang Lighting Co. Ltd. | LIGHT THE FUTURE | SSL Recessed Downlights | D518-KT-90-XXXX | ,,(Where "XXXX" denotes CCT and could be 2700, 3000, 3500, 4000, 5000 which refers to 2700K, 3000K, 3500K, 4000K,5000K) | Indoor | LED | Downlight Recessed | 1700 | 25 | 72.2 |  | 2700K | 92 | 50000 | Continuously Dimmable | Where "XXXX" refers to CCT and could be 2700,3000,3500,4000, and 5000 which refers to 2700K, 3000K, 3500K, 4000K, 5000K | 2016-05-19
Taizhou JiaoGuang Lighting Co. Ltd. | LIGHT THE FUTURE | SSL Downlight Retrofits | D226-XXXX | ,,Where "XXXX" refers to CCT and could be 2700, 3000, 3500, 4000 and 5000 which refers to 2700K, 3000K, 3500K, 4000K, 5000K. | Indoor | LED | Downlight Solid State Retrofit | 750 | 10 | 79.2 |  | 3000K | 93 | 50000 | Continuously Dimmable | Where "XXXX" refers to CCT and could be 2700, 3000, 3500, 4000 and 5000 which refers to 2700K, 3000K, 3500K, 4000K, 5000K. | 2016-08-09
Taizhou JiaoGuang Lighting Co. Ltd. | LIGHT THE FUTURE | SSL Downlight Retrofits | D226-XXXX | ,,Where "XXXX" refers to CCT and could be 2700, 3000, 3500, 4000 and 5000 which refers to 2700K, 3000K, 3500K, 4000K, 5000K. | Indoor | LED | Downlight Solid State Retrofit | 750 | 10 | 79.2 |  | 3500K | 93 | 50000 | Continuously Dimmable | Where "XXXX" refers to CCT and could be 2700, 3000, 3500, 4000 and 5000 which refers to 2700K, 3000K, 3500K, 4000K, 5000K. | 2016-08-09
Taizhou JiaoGuang Lighting Co. Ltd. | LIGHT THE FUTURE | SSL Downlight Retrofits | D226-XXXX | ,,Where "XXXX" refers to CCT and could be 2700, 3000, 3500, 4000 and 5000 which refers to 2700K, 3000K, 3500K, 4000K, 5000K. | Indoor | LED | Downlight Solid State Retrofit | 750 | 10 | 79.2 |  | 4000/4100K | 93 | 50000 | Continuously Dimmable | Where "XXXX" refers to CCT and could be 2700, 3000, 3500, 4000 and 5000 which refers to 2700K, 3000K, 3500K, 4000K, 5000K. | 2016-08-09
Taizhou JiaoGuang Lighting Co. Ltd. | LIGHT THE FUTURE | SSL Downlight Retrofits | D226-XXXX | ,,Where "XXXX" refers to CCT and could be 2700, 3000, 3500, 4000 and 5000 which refers to 2700K, 3000K, 3500K, 4000K, 5000K. | Indoor | LED | Downlight Solid State Retrofit | 750 | 10 | 79.2 |  | 5000K | 93 | 50000 | Continuously Dimmable | Where "XXXX" refers to CCT and could be 2700, 3000, 3500, 4000 and 5000 which refers to 2700K, 3000K, 3500K, 4000K, 5000K. | 2016-08-09
Taizhou JiaoGuang Lighting Co. Ltd. | LIGHT THE FUTURE | SSL Downlight Retrofits | D236-XXXX | ,,Where "XXXX" refers to CCT and could be 2700, 3000, 3500, 4000 and 5000 which refers to 2700K, 3000K, 3500K, 4000K, 5000K. | Indoor | LED | Downlight Solid State Retrofit | 1050 | 15 | 79.2 |  | 4000/4100K | 94 | 50000 | Continuously Dimmable | Where "XXXX" refers to CCT and could be 2700, 3000, 3500, 4000 and 5000 which refers to 2700K, 3000K, 3500K, 4000K, 5000K. | 2016-08-09
Taizhou JiaoGuang Lighting Co. Ltd. | LIGHT THE FUTURE | SSL Downlight Retrofits | D236-XXXX | ,,Where "XXXX" refers to CCT and could be 2700, 3000, 3500, 4000 and 5000 which refers to 2700K, 3000K, 3500K, 4000K, 5000K. | Indoor | LED | Downlight Solid State Retrofit | 1050 | 15 | 81.7 |  | 5000K | 94 | 50000 | Continuously Dimmable | Where "XXXX" refers to CCT and could be 2700, 3000, 3500, 4000 and 5000 which refers to 2700K, 3000K, 3500K, 4000K, 5000K. | 2016-08-09
Taizhou JiaoGuang Lighting Co. Ltd. | LIGHT THE FUTURE | SSL Downlight Retrofits | D236-XXXX | ,,Where "XXXX" refers to CCT and could be 2700, 3000, 3500, 4000 and 5000 which refers to 2700K, 3000K, 3500K, 4000K, 5000K. | Indoor | LED | Downlight Solid State Retrofit | 1050 | 15 | 71.6 |  | 2700K | 93 | 50000 | Continuously Dimmable | Where "XXXX" refers to CCT and could be 2700, 3000, 3500, 4000 and 5000 which refers to 2700K, 3000K, 3500K, 4000K, 5000K. | 2016-08-09
Taizhou JiaoGuang Lighting Co. Ltd. | LIGHT THE FUTURE | SSL Downlight Retrofits | D236-XXXX | ,,Where "XXXX" refers to CCT and could be 2700, 3000, 3500, 4000 and 5000 which refers to 2700K, 3000K, 3500K, 4000K, 5000K. | Indoor | LED | Downlight Solid State Retrofit | 1050 | 15 | 75.6 |  | 3000K | 93 | 50000 | Continuously Dimmable | Where "XXXX" refers to CCT and could be 2700, 3000, 3500, 4000 and 5000 which refers to 2700K, 3000K, 3500K, 4000K, 5000K. | 2016-08-09
Taizhou JiaoGuang Lighting Co. Ltd. | LIGHT THE FUTURE | SSL Downlight Retrofits | D236-XXXX | ,,Where "XXXX" refers to CCT and could be 2700, 3000, 3500, 4000 and 5000 which refers to 2700K, 3000K, 3500K, 4000K, 5000K. | Indoor | LED | Downlight Solid State Retrofit | 1050 | 15 | 75.6 |  | 3500K | 93 | 50000 | Continuously Dimmable | Where "XXXX" refers to CCT and could be 2700, 3000, 3500, 4000 and 5000 which refers to 2700K, 3000K, 3500K, 4000K, 5000K. | 2016-08-09
Taizhou JiaoGuang Lighting Co. Ltd. | LIGHT THE FUTURE | SSL Downlight Retrofits | D246-XXXX | ,,Where "XXXX" refers to CCT and could be 2700, 3000, 3500, 4000 and 5000 which refers to 2700K, 3000K, 3500K, 4000K, 5000K. | Indoor | LED | Downlight Solid State Retrofit | 650 | 10 | 68.7 |  | 2700K | 92 | 50000 | Continuously Dimmable | Where "XXXX" refers to CCT and could be 2700, 3000, 3500, 4000 and 5000 which refers to 2700K, 3000K, 3500K, 4000K, 5000K. | 2016-08-29
Taizhou JiaoGuang Lighting Co. Ltd. | LIGHT THE FUTURE | SSL Downlight Retrofits | D246-XXXX | ,,Where "XXXX" refers to CCT and could be 2700, 3000, 3500, 4000 and 5000 which refers to 2700K, 3000K, 3500K, 4000K, 5000K. | Indoor | LED | Downlight Solid State Retrofit | 700 | 10 | 68.7 |  | 3000K | 92 | 50000 | Continuously Dimmable | Where "XXXX" refers to CCT and could be 2700, 3000, 3500, 4000 and 5000 which refers to 2700K, 3000K, 3500K, 4000K, 5000K. | 2016-08-29
Taizhou JiaoGuang Lighting Co. Ltd. | LIGHT THE FUTURE | SSL Downlight Retrofits | D246-XXXX | ,,Where "XXXX" refers to CCT and could be 2700, 3000, 3500, 4000 and 5000 which refers to 2700K, 3000K, 3500K, 4000K, 5000K. | Indoor | LED | Downlight Solid State Retrofit | 740 | 10 | 68.7 |  | 3500K | 92 | 50000 | Continuously Dimmable | Where "XXXX" refers to CCT and could be 2700, 3000, 3500, 4000 and 5000 which refers to 2700K, 3000K, 3500K, 4000K, 5000K. | 2016-08-29
Taizhou JiaoGuang Lighting Co. Ltd. | LIGHT THE FUTURE | SSL Downlight Retrofits | D246-XXXX | ,,Where "XXXX" refers to CCT and could be 2700, 3000, 3500, 4000 and 5000 which refers to 2700K, 3000K, 3500K, 4000K, 5000K. | Indoor | LED | Downlight Solid State Retrofit | 740 | 10 | 68.7 |  | 4000/4100K | 92 | 50000 | Continuously Dimmable | Where "XXXX" refers to CCT and could be 2700, 3000, 3500, 4000 and 5000 which refers to 2700K, 3000K, 3500K, 4000K, 5000K. | 2016-08-29
Taizhou JiaoGuang Lighting Co. Ltd. | LIGHT THE FUTURE | SSL Recessed Downlights | D518-KT-90-XXXX | ,,(Where "XXXX" denotes CCT and could be 2700, 3000, 3500, 4000, 5000 which refers to 2700K, 3000K, 3500K, 4000K,5000K) | Indoor | LED | Downlight Recessed | 1700 | 25 | 72.2 |  | 3000K | 92 | 50000 | Continuously Dimmable | Where "XXXX" refers to CCT and could be 2700,3000,3500,4000, and 5000 which refers to 2700K, 3000K, 3500K, 4000K, 5000K | 2016-05-19
Taizhou JiaoGuang Lighting Co. Ltd. | LIGHT THE FUTURE | SSL Recessed Downlights | D518-KT-90-XXXX | ,,(Where "XXXX" denotes CCT and could be 2700, 3000, 3500, 4000, 5000 which refers to 2700K, 3000K, 3500K, 4000K,5000K) | Indoor | LED | Downlight Recessed | 1700 | 25 | 72.2 |  | 3500K | 92 | 50000 | Continuously Dimmable | Where "XXXX" refers to CCT and could be 2700,3000,3500,4000, and 5000 which refers to 2700K, 3000K, 3500K, 4000K, 5000K | 2016-05-19
Taizhou JiaoGuang Lighting Co. Ltd. | LIGHT THE FUTURE | SSL Recessed Downlights | D518-KT-90-XXXX | ,,(Where "XXXX" denotes CCT and could be 2700, 3000, 3500, 4000, 5000 which refers to 2700K, 3000K, 3500K, 4000K,5000K) | Indoor | LED | Downlight Recessed | 1700 | 25 | 72.2 |  | 4000/4100K | 92 | 50000 | Continuously Dimmable | Where "XXXX" refers to CCT and could be 2700,3000,3500,4000, and 5000 which refers to 2700K, 3000K, 3500K, 4000K, 5000K | 2016-05-19
Taizhou JiaoGuang Lighting Co. Ltd. | LIGHT THE FUTURE | SSL Recessed Downlights | D518-KT-90-XXXX | ,,(Where "XXXX" denotes CCT and could be 2700, 3000, 3500, 4000, 5000 which refers to 2700K, 3000K, 3500K, 4000K,5000K) | Indoor | LED | Downlight Recessed | 1700 | 25 | 72.2 |  | 5000K | 92 | 50000 | Continuously Dimmable | Where "XXXX" refers to CCT and could be 2700,3000,3500,4000, and 5000 which refers to 2700K, 3000K, 3500K, 4000K, 5000K | 2016-05-19
Taizhou JiaoGuang Lighting Co. Ltd. | LIGHT THE FUTURE | SSL Recessed Downlight | D518-N-XXXX | ,,Where â€œXXXXâ€ refers to CCT and could be 2700, 3000, 3500, 4000 and 5000 which refers to 2700K, 3000K, 3500K, 4000K, 5000K | Indoor | LED | Downlight Recessed | 2100 | 25 | 83.8 |  | 5000K | 82 | 50000 | Continuously Dimmable | Where â€œXXXXâ€ refers to CCT and could be 2700, 3000, 3500, 4000 and 5000 which refers to 2700K, 3000K, 3500K, 4000K, 5000K | 2016-03-10
Taizhou JiaoGuang Lighting Co. Ltd. | LIGHT THE FUTURE | SSL Recessed Downlight | D518-N-XXXX | ,,Where â€œXXXXâ€ refers to CCT and could be 2700, 3000, 3500, 4000 and 5000 which refers to 2700K, 3000K, 3500K, 4000K, 5000K | Indoor | LED | Downlight Recessed | 1950 | 25 | 83.8 |  | 2700K | 82 | 50000 | Continuously Dimmable | Where â€œXXXXâ€ refers to CCT and could be 2700, 3000, 3500, 4000 and 5000 which refers to 2700K, 3000K, 3500K, 4000K, 5000K | 2016-03-10
Taizhou JiaoGuang Lighting Co. Ltd. | LIGHT THE FUTURE | SSL Recessed Downlight | D518-N-XXXX | ,,Where â€œXXXXâ€ refers to CCT and could be 2700, 3000, 3500, 4000 and 5000 which refers to 2700K, 3000K, 3500K, 4000K, 5000K | Indoor | LED | Downlight Recessed | 2000 | 25 | 83.8 |  | 3000K | 82 | 50000 | Continuously Dimmable | Where â€œXXXXâ€ refers to CCT and could be 2700, 3000, 3500, 4000 and 5000 which refers to 2700K, 3000K, 3500K, 4000K, 5000K | 2016-03-10
Taizhou JiaoGuang Lighting Co. Ltd. | LIGHT THE FUTURE | SSL Recessed Downlight | D518-N-XXXX | ,,Where â€œXXXXâ€ refers to CCT and could be 2700, 3000, 3500, 4000 and 5000 which refers to 2700K, 3000K, 3500K, 4000K, 5000K | Indoor | LED | Downlight Recessed | 2000 | 25 | 83.8 |  | 3500K | 82 | 50000 | Continuously Dimmable | Where â€œXXXXâ€ refers to CCT and could be 2700, 3000, 3500, 4000 and 5000 which refers to 2700K, 3000K, 3500K, 4000K, 5000K | 2016-03-10
Taizhou JiaoGuang Lighting Co. Ltd. | LIGHT THE FUTURE | SSL Recessed Downlight | D518-N-XXXX | ,,Where â€œXXXXâ€ refers to CCT and could be 2700, 3000, 3500, 4000 and 5000 which refers to 2700K, 3000K, 3500K, 4000K, 5000K | Indoor | LED | Downlight Recessed | 2050 | 25 | 83.8 |  | 4000/4100K | 82 | 50000 | Continuously Dimmable | Where â€œXXXXâ€ refers to CCT and could be 2700, 3000, 3500, 4000 and 5000 which refers to 2700K, 3000K, 3500K, 4000K, 5000K | 2016-03-10
Taizhou JiaoGuang Lighting Co. Ltd. | LIGHT THE FUTURE | SSL Downlight Retrofit Kits | D526-A |  | Indoor | LED | Downlight Solid State Retrofit | 1000 | 16 | 65 |  | 2700K | 95 | 60000 | Continuously Dimmable |  | 2016-02-19
Taizhou JiaoGuang Lighting Co. Ltd. | LIGHT THE FUTURE | SSL Downlight Retrofit Kits | D526-A |  | Indoor | LED | Downlight Solid State Retrofit | 1050 | 16 | 65 |  | 3000K | 95 | 60000 | Continuously Dimmable |  | 2016-02-19
Taizhou JiaoGuang Lighting Co. Ltd. | LIGHT THE FUTURE | SSL Downlight Retrofit Kits | D526-A |  | Indoor | LED | Downlight Solid State Retrofit | 1100 | 16 | 65 |  | 4000/4100K | 95 | 60000 | Continuously Dimmable |  | 2016-02-19
Taizhou JiaoGuang Lighting Co. Ltd. | LIGHT THE FUTURE | SSL Downlight Retrofit Kits | D526-A |  | Indoor | LED | Downlight Solid State Retrofit | 1150 | 16 | 65 |  | 5000K | 95 | 60000 | Continuously Dimmable |  | 2016-02-19
Taizhou JiaoGuang Lighting Co. Ltd. | LIGHT THE FUTURE | SSL Recessed Downlights | D528-KT-80-XXXX | ,,Where "XXXX" refers to CCT and could be 2700,3000,3500,4000, and 5000 which refers to 2700K, 3000K, 3500K, 4000K, 5000K | Indoor | LED | Downlight Recessed | 2350 | 30 | 82.7 |  | 2700K | 83 | 50000 | Continuously Dimmable | Where "XXXX" refers to CCT and could be 2700,3000,3500,4000, and 5000 which refers to 2700K, 3000K, 3500K, 4000K, 5000K | 2016-07-14
Taizhou JiaoGuang Lighting Co. Ltd. | LIGHT THE FUTURE | SSL Recessed Downlights | D528-KT-80-XXXX | ,,Where "XXXX" refers to CCT and could be 2700,3000,3500,4000, and 5000 which refers to 2700K, 3000K, 3500K, 4000K, 5000K | Indoor | LED | Downlight Recessed | 2350 | 30 | 82.7 |  | 3000K | 83 | 50000 | Continuously Dimmable | Where "XXXX" refers to CCT and could be 2700,3000,3500,4000, and 5000 which refers to 2700K, 3000K, 3500K, 4000K, 5000K | 2016-07-14
Taizhou JiaoGuang Lighting Co. Ltd. | LIGHT THE FUTURE | SSL Downlight Retrofits | D246-XXXX | ,,Where "XXXX" refers to CCT and could be 2700, 3000, 3500, 4000 and 5000 which refers to 2700K, 3000K, 3500K, 4000K, 5000K. | Indoor | LED | Downlight Solid State Retrofit | 750 | 10 | 68.7 |  | 5000K | 92 | 50000 | Continuously Dimmable | Where "XXXX" refers to CCT and could be 2700, 3000, 3500, 4000 and 5000 which refers to 2700K, 3000K, 3500K, 4000K, 5000K. | 2016-08-29
Taizhou JiaoGuang Lighting Co. Ltd. | LIGHT THE FUTURE | SSL Downlight Retrofits | D256-XXXX | ,,Where "XXXX" refers to CCT and could be 2700, 3000, 3500, 4000 and 5000 which refers to 2700K, 3000K, 3500K, 4000K, 5000K. | Indoor | LED | Downlight Solid State Retrofit | 1030 | 15 | 77.6 |  | 2700K | 92 | 50000 | Continuously Dimmable | Where "XXXX" refers to CCT and could be 2700, 3000, 3500, 4000 and 5000 which refers to 2700K, 3000K, 3500K, 4000K, 5000K. | 2016-08-29
Taizhou JiaoGuang Lighting Co. Ltd. | LIGHT THE FUTURE | SSL Downlight Retrofits | D256-XXXX | ,,Where "XXXX" refers to CCT and could be 2700, 3000, 3500, 4000 and 5000 which refers to 2700K, 3000K, 3500K, 4000K, 5000K. | Indoor | LED | Downlight Solid State Retrofit | 1050 | 15 | 77.6 |  | 3000K | 92 | 50000 | Continuously Dimmable | Where "XXXX" refers to CCT and could be 2700, 3000, 3500, 4000 and 5000 which refers to 2700K, 3000K, 3500K, 4000K, 5000K. | 2016-08-29
Taizhou JiaoGuang Lighting Co. Ltd. | LIGHT THE FUTURE | SSL Downlight Retrofits | D256-XXXX | ,,Where "XXXX" refers to CCT and could be 2700, 3000, 3500, 4000 and 5000 which refers to 2700K, 3000K, 3500K, 4000K, 5000K. | Indoor | LED | Downlight Solid State Retrofit | 1050 | 15 | 77.6 |  | 3500K | 92 | 50000 | Continuously Dimmable | Where "XXXX" refers to CCT and could be 2700, 3000, 3500, 4000 and 5000 which refers to 2700K, 3000K, 3500K, 4000K, 5000K. | 2016-08-29
Taizhou JiaoGuang Lighting Co. Ltd. | LIGHT THE FUTURE | SSL Downlight Retrofits | D256-XXXX | ,,Where "XXXX" refers to CCT and could be 2700, 3000, 3500, 4000 and 5000 which refers to 2700K, 3000K, 3500K, 4000K, 5000K. | Indoor | LED | Downlight Solid State Retrofit | 1050 | 15 | 77.6 |  | 4000/4100K | 92 | 50000 | Continuously Dimmable | Where "XXXX" refers to CCT and could be 2700, 3000, 3500, 4000 and 5000 which refers to 2700K, 3000K, 3500K, 4000K, 5000K. | 2016-08-29
Taizhou JiaoGuang Lighting Co. Ltd. | LIGHT THE FUTURE | SSL Downlight Retrofits | D256-XXXX | ,,Where "XXXX" refers to CCT and could be 2700, 3000, 3500, 4000 and 5000 which refers to 2700K, 3000K, 3500K, 4000K, 5000K. | Indoor | LED | Downlight Solid State Retrofit | 1100 | 15 | 77.6 |  | 5000K | 92 | 50000 | Continuously Dimmable | Where "XXXX" refers to CCT and could be 2700, 3000, 3500, 4000 and 5000 which refers to 2700K, 3000K, 3500K, 4000K, 5000K. | 2016-08-29
Taizhou JiaoGuang Lighting Co. Ltd. | LIGHT THE FUTURE | SSL Downlight Retrofit Kits | D304-80-XXXX | ,,(Where "XXXX" denotes CCT and could be 2700, 3000, 3500, 4000, 5000 which refers to 2700K, 3000K, 3500K, 4000K,5000K) | Indoor | LED | Downlight Solid State Retrofit | 730 | 10.5 | 70.3 |  | 2700K | 83 | 50000 | Continuously Dimmable | Where "XXXX" refers to CCT and could be 2700,3000,3500,4000, and 5000 which refers to 2700K, 3000K, 3500K, 4000K, 5000K | 2016-05-19
Taizhou JiaoGuang Lighting Co. Ltd. | LIGHT THE FUTURE | SSL Downlight Retrofit Kits | D304-80-XXXX | ,,(Where "XXXX" denotes CCT and could be 2700, 3000, 3500, 4000, 5000 which refers to 2700K, 3000K, 3500K, 4000K,5000K) | Indoor | LED | Downlight Solid State Retrofit | 730 | 10.5 | 70.3 |  | 3000K | 83 | 50000 | Continuously Dimmable | Where "XXXX" refers to CCT and could be 2700,3000,3500,4000, and 5000 which refers to 2700K, 3000K, 3500K, 4000K, 5000K | 2016-05-19
Taizhou JiaoGuang Lighting Co. Ltd. | LIGHT THE FUTURE | SSL Downlight Retrofit Kits | D304-80-XXXX | ,,(Where "XXXX" denotes CCT and could be 2700, 3000, 3500, 4000, 5000 which refers to 2700K, 3000K, 3500K, 4000K,5000K) | Indoor | LED | Downlight Solid State Retrofit | 730 | 10.5 | 70.3 |  | 3500K | 83 | 50000 | Continuously Dimmable | Where "XXXX" refers to CCT and could be 2700,3000,3500,4000, and 5000 which refers to 2700K, 3000K, 3500K, 4000K, 5000K | 2016-05-19
Taizhou JiaoGuang Lighting Co. Ltd. | LIGHT THE FUTURE | SSL Downlight Retrofit Kits | D304-80-XXXX | ,,(Where "XXXX" denotes CCT and could be 2700, 3000, 3500, 4000, 5000 which refers to 2700K, 3000K, 3500K, 4000K,5000K) | Indoor | LED | Downlight Solid State Retrofit | 730 | 10.5 | 70.3 |  | 4000/4100K | 83 | 50000 | Continuously Dimmable | Where "XXXX" refers to CCT and could be 2700,3000,3500,4000, and 5000 which refers to 2700K, 3000K, 3500K, 4000K, 5000K | 2016-05-19
Taizhou JiaoGuang Lighting Co. Ltd. | LIGHT THE FUTURE | SSL Downlight Retrofit Kits | D304-80-XXXX | ,,(Where "XXXX" denotes CCT and could be 2700, 3000, 3500, 4000, 5000 which refers to 2700K, 3000K, 3500K, 4000K,5000K) | Indoor | LED | Downlight Solid State Retrofit | 730 | 10.5 | 70.3 |  | 5000K | 83 | 50000 | Continuously Dimmable | Where "XXXX" refers to CCT and could be 2700,3000,3500,4000, and 5000 which refers to 2700K, 3000K, 3500K, 4000K, 5000K | 2016-05-19
Taizhou JiaoGuang Lighting Co. Ltd. | LIGHT THE FUTURE | SSL Downlight Retrofit Kits | D304-90-XXXX | ,,(Where "XXXX" denotes CCT and could be 2700, 3000, 3500, 4000, 5000 which refers to 2700K, 3000K, 3500K, 4000K,5000K) | Indoor | LED | Downlight Solid State Retrofit | 650 | 10.5 | 63.3 |  | 2700K | 92 | 50000 | Continuously Dimmable | Where "XXXX" refers to CCT and could be 2700,3000,3500,4000, and 5000 which refers to 2700K, 3000K, 3500K, 4000K, 5000K | 2016-05-19
Taizhou JiaoGuang Lighting Co. Ltd. | LIGHT THE FUTURE | SSL Downlight Retrofit Kits | D304-90-XXXX | ,,(Where "XXXX" denotes CCT and could be 2700, 3000, 3500, 4000, 5000 which refers to 2700K, 3000K, 3500K, 4000K,5000K) | Indoor | LED | Downlight Solid State Retrofit | 650 | 10.5 | 63.3 |  | 3000K | 92 | 50000 | Continuously Dimmable | Where "XXXX" refers to CCT and could be 2700,3000,3500,4000, and 5000 which refers to 2700K, 3000K, 3500K, 4000K, 5000K | 2016-05-19
Taizhou JiaoGuang Lighting Co. Ltd. | LIGHT THE FUTURE | SSL Recessed Downlights | D528-KT-80-XXXX | ,,Where "XXXX" refers to CCT and could be 2700,3000,3500,4000, and 5000 which refers to 2700K, 3000K, 3500K, 4000K, 5000K | Indoor | LED | Downlight Recessed | 2350 | 30 | 82.7 |  | 3500K | 83 | 50000 | Continuously Dimmable | Where "XXXX" refers to CCT and could be 2700,3000,3500,4000, and 5000 which refers to 2700K, 3000K, 3500K, 4000K, 5000K | 2016-07-14
Taizhou JiaoGuang Lighting Co. Ltd. | LIGHT THE FUTURE | SSL Recessed Downlights | D528-KT-80-XXXX | ,,Where "XXXX" refers to CCT and could be 2700,3000,3500,4000, and 5000 which refers to 2700K, 3000K, 3500K, 4000K, 5000K | Indoor | LED | Downlight Recessed | 2350 | 30 | 82.7 |  | 4000/4100K | 83 | 50000 | Continuously Dimmable | Where "XXXX" refers to CCT and could be 2700,3000,3500,4000, and 5000 which refers to 2700K, 3000K, 3500K, 4000K, 5000K | 2016-07-14
Taizhou JiaoGuang Lighting Co. Ltd. | LIGHT THE FUTURE | SSL Recessed Downlights | D528-KT-80-XXXX | ,,Where "XXXX" refers to CCT and could be 2700,3000,3500,4000, and 5000 which refers to 2700K, 3000K, 3500K, 4000K, 5000K | Indoor | LED | Downlight Recessed | 2350 | 30 | 82.7 |  | 5000K | 83 | 50000 | Continuously Dimmable | Where "XXXX" refers to CCT and could be 2700,3000,3500,4000, and 5000 which refers to 2700K, 3000K, 3500K, 4000K, 5000K | 2016-07-14
Taizhou JiaoGuang Lighting Co. Ltd. | LIGHT THE FUTURE | SSL Recessed Downlights | D528-KT-90-XXXX | ,,(Where "XXXX" denotes CCT and could be 2700, 3000, 3500, 4000, 5000 which refers to 2700K, 3000K, 3500K, 4000K, and 5000K) | Indoor | LED | Downlight Recessed | 2000 | 30 | 71 |  | 2700K | 91 | 50000 | Continuously Dimmable | Where "XXXX" refers to CCT and could be 2700,3000,3500,4000, and 5000 which refers to 2700K, 3000K, 3500K, 4000K, 5000K | 2016-05-23
Taizhou JiaoGuang Lighting Co. Ltd. | LIGHT THE FUTURE | SSL Recessed Downlights | D528-KT-90-XXXX | ,,(Where "XXXX" denotes CCT and could be 2700, 3000, 3500, 4000, 5000 which refers to 2700K, 3000K, 3500K, 4000K, and 5000K) | Indoor | LED | Downlight Recessed | 2000 | 30 | 71 |  | 3000K | 91 | 50000 | Continuously Dimmable | Where "XXXX" refers to CCT and could be 2700,3000,3500,4000, and 5000 which refers to 2700K, 3000K, 3500K, 4000K, 5000K | 2016-05-23
Taizhou JiaoGuang Lighting Co. Ltd. | LIGHT THE FUTURE | SSL Recessed Downlights | D528-KT-90-XXXX | ,,(Where "XXXX" denotes CCT and could be 2700, 3000, 3500, 4000, 5000 which refers to 2700K, 3000K, 3500K, 4000K, and 5000K) | Indoor | LED | Downlight Recessed | 2000 | 30 | 71 |  | 3500K | 91 | 50000 | Continuously Dimmable | Where "XXXX" refers to CCT and could be 2700,3000,3500,4000, and 5000 which refers to 2700K, 3000K, 3500K, 4000K, 5000K | 2016-05-23
Taizhou JiaoGuang Lighting Co. Ltd. | LIGHT THE FUTURE | SSL Recessed Downlights | D528-KT-90-XXXX | ,,(Where "XXXX" denotes CCT and could be 2700, 3000, 3500, 4000, 5000 which refers to 2700K, 3000K, 3500K, 4000K, and 5000K) | Indoor | LED | Downlight Recessed | 2000 | 30 | 71 |  | 4000/4100K | 91 | 50000 | Continuously Dimmable | Where "XXXX" refers to CCT and could be 2700,3000,3500,4000, and 5000 which refers to 2700K, 3000K, 3500K, 4000K, 5000K | 2016-05-23
Taizhou JiaoGuang Lighting Co. Ltd. | LIGHT THE FUTURE | SSL Recessed Downlights | D528-KT-90-XXXX | ,,(Where "XXXX" denotes CCT and could be 2700, 3000, 3500, 4000, 5000 which refers to 2700K, 3000K, 3500K, 4000K, and 5000K) | Indoor | LED | Downlight Recessed | 2000 | 30 | 71 |  | 5000K | 91 | 50000 | Continuously Dimmable | Where "XXXX" refers to CCT and could be 2700,3000,3500,4000, and 5000 which refers to 2700K, 3000K, 3500K, 4000K, 5000K | 2016-05-23
Taizhou JiaoGuang Lighting Co. Ltd. | LIGHT THE FUTURE | SSL Recessed Downlight | D528-N-XXXX | ,,Where â€œXXXXâ€ refers to CCT and could be 2700, 3000, 3500, 4000 and 5000 which refers to 2700K, 3000K, 3500K, 4000K, 5000K | Indoor | LED | Downlight Recessed | 2500 | 35 | 75.8 |  | 2700K | 81 | 50000 | Continuously Dimmable | Where â€œXXXXâ€ refers to CCT and could be 2700, 3000, 3500, 4000 and 5000 which refers to 2700K, 3000K, 3500K, 4000K, 5000K | 2016-03-10
Taizhou JiaoGuang Lighting Co. Ltd. | LIGHT THE FUTURE | SSL Recessed Downlight | D528-N-XXXX | ,,Where â€œXXXXâ€ refers to CCT and could be 2700, 3000, 3500, 4000 and 5000 which refers to 2700K, 3000K, 3500K, 4000K, 5000K | Indoor | LED | Downlight Recessed | 2600 | 35 | 75.8 |  | 3000K | 81 | 50000 | Continuously Dimmable | Where â€œXXXXâ€ refers to CCT and could be 2700, 3000, 3500, 4000 and 5000 which refers to 2700K, 3000K, 3500K, 4000K, 5000K | 2016-03-10
Taizhou JiaoGuang Lighting Co. Ltd. | LIGHT THE FUTURE | SSL Recessed Downlight | D528-N-XXXX | ,,Where â€œXXXXâ€ refers to CCT and could be 2700, 3000, 3500, 4000 and 5000 which refers to 2700K, 3000K, 3500K, 4000K, 5000K | Indoor | LED | Downlight Recessed | 2600 | 35 | 75.8 |  | 3500K | 81 | 50000 | Continuously Dimmable | Where â€œXXXXâ€ refers to CCT and could be 2700, 3000, 3500, 4000 and 5000 which refers to 2700K, 3000K, 3500K, 4000K, 5000K | 2016-03-10
Taizhou JiaoGuang Lighting Co. Ltd. | LIGHT THE FUTURE | SSL Recessed Downlight | D528-N-XXXX | ,,Where â€œXXXXâ€ refers to CCT and could be 2700, 3000, 3500, 4000 and 5000 which refers to 2700K, 3000K, 3500K, 4000K, 5000K | Indoor | LED | Downlight Recessed | 2700 | 35 | 75.8 |  | 4000/4100K | 81 | 50000 | Continuously Dimmable | Where â€œXXXXâ€ refers to CCT and could be 2700, 3000, 3500, 4000 and 5000 which refers to 2700K, 3000K, 3500K, 4000K, 5000K | 2016-03-10
Taizhou JiaoGuang Lighting Co. Ltd. | LIGHT THE FUTURE | SSL Recessed Downlight | D528-N-XXXX | ,,Where â€œXXXXâ€ refers to CCT and could be 2700, 3000, 3500, 4000 and 5000 which refers to 2700K, 3000K, 3500K, 4000K, 5000K | Indoor | LED | Downlight Recessed | 2750 | 35 | 75.8 |  | 5000K | 81 | 50000 | Continuously Dimmable | Where â€œXXXXâ€ refers to CCT and could be 2700, 3000, 3500, 4000 and 5000 which refers to 2700K, 3000K, 3500K, 4000K, 5000K | 2016-03-10
Taizhou JiaoGuang Lighting Co. Ltd. | LIGHT THE FUTURE | SSL Downlight Retrofit Kits | D304-90-XXXX | ,,(Where "XXXX" denotes CCT and could be 2700, 3000, 3500, 4000, 5000 which refers to 2700K, 3000K, 3500K, 4000K,5000K) | Indoor | LED | Downlight Solid State Retrofit | 650 | 10.5 | 63.3 |  | 3500K | 92 | 50000 | Continuously Dimmable | Where "XXXX" refers to CCT and could be 2700,3000,3500,4000, and 5000 which refers to 2700K, 3000K, 3500K, 4000K, 5000K | 2016-05-19
Taizhou JiaoGuang Lighting Co. Ltd. | LIGHT THE FUTURE | SSL Downlight Retrofit Kits | D304-90-XXXX | ,,(Where "XXXX" denotes CCT and could be 2700, 3000, 3500, 4000, 5000 which refers to 2700K, 3000K, 3500K, 4000K,5000K) | Indoor | LED | Downlight Solid State Retrofit | 650 | 10.5 | 63.3 |  | 4000/4100K | 92 | 50000 | Continuously Dimmable | Where "XXXX" refers to CCT and could be 2700,3000,3500,4000, and 5000 which refers to 2700K, 3000K, 3500K, 4000K, 5000K | 2016-05-19
Taizhou JiaoGuang Lighting Co. Ltd. | LIGHT THE FUTURE | SSL Downlight Retrofit Kits | D304-90-XXXX | ,,(Where "XXXX" denotes CCT and could be 2700, 3000, 3500, 4000, 5000 which refers to 2700K, 3000K, 3500K, 4000K,5000K) | Indoor | LED | Downlight Solid State Retrofit | 650 | 10.5 | 63.3 |  | 5000K | 92 | 50000 | Continuously Dimmable | Where "XXXX" refers to CCT and could be 2700,3000,3500,4000, and 5000 which refers to 2700K, 3000K, 3500K, 4000K, 5000K | 2016-05-19
Taizhou JiaoGuang Lighting Co. Ltd. | LIGHT THE FUTURE | SSL Recessed Downlights | D304-N-80-XXXX | ,,Where "XXXX" refers to CCT and could be 2700,3000,3500,4000, and 5000 which refers to 2700K, 3000K, 3500K, 4000K, 5000K | Indoor | LED | Downlight Recessed | 700 | 10.5 | 69.8 |  | 2700K | 83 | 50000 | Continuously Dimmable | Where "XXXX" refers to CCT and could be 2700,3000,3500,4000, and 5000 which refers to 2700K, 3000K, 3500K, 4000K, 5000K | 2016-05-27
Taizhou JiaoGuang Lighting Co. Ltd. | LIGHT THE FUTURE | SSL Recessed Downlights | D304-N-80-XXXX | ,,Where "XXXX" refers to CCT and could be 2700,3000,3500,4000, and 5000 which refers to 2700K, 3000K, 3500K, 4000K, 5000K | Indoor | LED | Downlight Recessed | 700 | 10.5 | 69.8 |  | 3000K | 83 | 50000 | Continuously Dimmable | Where "XXXX" refers to CCT and could be 2700,3000,3500,4000, and 5000 which refers to 2700K, 3000K, 3500K, 4000K, 5000K | 2016-05-27
Taizhou JiaoGuang Lighting Co. Ltd. | LIGHT THE FUTURE | SSL Recessed Downlights | D304-N-80-XXXX | ,,Where "XXXX" refers to CCT and could be 2700,3000,3500,4000, and 5000 which refers to 2700K, 3000K, 3500K, 4000K, 5000K | Indoor | LED | Downlight Recessed | 700 | 10.5 | 69.8 |  | 3500K | 83 | 50000 | Continuously Dimmable | Where "XXXX" refers to CCT and could be 2700,3000,3500,4000, and 5000 which refers to 2700K, 3000K, 3500K, 4000K, 5000K | 2016-05-27
Taizhou JiaoGuang Lighting Co. Ltd. | LIGHT THE FUTURE | SSL Recessed Downlights | D304-N-80-XXXX | ,,Where "XXXX" refers to CCT and could be 2700,3000,3500,4000, and 5000 which refers to 2700K, 3000K, 3500K, 4000K, 5000K | Indoor | LED | Downlight Recessed | 700 | 10.5 | 69.8 |  | 4000/4100K | 83 | 50000 | Continuously Dimmable | Where "XXXX" refers to CCT and could be 2700,3000,3500,4000, and 5000 which refers to 2700K, 3000K, 3500K, 4000K, 5000K | 2016-05-27
Taizhou JiaoGuang Lighting Co. Ltd. | LIGHT THE FUTURE | SSL Recessed Downlights | D304-N-80-XXXX | ,,Where "XXXX" refers to CCT and could be 2700,3000,3500,4000, and 5000 which refers to 2700K, 3000K, 3500K, 4000K, 5000K | Indoor | LED | Downlight Recessed | 700 | 10.5 | 69.8 |  | 5000K | 83 | 50000 | Continuously Dimmable | Where "XXXX" refers to CCT and could be 2700,3000,3500,4000, and 5000 which refers to 2700K, 3000K, 3500K, 4000K, 5000K | 2016-05-27
Taizhou JiaoGuang Lighting Co. Ltd. | LIGHT THE FUTURE | SSL Recessed Downlights | D304-N-90-XXXX | ,,(Where "XXXX" denotes CCT, and could be 2700, 3000, 3500, 4000, 5000 which refers to 2700K, 3000K, 3500K, 4000K, 5000K) | Indoor | LED | Downlight Recessed | 660 | 10.5 | 63.8 |  | 2700K | 92 | 50000 | Continuously Dimmable | Where "XXXX" refers to CCT and could be 2700,3000,3500,4000, and 5000 which refers to 2700K, 3000K, 3500K, 4000K, 5000K | 2016-05-27
Taizhou JiaoGuang Lighting Co. Ltd. | LIGHT THE FUTURE | SSL Recessed Downlights | D304-N-90-XXXX | ,,(Where "XXXX" denotes CCT, and could be 2700, 3000, 3500, 4000, 5000 which refers to 2700K, 3000K, 3500K, 4000K, 5000K) | Indoor | LED | Downlight Recessed | 660 | 10.5 | 63.8 |  | 3000K | 92 | 50000 | Continuously Dimmable | Where "XXXX" refers to CCT and could be 2700,3000,3500,4000, and 5000 which refers to 2700K, 3000K, 3500K, 4000K, 5000K | 2016-05-27
Taizhou JiaoGuang Lighting Co. Ltd. | LIGHT THE FUTURE | SSL Recessed Downlights | D304-N-90-XXXX | ,,(Where "XXXX" denotes CCT, and could be 2700, 3000, 3500, 4000, 5000 which refers to 2700K, 3000K, 3500K, 4000K, 5000K) | Indoor | LED | Downlight Recessed | 660 | 10.5 | 63.8 |  | 3500K | 92 | 50000 | Continuously Dimmable | Where "XXXX" refers to CCT and could be 2700,3000,3500,4000, and 5000 which refers to 2700K, 3000K, 3500K, 4000K, 5000K | 2016-05-27
Taizhou JiaoGuang Lighting Co. Ltd. | LIGHT THE FUTURE | SSL Recessed Downlights | D304-N-90-XXXX | ,,(Where "XXXX" denotes CCT, and could be 2700, 3000, 3500, 4000, 5000 which refers to 2700K, 3000K, 3500K, 4000K, 5000K) | Indoor | LED | Downlight Recessed | 660 | 10.5 | 63.8 |  | 4000/4100K | 92 | 50000 | Continuously Dimmable | Where "XXXX" refers to CCT and could be 2700,3000,3500,4000, and 5000 which refers to 2700K, 3000K, 3500K, 4000K, 5000K | 2016-05-27
Taizhou JiaoGuang Lighting Co. Ltd. | LIGHT THE FUTURE | SSL Recessed Downlights | D304-N-90-XXXX | ,,(Where "XXXX" denotes CCT, and could be 2700, 3000, 3500, 4000, 5000 which refers to 2700K, 3000K, 3500K, 4000K, 5000K) | Indoor | LED | Downlight Recessed | 660 | 10.5 | 63.8 |  | 5000K | 92 | 50000 | Continuously Dimmable | Where "XXXX" refers to CCT and could be 2700,3000,3500,4000, and 5000 which refers to 2700K, 3000K, 3500K, 4000K, 5000K | 2016-05-27
Taizhou JiaoGuang Lighting Co. Ltd. | LIGHT THE FUTURE | SSL Downlight retrofits | D704 |  | Indoor | LED | Downlight Solid State Retrofit | 560 | 10 | 60.1 |  | 2700K,3000K | 94 | 40000 | Continuously Dimmable |  | 2016-01-12
Taizhou JiaoGuang Lighting Co. Ltd. | LIGHT THE FUTURE | SSL Downlight retrofits | D704 |  | Indoor | LED | Downlight Solid State Retrofit | 590 | 10 | 60.1 |  | 4000/4100K,3500K | 94 | 40000 | Continuously Dimmable |  | 2016-01-12
Taizhou JiaoGuang Lighting Co. Ltd. | LIGHT THE FUTURE | SSL Downlight retrofits | D704 |  | Indoor | LED | Downlight Solid State Retrofit | 630 | 10 | 60.1 |  | 5000K | 94 | 40000 | Continuously Dimmable |  | 2016-01-12
Taizhou JiaoGuang Lighting Co. Ltd. | LIGHT THE FUTURE | SSL Recessed Downlights | D704-N-KT-2700 |  | Indoor | LED | Downlight Recessed | 670 | 10 | 70.3 |  | 2700K | 92 | 50000 | Continuously Dimmable |  | 2016-09-14
Taizhou JiaoGuang Lighting Co. Ltd. | LIGHT THE FUTURE | SSL Recessed Downlights | D704-N-KT-3000 |  | Indoor | LED | Downlight Recessed | 670 | 10 | 70.3 |  | 3000K | 92 | 50000 | Continuously Dimmable |  | 2016-09-14
Taizhou JiaoGuang Lighting Co. Ltd. | LIGHT THE FUTURE | SSL Recessed Downlights | D704-N-KT-3500 |  | Indoor | LED | Downlight Recessed | 670 | 10 | 70.3 |  | 3500K | 92 | 50000 | Continuously Dimmable |  | 2016-09-14
Taizhou JiaoGuang Lighting Co. Ltd. | LIGHT THE FUTURE | SSL Recessed Downlights | D704-N-KT-4000 |  | Indoor | LED | Downlight Recessed | 670 | 10 | 70.3 |  | 4000/4100K | 92 | 50000 | Continuously Dimmable |  | 2016-09-14
Taizhou JiaoGuang Lighting Co. Ltd. | LIGHT THE FUTURE | SSL Recessed Downlights | D704-N-KT-5000 |  | Indoor | LED | Downlight Recessed | 670 | 10 | 70.3 |  | 5000K | 92 | 50000 | Continuously Dimmable |  | 2016-09-14
Taizhou JiaoGuang Lighting Co. Ltd. | LIGHT THE FUTURE | SSL Recessed Downlight | D704-N-XXXX | ,,Where â€œXXXXâ€ refers to CCT and could be 2700, 3000, 3500, 4000 and 5000 which refers to 2700K, 3000K, 3500K, 4000K, 5000K | Indoor | LED | Downlight Recessed | 600 | 10 | 63.5 |  | 2700K | 90 | 50000 | Continuously Dimmable | Where â€œXXXXâ€ refers to CCT and could be 2700, 3000, 3500, 4000 and 5000 which refers to 2700K, 3000K, 3500K, 4000K, 5000K | 2016-03-10
Taizhou JiaoGuang Lighting Co. Ltd. | LIGHT THE FUTURE | SSL Recessed Downlight | D704-N-XXXX | ,,Where â€œXXXXâ€ refers to CCT and could be 2700, 3000, 3500, 4000 and 5000 which refers to 2700K, 3000K, 3500K, 4000K, 5000K | Indoor | LED | Downlight Recessed | 620 | 10 | 63.5 |  | 3000K | 90 | 50000 | Continuously Dimmable | Where â€œXXXXâ€ refers to CCT and could be 2700, 3000, 3500, 4000 and 5000 which refers to 2700K, 3000K, 3500K, 4000K, 5000K | 2016-03-10
Taizhou JiaoGuang Lighting Co. Ltd. | LIGHT THE FUTURE | SSL Recessed Downlight | D704-N-XXXX | ,,Where â€œXXXXâ€ refers to CCT and could be 2700, 3000, 3500, 4000 and 5000 which refers to 2700K, 3000K, 3500K, 4000K, 5000K | Indoor | LED | Downlight Recessed | 620 | 10 | 63.5 |  | 3500K | 90 | 50000 | Continuously Dimmable | Where â€œXXXXâ€ refers to CCT and could be 2700, 3000, 3500, 4000 and 5000 which refers to 2700K, 3000K, 3500K, 4000K, 5000K | 2016-03-10
Taizhou JiaoGuang Lighting Co. Ltd. | LIGHT THE FUTURE | SSL Recessed Downlight | D704-N-XXXX | ,,Where â€œXXXXâ€ refers to CCT and could be 2700, 3000, 3500, 4000 and 5000 which refers to 2700K, 3000K, 3500K, 4000K, 5000K | Indoor | LED | Downlight Recessed | 650 | 10 | 63.5 |  | 4000/4100K | 90 | 50000 | Continuously Dimmable | Where â€œXXXXâ€ refers to CCT and could be 2700, 3000, 3500, 4000 and 5000 which refers to 2700K, 3000K, 3500K, 4000K, 5000K | 2016-03-10
Taizhou JiaoGuang Lighting Co. Ltd. | LIGHT THE FUTURE | SSL Recessed Downlight | D704-N-XXXX | ,,Where â€œXXXXâ€ refers to CCT and could be 2700, 3000, 3500, 4000 and 5000 which refers to 2700K, 3000K, 3500K, 4000K, 5000K | Indoor | LED | Downlight Recessed | 680 | 10 | 63.5 |  | 5000K | 90 | 50000 | Continuously Dimmable | Where â€œXXXXâ€ refers to CCT and could be 2700, 3000, 3500, 4000 and 5000 which refers to 2700K, 3000K, 3500K, 4000K, 5000K | 2016-03-10
Taizhou JiaoGuang Lighting Co. Ltd. | LIGHT THE FUTURE | SSL Downlight Retrofits Kits | D704-W-80-XXXX | ,,Where "XXXX" refers to CCT and could be 2700,3000,3500,4000 and 5000 which refers to 2700K,3000K,3500K,4000K,5000K | Indoor | LED | Downlight Solid State Retrofit | 610 | 10 | 64.1 |  | 2700K | 82 | 50000 | Continuously Dimmable | Where "XXXX" refers to CCT and could be 2700,3000,3500,4000 and 5000 which refers to 2700K,3000K,3500K,4000K,5000K | 2016-06-02
Taizhou JiaoGuang Lighting Co. Ltd. | LIGHT THE FUTURE | SSL Downlight Retrofits Kits | D704-W-80-XXXX | ,,Where "XXXX" refers to CCT and could be 2700,3000,3500,4000 and 5000 which refers to 2700K,3000K,3500K,4000K,5000K | Indoor | LED | Downlight Solid State Retrofit | 610 | 10 | 64.1 |  | 3000K | 82 | 50000 | Continuously Dimmable | Where "XXXX" refers to CCT and could be 2700,3000,3500,4000 and 5000 which refers to 2700K,3000K,3500K,4000K,5000K | 2016-06-02
Taizhou JiaoGuang Lighting Co. Ltd. | LIGHT THE FUTURE | SSL Downlight Retrofits Kits | D704-W-80-XXXX | ,,Where "XXXX" refers to CCT and could be 2700,3000,3500,4000 and 5000 which refers to 2700K,3000K,3500K,4000K,5000K | Indoor | LED | Downlight Solid State Retrofit | 610 | 10 | 64.1 |  | 3500K | 82 | 50000 | Continuously Dimmable | Where "XXXX" refers to CCT and could be 2700,3000,3500,4000 and 5000 which refers to 2700K,3000K,3500K,4000K,5000K | 2016-06-02
Technical Consumer Products, Inc. (TCP) | TCP | LED10DR427K | LED10DR427K | ,LED10DR430K,; ,LED10DR441K,; ,LED10DR450K, | Indoor | LED | Downlight Solid State Retrofit | 750 | 10 | 84.2 |  | 2700K | 82 | 35000 | Continuously Dimmable |  | 2016-05-31
Technical Consumer Products, Inc. (TCP) | TCP | LED11DR5627K | LED11DR5627K | ,LED11DR5630K,; ,LED11DR5641K,; ,LED11DR5650K, | Indoor | LED | Downlight Solid State Retrofit | 800 | 11.68 | 84.3 |  | 2700K | 82 | 35000 | Continuously Dimmable |  | 2016-08-02
Technical Consumer Products, Inc. (TCP) | TCP | LED12DR5627K | LED12DR5627K | ,LED12DR5630K,; ,LED12DR5641K,; ,LED12DR5650K,; ,RLDR6527K,; ,RLDR6550K, | Indoor | LED | Downlight Solid State Retrofit | 900 | 11.68 | 84.3 |  | 2700K | 82 | 35000 | Continuously Dimmable |  | 2016-06-22
Technical Consumer Products, Inc. (TCP) | TCP | LED14DR5627K | LED14DR5627K | ,LED14DR5630K,; ,LED14DR5641K,; ,LED14DR5650K, | Indoor | LED | Downlight Solid State Retrofit | 1250 | 14 | 93 |  | 2700K | 82 | 35000 | Continuously Dimmable |  | 2016-06-14
Technical Consumer Products, Inc. (TCP) | TCP | RLDR427K | RLDR427K | ,RLDR450K, | Indoor | LED | Downlight Solid State Retrofit | 700 | 10 | 84.2 |  | 2700K | 82 | 35000 | Continuously Dimmable |  | 2016-06-21
TerraLux Inc. | Terralux | DR10A-B | TLK-DR10A-B22630DO |  | Indoor/Outdoor | LED | Downlight Solid State Retrofit | 2954 | 40 | 79.6 |  | 3000K | 84 | 60000 | 0-10V Dimming |  | 2016-02-26
TerraLux Inc. | Terralux | DR10A-B | TLK-DR10A-B22635DO |  | Indoor/Outdoor | LED | Downlight Solid State Retrofit | 2954 | 40 | 79.6 |  | 3500K | 84 | 60000 | 0-10V Dimming |  | 2016-02-26
TerraLux Inc. | Terralux | D6 | TLF-D6A-A | D6,TLF-D6A-A11827DO,; D6,TLF-D6A-A11830DO,; D6,TLF-D6A-A11835DO,; D6,TLF-D6A-A11840DO,; D6,TLF-D6A-A14227DO,; D6,TLF-D6A-A14230DO,; D6,TLF-D6A-A14235DO,; D6,TLF-D6A-A14240DO,; D6,TLF-D6A-A21327DO,; D6,TLF-D6A-A21330DO,; D6,TLF-D6A-A21335DO,; D6,TLF-D6A-A21340DO,; D6,TLF-D6A-A21827DO,; D6,TLF-D6A-A21830DO,; D6,TLF-D6A-A21835DO,; D6,TLF-D6A-A21840DO,; D6,TLF-D6A-A22627DO,; D6,TLF-D6A-A22630DO,; D6,TLF-D6A-A22635DO,; D6,TLF-D6A-A22640DO, | Indoor | LED | Downlight Recessed | 1008 | 13.2 | 82.5 |  | 2700K | 83 | 60000 | Continuously Dimmable |  | 2016-03-14
TerraLux Inc. | Terralux | D8 | TLF-D8A-A | D8,TLF-D8A-A22627DO,; D8,TLF-D8A-A22630DO,; D8,TLF-D8A-A22635DO,; D8,TLF-D8A-A22640DO,; D8,TLF-D8A-A23227DO,; D8,TLF-D8A-A23230DO,; D8,TLF-D8A-A23235DO,; D8,TLF-D8A-A23240DO,; D8,TLF-D8A-A24227DO,; D8,TLF-D8A-A24230DO,; D8,TLF-D8A-A24235DO,; D8,TLF-D8A-A24240DO, | Indoor | LED | Downlight Recessed | 2213 | 26.2 | 83.6 |  | 2700K | 83 | 60000 | Continuously Dimmable |  | 2016-03-14
TerraLux Inc. | Terralux | Dv6 | TLF-DV6A-A | Dv6,TLF-DV6A-A11827DO,; Dv6,TLF-DV6A-A11830DO,; Dv6,TLF-DV6A-A11835DO,; Dv6,TLF-DV6A-A11840DO,; Dv6,TLF-DV6A-A12627DO,; Dv6,TLF-DV6A-A12630DO,; Dv6,TLF-DV6A-A12635DO,; Dv6,TLF-DV6A-A12640DO,; Dv6,TLF-DV6A-A13227DO,; Dv6,TLF-DV6A-A13230DO,; Dv6,TLF-DV6A-A13235DO,; Dv6,TLF-DV6A-A13240DO,; Dv6,TLF-DV6A-A14227DO,; Dv6,TLF-DV6A-A14230DO,; Dv6,TLF-DV6A-A14235DO,; Dv6,TLF-DV6A-A14240DO, | Indoor | LED | Downlight Recessed | 1075 | 17.5 | 61.4 |  | 2700K | 81 | 57000 | Continuously Dimmable |  | 2016-03-14
TerraLux Inc. | Terralux | Dv8 | TLF-DV8A-A | Dv8,TLF-DV8A-A11827DO,; Dv8,TLF-DV8A-A11830DO,; Dv8,TLF-DV8A-A11835DO,; Dv8,TLF-DV8A-A11840DO,; Dv8,TLF-DV8A-A12627DO,; Dv8,TLF-DV8A-A12630DO,; Dv8,TLF-DV8A-A12635DO,; Dv8,TLF-DV8A-A12640DO,; Dv8,TLF-DV8A-A13227DO,; Dv8,TLF-DV8A-A13230DO,; Dv8,TLF-DV8A-A13235DO,; Dv8,TLF-DV8A-A13240DO,; Dv8,TLF-DV8A-A14227DO,; Dv8,TLF-DV8A-A14230DO,; Dv8,TLF-DV8A-A14235DO,; Dv8,TLF-DV8A-A14240DO, | Indoor | LED | Downlight Recessed | 1066 | 17.5 | 59.9 |  | 2700K | 81 | 57000 | Continuously Dimmable |  | 2016-03-14
TerraLux Inc. | Terralux | DR10 | TLK-Dr10A-A | ,TLK-Dr10A-A22627DO,; ,TLK-Dr10A-A22630DO,; ,TLK-Dr10A-A22635DO,; ,TLK-Dr10A-A22640DO,; ,TLK-Dr10A-A23227DO,; ,TLK-Dr10A-A23230DO,; ,TLK-Dr10A-A23235DO,; ,TLK-Dr10A-A23240DO,; ,TLK-Dr10A-A24227DO,; ,TLK-Dr10A-A24230DO,; ,TLK-Dr10A-A24235DO,; ,TLK-Dr10A-A24240DO, | Indoor | LED | Downlight Solid State Retrofit | 2577 | 35.6 | 72.4 |  | 2700K | 84 | 60000 | Non-Dimmable |  | 2016-03-18
TerraLux Inc. | Terralux | DR10A-B | TLK-DR10A-B22627DO |  | Indoor/Outdoor | LED | Downlight Solid State Retrofit | 2954 | 40 | 79.6 |  | 2700K | 84 | 60000 | 0-10V Dimming |  | 2016-02-26
TerraLux Inc. | Terralux | DR10A-B | TLK-DR10A-B22640DO |  | Indoor/Outdoor | LED | Downlight Solid State Retrofit | 2954 | 40 | 79.6 |  | 4000/4100K | 84 | 60000 | 0-10V Dimming |  | 2016-02-26
TerraLux Inc. | Terralux | DR10A-B | TLK-DR10A-B23227DO |  | Indoor/Outdoor | LED | Downlight Solid State Retrofit | 2954 | 40 | 79.6 |  | 2700K | 84 | 60000 | 0-10V Dimming |  | 2016-02-26
TerraLux Inc. | Terralux | DR10A-B | TLK-DR10A-B23230DO |  | Indoor/Outdoor | LED | Downlight Solid State Retrofit | 2954 | 40 | 79.6 |  | 3000K | 84 | 60000 | 0-10V Dimming |  | 2016-02-26
TerraLux Inc. | Terralux | DR10A-B | TLK-DR10A-B23235DO |  | Indoor/Outdoor | LED | Downlight Solid State Retrofit | 2954 | 40 | 79.6 |  | 3500K | 84 | 60000 | 0-10V Dimming |  | 2016-02-26
TerraLux Inc. | Terralux | DR10A-B | TLK-DR10A-B23240DO |  | Indoor/Outdoor | LED | Downlight Solid State Retrofit | 2954 | 40 | 79.6 |  | 4000/4100K | 84 | 60000 | 0-10V Dimming |  | 2016-02-26
TerraLux Inc. | Terralux | DR10A-B | TLK-DR10A-B24227DO |  | Indoor/Outdoor | LED | Downlight Solid State Retrofit | 2954 | 40 | 79.6 |  | 2700K | 84 | 60000 | 0-10V Dimming |  | 2016-02-26
TerraLux Inc. | Terralux | DR10A-B | TLK-DR10A-B24230DO |  | Indoor/Outdoor | LED | Downlight Solid State Retrofit | 2954 | 40 | 79.6 |  | 3000K | 84 | 60000 | 0-10V Dimming |  | 2016-02-26
TerraLux Inc. | Terralux | DR10A-B | TLK-DR10A-B24235DO |  | Indoor/Outdoor | LED | Downlight Solid State Retrofit | 2954 | 40 | 79.6 |  | 3500K | 84 | 60000 | 0-10V Dimming |  | 2016-02-26
TerraLux Inc. | Terralux | DR10A-B | TLK-DR10A-B24240DO |  | Indoor/Outdoor | LED | Downlight Solid State Retrofit | 2954 | 40 | 79.6 |  | 4000/4100K | 84 | 60000 | 0-10V Dimming |  | 2016-02-26
TerraLux Inc. | Terralux | DR10A-C | TLK-DR10A-C22627DO |  | Indoor/Outdoor | LED | Downlight Solid State Retrofit | 2954 | 40 | 79.6 |  | 2700K | 84 | 60000 | Continuously Dimmable |  | 2016-02-26
TerraLux Inc. | Terralux | DR10A-C | TLK-DR10A-C22630DO |  | Indoor/Outdoor | LED | Downlight Solid State Retrofit | 2954 | 40 | 79.6 |  | 3000K | 84 | 60000 | Continuously Dimmable |  | 2016-02-26
TerraLux Inc. | Terralux | DR10A-C | TLK-DR10A-C22635DO |  | Indoor/Outdoor | LED | Downlight Solid State Retrofit | 2954 | 40 | 79.6 |  | 3500K | 84 | 60000 | Continuously Dimmable |  | 2016-02-26
TerraLux Inc. | Terralux | DR10A-C | TLK-DR10A-C22640DO |  | Indoor/Outdoor | LED | Downlight Solid State Retrofit | 2954 | 40 | 79.6 |  | 4000/4100K | 84 | 60000 | Continuously Dimmable |  | 2016-02-26
TerraLux Inc. | Terralux | DR10A-C | TLK-DR10A-C23227DO |  | Indoor/Outdoor | LED | Downlight Solid State Retrofit | 2954 | 40 | 79.6 |  | 2700K | 84 | 60000 | Continuously Dimmable |  | 2016-02-26
TerraLux Inc. | Terralux | DR10A-C | TLK-DR10A-C23230DO |  | Indoor/Outdoor | LED | Downlight Solid State Retrofit | 2954 | 40 | 79.6 |  | 3000K | 84 | 60000 | Continuously Dimmable |  | 2016-02-26
TerraLux Inc. | Terralux | DR10A-C | TLK-DR10A-C23235DO |  | Indoor/Outdoor | LED | Downlight Solid State Retrofit | 2954 | 40 | 79.6 |  | 3500K | 84 | 60000 | Continuously Dimmable |  | 2016-02-26
TerraLux Inc. | Terralux | DR10A-C | TLK-DR10A-C23240DO |  | Indoor/Outdoor | LED | Downlight Solid State Retrofit | 2954 | 40 | 79.6 |  | 4000/4100K | 84 | 60000 | Continuously Dimmable |  | 2016-02-26
TerraLux Inc. | Terralux | DR10A-C | TLK-DR10A-C24227DO |  | Indoor/Outdoor | LED | Downlight Solid State Retrofit | 2954 | 40 | 79.6 |  | 2700K | 84 | 60000 | Continuously Dimmable |  | 2016-02-26
TerraLux Inc. | Terralux | DR10A-C | TLK-DR10A-C24230DO |  | Indoor/Outdoor | LED | Downlight Solid State Retrofit | 2954 | 40 | 79.6 |  | 3000K | 84 | 60000 | Continuously Dimmable |  | 2016-02-26
TerraLux Inc. | Terralux | DR10A-C | TLK-DR10A-C24235DO |  | Indoor/Outdoor | LED | Downlight Solid State Retrofit | 2954 | 40 | 79.6 |  | 3500K | 84 | 60000 | Continuously Dimmable |  | 2016-02-26
TerraLux Inc. | Terralux | DR10A-C | TLK-DR10A-C24240DO |  | Indoor/Outdoor | LED | Downlight Solid State Retrofit | 2954 | 40 | 79.6 |  | 4000/4100K | 84 | 60000 | Continuously Dimmable |  | 2016-02-26
TerraLux Inc. | Terralux | DR6 | TLK-Dr6A-A | ,TLK-Dr6A-A11827DO,; ,TLK-Dr6A-A11830DO,; ,TLK-Dr6A-A11835DO,; ,TLK-Dr6A-A11840DO,; ,TLK-Dr6A-A14227DO,; ,TLK-Dr6A-A14230DO,; ,TLK-Dr6A-A14235DO,; ,TLK-Dr6A-A14240DO,; ,TLK-Dr6A-A21327DO,; ,TLK-Dr6A-A21330DO,; ,TLK-Dr6A-A21335DO,; ,TLK-Dr6A-A21340DO,; ,TLK-Dr6A-A21827DO,; ,TLK-Dr6A-A21830DO,; ,TLK-Dr6A-A21835DO,; ,TLK-Dr6A-A21840DO,; ,TLK-Dr6A-A22627DO,; ,TLK-Dr6A-A22630DO,; ,TLK-Dr6A-A22635DO,; ,TLK-Dr6A-A22640DO, | Indoor | LED | Downlight Solid State Retrofit | 2037 | 26.6 | 76.6 |  | 2700K | 83 | 60000 | Non-Dimmable |  | 2016-03-18
TerraLux Inc. | Terralux | DR6 | TLK-Dr6A-A11327DO | ,TLK-Dr6A-A11330DO,; ,TLK-Dr6A-A11335DO,; ,TLK-Dr6A-A11340DO, | Indoor | LED | Downlight Solid State Retrofit | 815 | 9.6 | 85.3 |  | 2700K | 84 | 60000 | Non-Dimmable |  | 2016-03-18
TerraLux Inc. | Terralux | DR6A-B | TLK-DR6A-B14227DO |  | Indoor/Outdoor | LED | Downlight Solid State Retrofit | 1670 | 22 | 82.2 |  | 2700K | 84 | 60000 | 0-10V Dimming |  | 2016-02-26
TerraLux Inc. | Terralux | DR6A-B | TLK-DR6A-B14230DO |  | Indoor/Outdoor | LED | Downlight Solid State Retrofit | 1670 | 22 | 82.2 |  | 3000K | 84 | 60000 | 0-10V Dimming |  | 2016-02-26
TerraLux Inc. | Terralux | DR6A-B | TLK-DR6A-B14235DO |  | Indoor/Outdoor | LED | Downlight Solid State Retrofit | 1670 | 22 | 82.2 |  | 3500K | 84 | 60000 | 0-10V Dimming |  | 2016-02-26
TerraLux Inc. | Terralux | DR6A-B | TLK-DR6A-B14240DO |  | Indoor/Outdoor | LED | Downlight Solid State Retrofit | 1670 | 22 | 82.2 |  | 4000/4100K | 84 | 60000 | 0-10V Dimming |  | 2016-02-26
TerraLux Inc. | Terralux | DR6A-B | TLK-DR6A-B21327DO |  | Indoor/Outdoor | LED | Downlight Solid State Retrofit | 1670 | 22 | 82.2 |  | 2700K | 84 | 60000 | 0-10V Dimming |  | 2016-02-26
TerraLux Inc. | Terralux | DR6A-B | TLK-DR6A-B21330DO |  | Indoor/Outdoor | LED | Downlight Solid State Retrofit | 1670 | 22 | 82.2 |  | 3000K | 84 | 60000 | 0-10V Dimming |  | 2016-02-26
TerraLux Inc. | Terralux | DR6A-B | TLK-DR6A-B21335DO |  | Indoor/Outdoor | LED | Downlight Solid State Retrofit | 1670 | 22 | 82.2 |  | 3500K | 84 | 60000 | 0-10V Dimming |  | 2016-02-26
TerraLux Inc. | Terralux | DR6A-B | TLK-DR6A-B21340DO |  | Indoor/Outdoor | LED | Downlight Solid State Retrofit | 1670 | 22 | 82.2 |  | 4000/4100K | 84 | 60000 | 0-10V Dimming |  | 2016-02-26
TerraLux Inc. | Terralux | DR6A-B | TLK-DR6A-B21827DO |  | Indoor/Outdoor | LED | Downlight Solid State Retrofit | 1670 | 22 | 82.2 |  | 2700K | 84 | 60000 | 0-10V Dimming |  | 2016-02-26
TerraLux Inc. | Terralux | DR6A-B | TLK-DR6A-B21830DO |  | Indoor/Outdoor | LED | Downlight Solid State Retrofit | 1670 | 22 | 82.2 |  | 3000K | 84 | 60000 | 0-10V Dimming |  | 2016-02-26
TerraLux Inc. | Terralux | DR6A-B | TLK-DR6A-B21835DO |  | Indoor/Outdoor | LED | Downlight Solid State Retrofit | 1670 | 22 | 82.2 |  | 3500K | 84 | 60000 | 0-10V Dimming |  | 2016-02-26
TerraLux Inc. | Terralux | DR6A-B | TLK-DR6A-B21840DO |  | Indoor/Outdoor | LED | Downlight Solid State Retrofit | 1670 | 22 | 82.2 |  | 4000/4100K | 84 | 60000 | 0-10V Dimming |  | 2016-02-26
TerraLux Inc. | Terralux | DR6A-B | TLK-DR6A-B22627DO |  | Indoor/Outdoor | LED | Downlight Solid State Retrofit | 2173 | 31 | 74.3 |  | 2700K | 83 | 60000 | 0-10V Dimming |  | 2016-02-26
TerraLux Inc. | Terralux | DR6A-B | TLK-DR6A-B22630DO |  | Indoor/Outdoor | LED | Downlight Solid State Retrofit | 2173 | 31 | 74.3 |  | 3000K | 83 | 60000 | 0-10V Dimming |  | 2016-02-26
TerraLux Inc. | Terralux | DR6A-B | TLK-DR6A-B22635DO |  | Indoor/Outdoor | LED | Downlight Solid State Retrofit | 2173 | 31 | 74.3 |  | 3500K | 83 | 60000 | 0-10V Dimming |  | 2016-02-26
TerraLux Inc. | Terralux | DR6A-B | TLK-DR6A-B22640DO |  | Indoor/Outdoor | LED | Downlight Solid State Retrofit | 2173 | 31 | 74.3 |  | 4000/4100K | 83 | 60000 | 0-10V Dimming |  | 2016-02-26
TerraLux Inc. | Terralux | DR6A-C | TLK-DR6A-C11827DO |  | Indoor/Outdoor | LED | Downlight Solid State Retrofit | 1670 | 22 | 82.2 |  | 2700K | 84 | 60000 | Continuously Dimmable |  | 2016-02-26
TerraLux Inc. | Terralux | DR6A-C | TLK-DR6A-C11830DO |  | Indoor/Outdoor | LED | Downlight Solid State Retrofit | 1670 | 22 | 82.2 |  | 3000K | 84 | 60000 | Continuously Dimmable |  | 2016-02-26
TerraLux Inc. | Terralux | DR6A-C | TLK-DR6A-C11835DO |  | Indoor/Outdoor | LED | Downlight Solid State Retrofit | 1670 | 22 | 82.2 |  | 3500K | 84 | 60000 | Continuously Dimmable |  | 2016-02-26
TerraLux Inc. | Terralux | DR6A-C | TLK-DR6A-C11840DO |  | Indoor/Outdoor | LED | Downlight Solid State Retrofit | 1670 | 22 | 82.2 |  | 4000/4100K | 84 | 60000 | Continuously Dimmable |  | 2016-02-26
TerraLux Inc. | Terralux | DR6A-C | TLK-DR6A-C14227DO |  | Indoor/Outdoor | LED | Downlight Solid State Retrofit | 1670 | 22 | 82.2 |  | 2700K | 84 | 60000 | Continuously Dimmable |  | 2016-02-26
TerraLux Inc. | Terralux | DR6A-C | TLK-DR6A-C14230DO |  | Indoor/Outdoor | LED | Downlight Solid State Retrofit | 1670 | 22 | 82.2 |  | 3000K | 84 | 60000 | Continuously Dimmable |  | 2016-02-26
TerraLux Inc. | Terralux | DR6A-C | TLK-DR6A-C14235DO |  | Indoor/Outdoor | LED | Downlight Solid State Retrofit | 1670 | 22 | 82.2 |  | 3500K | 84 | 60000 | Continuously Dimmable |  | 2016-02-26
TerraLux Inc. | Terralux | DR6A-C | TLK-DR6A-C14240DO |  | Indoor/Outdoor | LED | Downlight Solid State Retrofit | 1670 | 22 | 82.2 |  | 4000/4100K | 84 | 60000 | Continuously Dimmable |  | 2016-02-26
TerraLux Inc. | Terralux | DR6A-C | TLK-DR6A-C21327DO |  | Indoor/Outdoor | LED | Downlight Solid State Retrofit | 1670 | 22 | 82.2 |  | 2700K | 84 | 60000 | Continuously Dimmable |  | 2016-02-26
TerraLux Inc. | Terralux | DR6A-C | TLK-DR6A-C21330DO |  | Indoor/Outdoor | LED | Downlight Solid State Retrofit | 1670 | 22 | 82.2 |  | 3000K | 84 | 60000 | Continuously Dimmable |  | 2016-02-26
TerraLux Inc. | Terralux | DR6A-C | TLK-DR6A-C21335DO |  | Indoor/Outdoor | LED | Downlight Solid State Retrofit | 1670 | 22 | 82.2 |  | 3500K | 84 | 60000 | Continuously Dimmable |  | 2016-02-26
TerraLux Inc. | Terralux | DR6A-C | TLK-DR6A-C21340DO |  | Indoor/Outdoor | LED | Downlight Solid State Retrofit | 1670 | 22 | 82.2 |  | 4000/4100K | 84 | 60000 | Continuously Dimmable |  | 2016-02-26
TerraLux Inc. | Terralux | DR6A-C | TLK-DR6A-C21827DO |  | Indoor/Outdoor | LED | Downlight Solid State Retrofit | 1670 | 22 | 82.2 |  | 2700K | 84 | 60000 | Continuously Dimmable |  | 2016-02-26
TerraLux Inc. | Terralux | DR6A-C | TLK-DR6A-C21830DO |  | Indoor/Outdoor | LED | Downlight Solid State Retrofit | 1670 | 22 | 82.2 |  | 3000K | 84 | 60000 | Continuously Dimmable |  | 2016-02-26
TerraLux Inc. | Terralux | DR6A-C | TLK-DR6A-C21835DO |  | Indoor/Outdoor | LED | Downlight Solid State Retrofit | 1670 | 22 | 82.2 |  | 3500K | 84 | 60000 | Continuously Dimmable |  | 2016-02-26
TerraLux Inc. | Terralux | DR6A-C | TLK-DR6A-C21840DO |  | Indoor/Outdoor | LED | Downlight Solid State Retrofit | 1670 | 22 | 82.2 |  | 4000/4100K | 84 | 60000 | Continuously Dimmable |  | 2016-02-26
TerraLux Inc. | Terralux | DR6A-C | TLK-DR6A-C22627DO |  | Indoor/Outdoor | LED | Downlight Solid State Retrofit | 2173 | 31 | 74.3 |  | 2700K | 83 | 60000 | Continuously Dimmable |  | 2016-02-26
TerraLux Inc. | Terralux | DR6A-C | TLK-DR6A-C22630DO |  | Indoor/Outdoor | LED | Downlight Solid State Retrofit | 2173 | 31 | 74.3 |  | 3000K | 83 | 60000 | Continuously Dimmable |  | 2016-02-26
TerraLux Inc. | Terralux | DR6A-C | TLK-DR6A-C22635DO |  | Indoor/Outdoor | LED | Downlight Solid State Retrofit | 2173 | 31 | 74.3 |  | 3500K | 83 | 60000 | Continuously Dimmable |  | 2016-02-26
TerraLux Inc. | Terralux | DR6A-C | TLK-DR6A-C22640DO |  | Indoor/Outdoor | LED | Downlight Solid State Retrofit | 2173 | 31 | 74.3 |  | 4000/4100K | 83 | 60000 | Continuously Dimmable |  | 2016-02-26
TerraLux Inc. | Terralux | DR6 | TLK-Dr6A-L35 | ,TLK-Dr6A-L35B27DO,; ,TLK-Dr6A-L35B30DO,; ,TLK-Dr6A-L35B35DO,; ,TLK-Dr6A-L35B40DO, | Indoor | LED | Downlight Solid State Retrofit | 1258 | 15.36 | 81.9 |  | 2700K | 83 | 60000 | Non-Dimmable |  | 2016-07-12
TerraLux Inc. | Terralux | TLK-Dr6B | TLK-Dr6B-B14227DO | ,TLK-Dr6B-B14230DO,; ,TLK-Dr6B-B14235DO,; ,TLK-Dr6B-B14240DO, | Indoor | LED | Downlight Solid State Retrofit | 1587 | 19 | 83.4 |  | 2700K | 82 | 60000 | Continuously Dimmable,0-10V Dimming |  | 2016-09-23
TerraLux Inc. | Terralux | TLK-Dr6B | TLK-Dr6B-B21827DO | ,TLK-Dr6B-B21830DO,; ,TLK-Dr6B-B21835DO,; ,TLK-Dr6B-B21840DO, | Indoor | LED | Downlight Solid State Retrofit | 1408 | 16.3 | 86.2 |  | 2700K | 82 | 60000 | Continuously Dimmable,0-10V Dimming |  | 2016-09-23
TerraLux Inc. | Terralux | TLK-Dr6B | TLK-Dr6B-B22627DO | ,TLK-Dr6B-B22630DO,; ,TLK-Dr6B-B22635DO,; ,TLK-Dr6B-B22640DO, | Indoor | LED | Downlight Solid State Retrofit | 2077 | 27.8 | 74.6 |  | 2700K | 82 | 60000 | Continuously Dimmable,0-10V Dimming |  | 2016-09-23
TerraLux Inc. | Terralux | DR88 | TLK-Dr88A-A | ,TLK-Dr88A-A22627DO,; ,TLK-Dr88A-A22630DO,; ,TLK-Dr88A-A22635DO,; ,TLK-Dr88A-A22640DO,; ,TLK-Dr88A-A23227DO,; ,TLK-Dr88A-A23230DO,; ,TLK-Dr88A-A23235DO,; ,TLK-Dr88A-A23240DO,; ,TLK-Dr88A-A24227DO,; ,TLK-Dr88A-A24230DO,; ,TLK-Dr88A-A24235DO,; ,TLK-Dr88A-A24240DO, | Indoor | LED | Downlight Solid State Retrofit | 2752 | 35.7 | 77.2 |  | 2700K | 84 | 60000 | Non-Dimmable |  | 2016-03-18
TerraLux Inc. | Terralux | DR88A-B | TLK-DR88A-B22627DO |  | Indoor/Outdoor | LED | Downlight Solid State Retrofit | 2918 | 40 | 78.4 |  | 2700K | 84 | 60000 | 0-10V Dimming |  | 2016-02-26
TerraLux Inc. | Terralux | DR88A-B | TLK-DR88A-B22630DO |  | Indoor/Outdoor | LED | Downlight Solid State Retrofit | 2918 | 40 | 78.4 |  | 3000K | 84 | 60000 | 0-10V Dimming |  | 2016-02-26
TerraLux Inc. | Terralux | DR88A-B | TLK-DR88A-B22635DO |  | Indoor/Outdoor | LED | Downlight Solid State Retrofit | 2918 | 40 | 78.4 |  | 3500K | 84 | 60000 | 0-10V Dimming |  | 2016-02-26
TerraLux Inc. | Terralux | DR88A-B | TLK-DR88A-B22640DO |  | Indoor/Outdoor | LED | Downlight Solid State Retrofit | 2918 | 40 | 78.4 |  | 4000/4100K | 84 | 60000 | 0-10V Dimming |  | 2016-02-26
TerraLux Inc. | Terralux | DR88A-B | TLK-DR88A-B23227DO |  | Indoor/Outdoor | LED | Downlight Solid State Retrofit | 2918 | 40 | 78.4 |  | 2700K | 84 | 60000 | 0-10V Dimming |  | 2016-02-26
TerraLux Inc. | Terralux | DR88A-B | TLK-DR88A-B23230DO |  | Indoor/Outdoor | LED | Downlight Solid State Retrofit | 2918 | 40 | 78.4 |  | 3000K | 84 | 60000 | 0-10V Dimming |  | 2016-02-26
TerraLux Inc. | Terralux | DR88A-B | TLK-DR88A-B23235DO |  | Indoor/Outdoor | LED | Downlight Solid State Retrofit | 2918 | 40 | 78.4 |  | 3500K | 84 | 60000 | 0-10V Dimming |  | 2016-02-26
TerraLux Inc. | Terralux | DR88A-B | TLK-DR88A-B23240DO |  | Indoor/Outdoor | LED | Downlight Solid State Retrofit | 2918 | 40 | 78.4 |  | 4000/4100K | 84 | 60000 | 0-10V Dimming |  | 2016-02-26
TerraLux Inc. | Terralux | DR88A-B | TLK-DR88A-B24227DO |  | Indoor/Outdoor | LED | Downlight Solid State Retrofit | 2918 | 40 | 78.4 |  | 2700K | 84 | 60000 | 0-10V Dimming |  | 2016-02-26
TerraLux Inc. | Terralux | DR88A-B | TLK-DR88A-B24230DO |  | Indoor/Outdoor | LED | Downlight Solid State Retrofit | 2918 | 40 | 78.4 |  | 3000K | 84 | 60000 | 0-10V Dimming |  | 2016-02-26
TerraLux Inc. | Terralux | DR88A-B | TLK-DR88A-B24235DO |  | Indoor/Outdoor | LED | Downlight Solid State Retrofit | 2918 | 40 | 78.4 |  | 3500K | 84 | 60000 | 0-10V Dimming |  | 2016-02-26
TerraLux Inc. | Terralux | DR88A-B | TLK-DR88A-B24240DO |  | Indoor/Outdoor | LED | Downlight Solid State Retrofit | 2918 | 40 | 78.4 |  | 4000/4100K | 84 | 60000 | 0-10V Dimming |  | 2016-02-26
TerraLux Inc. | Terralux | DR88A-C | TLK-DR88A-C22627DO |  | Indoor/Outdoor | LED | Downlight Solid State Retrofit | 2918 | 40 | 78.4 |  | 2700K | 84 | 60000 | Continuously Dimmable |  | 2016-02-26
TerraLux Inc. | Terralux | DR88A-C | TLK-DR88A-C22630DO |  | Indoor/Outdoor | LED | Downlight Solid State Retrofit | 2918 | 40 | 78.4 |  | 3000K | 84 | 60000 | Continuously Dimmable |  | 2016-02-26
TerraLux Inc. | Terralux | DR88A-C | TLK-DR88A-C22635DO |  | Indoor/Outdoor | LED | Downlight Solid State Retrofit | 2918 | 40 | 78.4 |  | 3500K | 84 | 60000 | Continuously Dimmable |  | 2016-02-26
TerraLux Inc. | Terralux | DR88A-C | TLK-DR88A-C22640DO |  | Indoor/Outdoor | LED | Downlight Solid State Retrofit | 2918 | 40 | 78.4 |  | 4000/4100K | 84 | 60000 | Continuously Dimmable |  | 2016-02-26
TerraLux Inc. | Terralux | DR88A-C | TLK-DR88A-C23227DO |  | Indoor/Outdoor | LED | Downlight Solid State Retrofit | 2918 | 40 | 78.4 |  | 2700K | 84 | 60000 | Continuously Dimmable |  | 2016-02-26
TerraLux Inc. | Terralux | DR88A-C | TLK-DR88A-C23230DO |  | Indoor/Outdoor | LED | Downlight Solid State Retrofit | 2918 | 40 | 78.4 |  | 3000K | 84 | 60000 | Continuously Dimmable |  | 2016-02-26
TerraLux Inc. | Terralux | DR88A-C | TLK-DR88A-C23235DO |  | Indoor/Outdoor | LED | Downlight Solid State Retrofit | 2918 | 40 | 78.4 |  | 3500K | 84 | 60000 | Continuously Dimmable |  | 2016-02-26
TerraLux Inc. | Terralux | DR88A-C | TLK-DR88A-C23240DO |  | Indoor/Outdoor | LED | Downlight Solid State Retrofit | 2918 | 40 | 78.4 |  | 4000/4100K | 84 | 60000 | Continuously Dimmable |  | 2016-02-26
TerraLux Inc. | Terralux | DR88A-C | TLK-DR88A-C24227DO |  | Indoor/Outdoor | LED | Downlight Solid State Retrofit | 2918 | 40 | 78.4 |  | 2700K | 84 | 60000 | Continuously Dimmable |  | 2016-02-26
TerraLux Inc. | Terralux | DR88A-C | TLK-DR88A-C24230DO |  | Indoor/Outdoor | LED | Downlight Solid State Retrofit | 2918 | 40 | 78.4 |  | 3000K | 84 | 60000 | Continuously Dimmable |  | 2016-02-26
TerraLux Inc. | Terralux | DR88A-C | TLK-DR88A-C24235DO |  | Indoor/Outdoor | LED | Downlight Solid State Retrofit | 2918 | 40 | 78.4 |  | 3500K | 84 | 60000 | Continuously Dimmable |  | 2016-02-26
TerraLux Inc. | Terralux | DR88A-C | TLK-DR88A-C24240DO |  | Indoor/Outdoor | LED | Downlight Solid State Retrofit | 2918 | 40 | 78.4 |  | 4000/4100K | 84 | 60000 | Continuously Dimmable |  | 2016-02-26
TerraLux Inc. | Terralux | DR8 | TLK-Dr8A-A | DR8,TLK-Dr8A-A22627DO,; DR8,TLK-Dr8A-A22630DO,; DR8,TLK-Dr8A-A22635DO,; DR8,TLK-Dr8A-A22640DO,; DR8,TLK-Dr8A-A23227DO,; DR8,TLK-Dr8A-A23230DO,; DR8,TLK-Dr8A-A23235DO,; DR8,TLK-Dr8A-A23240DO,; DR8,TLK-Dr8A-A24227DO,; DR8,TLK-Dr8A-A24230DO,; DR8,TLK-Dr8A-A24235DO,; DR8,TLK-Dr8A-A24240DO, | Indoor | LED | Downlight Solid State Retrofit | 2672 | 34.7 | 77 |  | 2700K | 84 | 60000 | Non-Dimmable |  | 2016-03-18
TerraLux Inc. | Terralux | DR8 | TLK-Dr8A-A11827DO | DR8,TLK-Dr8A-A11830DO,; DR8,TLK-Dr8A-A11835DO,; DR8,TLK-Dr8A-A11840DO, | Indoor | LED | Downlight Solid State Retrofit | 1124 | 11.76 | 95.6 |  | 2700K | 84 | 60000 | Non-Dimmable |  | 2016-06-09
TerraLux Inc. | Terralux | DR8A-B | TLK-DR8A-B22627DO |  | Indoor/Outdoor | LED | Downlight Solid State Retrofit | 2777 | 40 | 81.4 |  | 2700K | 84 | 60000 | 0-10V Dimming |  | 2016-02-26
TerraLux Inc. | Terralux | DR8A-B | TLK-DR8A-B22630DO |  | Indoor/Outdoor | LED | Downlight Solid State Retrofit | 2777 | 40 | 81.4 |  | 3000K | 84 | 60000 | 0-10V Dimming |  | 2016-02-26
TerraLux Inc. | Terralux | DR8A-B | TLK-DR8A-B22635DO |  | Indoor/Outdoor | LED | Downlight Solid State Retrofit | 2777 | 40 | 81.4 |  | 3500K | 84 | 60000 | 0-10V Dimming |  | 2016-02-26
TerraLux Inc. | Terralux | DR8A-B | TLK-DR8A-B22640DO |  | Indoor/Outdoor | LED | Downlight Solid State Retrofit | 2777 | 40 | 81.4 |  | 4000/4100K | 84 | 60000 | 0-10V Dimming |  | 2016-02-26
TerraLux Inc. | Terralux | DR8A-B | TLK-DR8A-B23227DO |  | Indoor/Outdoor | LED | Downlight Solid State Retrofit | 2777 | 40 | 81.4 |  | 2700K | 84 | 60000 | 0-10V Dimming |  | 2016-02-26
TerraLux Inc. | Terralux | DR8A-B | TLK-DR8A-B23230DO |  | Indoor/Outdoor | LED | Downlight Solid State Retrofit | 2777 | 40 | 81.4 |  | 3000K | 84 | 60000 | 0-10V Dimming |  | 2016-02-26
TerraLux Inc. | Terralux | DR8A-B | TLK-DR8A-B23235DO |  | Indoor/Outdoor | LED | Downlight Solid State Retrofit | 2777 | 40 | 81.4 |  | 3500K | 84 | 60000 | 0-10V Dimming |  | 2016-02-26
TerraLux Inc. | Terralux | DR8A-B | TLK-DR8A-B23240DO |  | Indoor/Outdoor | LED | Downlight Solid State Retrofit | 2777 | 40 | 81.4 |  | 4000/4100K | 84 | 60000 | 0-10V Dimming |  | 2016-02-26
TerraLux Inc. | Terralux | DR8A-B | TLK-DR8A-B24227DO |  | Indoor/Outdoor | LED | Downlight Solid State Retrofit | 2777 | 40 | 81.4 |  | 2700K | 84 | 60000 | 0-10V Dimming |  | 2016-02-26
TerraLux Inc. | Terralux | DR8A-B | TLK-DR8A-B24230DO |  | Indoor/Outdoor | LED | Downlight Solid State Retrofit | 2777 | 40 | 81.4 |  | 3000K | 84 | 60000 | 0-10V Dimming |  | 2016-02-26
TerraLux Inc. | Terralux | DR8A-B | TLK-DR8A-B24235DO |  | Indoor/Outdoor | LED | Downlight Solid State Retrofit | 2777 | 40 | 81.4 |  | 3500K | 84 | 60000 | 0-10V Dimming |  | 2016-02-26
TerraLux Inc. | Terralux | DR8A-B | TLK-DR8A-B24240DO |  | Indoor/Outdoor | LED | Downlight Solid State Retrofit | 2777 | 40 | 81.4 |  | 4000/4100K | 84 | 60000 | 0-10V Dimming |  | 2016-02-26
TerraLux Inc. | Terralux | DR8A-C | TLK-DR8A-C22627DO |  | Indoor/Outdoor | LED | Downlight Solid State Retrofit | 2777 | 40 | 81.4 |  | 2700K | 84 | 60000 | Continuously Dimmable |  | 2016-02-26
TerraLux Inc. | Terralux | DR8A-C | TLK-DR8A-C22630DO |  | Indoor/Outdoor | LED | Downlight Solid State Retrofit | 2777 | 40 | 81.4 |  | 3000K | 84 | 60000 | Continuously Dimmable |  | 2016-02-26
TerraLux Inc. | Terralux | DR8A-C | TLK-DR8A-C22635DO |  | Indoor/Outdoor | LED | Downlight Solid State Retrofit | 2777 | 40 | 81.4 |  | 3500K | 84 | 60000 | Continuously Dimmable |  | 2016-02-26
TerraLux Inc. | Terralux | DR8A-C | TLK-DR8A-C22640DO |  | Indoor/Outdoor | LED | Downlight Solid State Retrofit | 2777 | 40 | 81.4 |  | 4000/4100K | 84 | 60000 | Continuously Dimmable |  | 2016-02-26
TerraLux Inc. | Terralux | DR8A-C | TLK-DR8A-C23227DO |  | Indoor/Outdoor | LED | Downlight Solid State Retrofit | 2777 | 40 | 81.4 |  | 2700K | 84 | 60000 | Continuously Dimmable |  | 2016-02-26
TerraLux Inc. | Terralux | DR8A-C | TLK-DR8A-C23230DO |  | Indoor/Outdoor | LED | Downlight Solid State Retrofit | 2777 | 40 | 81.4 |  | 3000K | 84 | 60000 | Continuously Dimmable |  | 2016-02-26
TerraLux Inc. | Terralux | DR8A-C | TLK-DR8A-C23235DO |  | Indoor/Outdoor | LED | Downlight Solid State Retrofit | 2777 | 40 | 81.4 |  | 3500K | 84 | 60000 | Continuously Dimmable |  | 2016-02-26
TerraLux Inc. | Terralux | DR8A-C | TLK-DR8A-C23240DO |  | Indoor/Outdoor | LED | Downlight Solid State Retrofit | 2777 | 40 | 81.4 |  | 4000/4100K | 84 | 60000 | Continuously Dimmable |  | 2016-02-26
TerraLux Inc. | Terralux | DR8A-C | TLK-DR8A-C24227DO |  | Indoor/Outdoor | LED | Downlight Solid State Retrofit | 2777 | 40 | 81.4 |  | 2700K | 84 | 60000 | Continuously Dimmable |  | 2016-02-26
TerraLux Inc. | Terralux | DR8A-C | TLK-DR8A-C24230DO |  | Indoor/Outdoor | LED | Downlight Solid State Retrofit | 2777 | 40 | 81.4 |  | 3000K | 84 | 60000 | Continuously Dimmable |  | 2016-02-26
TerraLux Inc. | Terralux | DR8A-C | TLK-DR8A-C24235DO |  | Indoor/Outdoor | LED | Downlight Solid State Retrofit | 2777 | 40 | 81.4 |  | 3500K | 84 | 60000 | Continuously Dimmable |  | 2016-02-26
TerraLux Inc. | Terralux | DR8A-C | TLK-DR8A-C24240DO |  | Indoor/Outdoor | LED | Downlight Solid State Retrofit | 2777 | 40 | 81.4 |  | 4000/4100K | 84 | 60000 | Continuously Dimmable |  | 2016-02-26
TerraLux Inc. | Terralux | DRV | TLK-DrVA-A | DRV,TLK-DrVA-A11827DO,; DRV,TLK-DrVA-A11830DO,; DRV,TLK-DrVA-A11835DO,; DRV,TLK-DrVA-A11840DO,; DRV,TLK-DrVA-A12627DO,; DRV,TLK-DrVA-A12630DO,; DRV,TLK-DrVA-A12635DO,; DRV,TLK-DrVA-A12640DO,; DRV,TLK-DrVA-A13227DO,; DRV,TLK-DrVA-A13230DO,; DRV,TLK-DrVA-A13235DO,; DRV,TLK-DrVA-A13240DO,; DRV,TLK-DrVA-A14227DO,; DRV,TLK-DrVA-A14230DO,; DRV,TLK-DrVA-A14235DO,; DRV,TLK-DrVA-A14240DO, | Indoor | LED | Downlight Solid State Retrofit | 1075 | 17.3 | 62.4 |  | 2700K | 81 | 39000 | Non-Dimmable |  | 2016-03-18
TerraLux Inc. | Terralux | DRVA-B | TLK-DRVA-B11827DO |  | Indoor/Outdoor | LED | Downlight Solid State Retrofit | 1290 | 22 | 61 |  | 2700K | 81 | 36000 | 0-10V Dimming |  | 2016-02-26
TerraLux Inc. | Terralux | DRVA-B | TLK-DRVA-B11830DO |  | Indoor/Outdoor | LED | Downlight Solid State Retrofit | 1290 | 22 | 61 |  | 3000K | 81 | 36000 | 0-10V Dimming |  | 2016-02-26
TerraLux Inc. | Terralux | DRVA-B | TLK-DRVA-B11835DO |  | Indoor/Outdoor | LED | Downlight Solid State Retrofit | 1290 | 22 | 61 |  | 3500K | 81 | 36000 | 0-10V Dimming |  | 2016-02-26
TerraLux Inc. | Terralux | DRVA-B | TLK-DRVA-B11840DO |  | Indoor/Outdoor | LED | Downlight Solid State Retrofit | 1290 | 22 | 61 |  | 4000/4100K | 81 | 36000 | 0-10V Dimming |  | 2016-02-26
TerraLux Inc. | Terralux | DRVA-B | TLK-DRVA-B12627DO |  | Indoor/Outdoor | LED | Downlight Solid State Retrofit | 1290 | 22 | 61 |  | 2700K | 81 | 36000 | 0-10V Dimming |  | 2016-02-26
TerraLux Inc. | Terralux | DRVA-B | TLK-DRVA-B12630DO |  | Indoor/Outdoor | LED | Downlight Solid State Retrofit | 1290 | 22 | 61 |  | 3000K | 81 | 36000 | 0-10V Dimming |  | 2016-02-26
TerraLux Inc. | Terralux | DRVA-B | TLK-DRVA-B12635DO |  | Indoor/Outdoor | LED | Downlight Solid State Retrofit | 1290 | 22 | 61 |  | 3500K | 81 | 36000 | 0-10V Dimming |  | 2016-02-26
TerraLux Inc. | Terralux | DRVA-B | TLK-DRVA-B12640DO |  | Indoor/Outdoor | LED | Downlight Solid State Retrofit | 1290 | 22 | 61 |  | 4000/4100K | 81 | 36000 | 0-10V Dimming |  | 2016-02-26
TerraLux Inc. | Terralux | DRVA-B | TLK-DRVA-B13227DO |  | Indoor/Outdoor | LED | Downlight Solid State Retrofit | 1290 | 22 | 61 |  | 2700K | 81 | 36000 | 0-10V Dimming |  | 2016-02-26
TerraLux Inc. | Terralux | DRVA-B | TLK-DRVA-B13230DO |  | Indoor/Outdoor | LED | Downlight Solid State Retrofit | 1290 | 22 | 61 |  | 3000K | 81 | 36000 | 0-10V Dimming |  | 2016-02-26
TerraLux Inc. | Terralux | DRVA-B | TLK-DRVA-B13235DO |  | Indoor/Outdoor | LED | Downlight Solid State Retrofit | 1290 | 22 | 61 |  | 3500K | 81 | 36000 | 0-10V Dimming |  | 2016-02-26
TerraLux Inc. | Terralux | DRVA-B | TLK-DRVA-B13240DO |  | Indoor/Outdoor | LED | Downlight Solid State Retrofit | 1290 | 22 | 61 |  | 4000/4100K | 81 | 36000 | 0-10V Dimming |  | 2016-02-26
TerraLux Inc. | Terralux | DRVA-B | TLK-DRVA-B14227DO |  | Indoor/Outdoor | LED | Downlight Solid State Retrofit | 1290 | 22 | 61 |  | 2700K | 81 | 36000 | 0-10V Dimming |  | 2016-02-26
TerraLux Inc. | Terralux | DRVA-B | TLK-DRVA-B14230DO |  | Indoor/Outdoor | LED | Downlight Solid State Retrofit | 1290 | 22 | 61 |  | 3000K | 81 | 36000 | 0-10V Dimming |  | 2016-02-26
TerraLux Inc. | Terralux | DRVA-B | TLK-DRVA-B14235DO |  | Indoor/Outdoor | LED | Downlight Solid State Retrofit | 1290 | 22 | 61 |  | 3500K | 81 | 36000 | 0-10V Dimming |  | 2016-02-26
TerraLux Inc. | Terralux | DRVA-B | TLK-DRVA-B14240DO |  | Indoor/Outdoor | LED | Downlight Solid State Retrofit | 1290 | 22 | 61 |  | 4000/4100K | 81 | 36000 | 0-10V Dimming |  | 2016-02-26
TerraLux Inc. | Terralux | DRVA-C | TLK-DRVA-C11827DO |  | Indoor/Outdoor | LED | Downlight Solid State Retrofit | 1290 | 22 | 61 |  | 2700K | 81 | 36000 | Continuously Dimmable |  | 2016-02-26
TerraLux Inc. | Terralux | DRVA-C | TLK-DRVA-C11830DO |  | Indoor/Outdoor | LED | Downlight Solid State Retrofit | 1290 | 22 | 61 |  | 3000K | 81 | 36000 | Continuously Dimmable |  | 2016-02-26
TerraLux Inc. | Terralux | DRVA-C | TLK-DRVA-C11835DO |  | Indoor/Outdoor | LED | Downlight Solid State Retrofit | 1290 | 22 | 61 |  | 3500K | 81 | 36000 | Continuously Dimmable |  | 2016-02-26
TerraLux Inc. | Terralux | DRVA-C | TLK-DRVA-C11840DO |  | Indoor/Outdoor | LED | Downlight Solid State Retrofit | 1290 | 22 | 61 |  | 4000/4100K | 81 | 36000 | Continuously Dimmable |  | 2016-02-26
TerraLux Inc. | Terralux | DRVA-C | TLK-DRVA-C12627DO |  | Indoor/Outdoor | LED | Downlight Solid State Retrofit | 1290 | 22 | 61 |  | 2700K | 81 | 36000 | Continuously Dimmable |  | 2016-02-26
TerraLux Inc. | Terralux | DRVA-C | TLK-DRVA-C12630DO |  | Indoor/Outdoor | LED | Downlight Solid State Retrofit | 1290 | 22 | 61 |  | 3000K | 81 | 36000 | Continuously Dimmable |  | 2016-02-26
TerraLux Inc. | Terralux | DRVA-C | TLK-DRVA-C12635DO |  | Indoor/Outdoor | LED | Downlight Solid State Retrofit | 1290 | 22 | 61 |  | 3500K | 81 | 36000 | Continuously Dimmable |  | 2016-02-26
TerraLux Inc. | Terralux | DRVA-C | TLK-DRVA-C12640DO |  | Indoor/Outdoor | LED | Downlight Solid State Retrofit | 1290 | 22 | 61 |  | 4000/4100K | 81 | 36000 | Continuously Dimmable |  | 2016-02-26
TerraLux Inc. | Terralux | DRVA-C | TLK-DRVA-C13227DO |  | Indoor/Outdoor | LED | Downlight Solid State Retrofit | 1290 | 22 | 61 |  | 2700K | 81 | 36000 | Continuously Dimmable |  | 2016-02-26
TerraLux Inc. | Terralux | DRVA-C | TLK-DRVA-C13230DO |  | Indoor/Outdoor | LED | Downlight Solid State Retrofit | 1290 | 22 | 61 |  | 3000K | 81 | 36000 | Continuously Dimmable |  | 2016-02-26
TerraLux Inc. | Terralux | DRVA-C | TLK-DRVA-C13235DO |  | Indoor/Outdoor | LED | Downlight Solid State Retrofit | 1290 | 22 | 61 |  | 3500K | 81 | 36000 | Continuously Dimmable |  | 2016-02-26
TerraLux Inc. | Terralux | DRVA-C | TLK-DRVA-C13240DO |  | Indoor/Outdoor | LED | Downlight Solid State Retrofit | 1290 | 22 | 61 |  | 4000/4100K | 81 | 36000 | Continuously Dimmable |  | 2016-02-26
TerraLux Inc. | Terralux | DRVA-C | TLK-DRVA-C14227DO |  | Indoor/Outdoor | LED | Downlight Solid State Retrofit | 1290 | 22 | 61 |  | 2700K | 81 | 36000 | Continuously Dimmable |  | 2016-02-26
TerraLux Inc. | Terralux | DRVA-C | TLK-DRVA-C14230DO |  | Indoor/Outdoor | LED | Downlight Solid State Retrofit | 1290 | 22 | 61 |  | 3000K | 81 | 36000 | Continuously Dimmable |  | 2016-02-26
TerraLux Inc. | Terralux | DRVA-C | TLK-DRVA-C14235DO |  | Indoor/Outdoor | LED | Downlight Solid State Retrofit | 1290 | 22 | 61 |  | 3500K | 81 | 36000 | Continuously Dimmable |  | 2016-02-26
TerraLux Inc. | Terralux | DRVA-C | TLK-DRVA-C14240DO |  | Indoor/Outdoor | LED | Downlight Solid State Retrofit | 1290 | 22 | 61 |  | 4000/4100K | 81 | 36000 | Continuously Dimmable |  | 2016-02-26
TerraLux Inc. | Terralux | DRV | TLK-DrVA-L35 | ,TLK-DrVA-L35B27DO,; ,TLK-DrVA-L35B30DO,; ,TLK-DrVA-L35B35DO,; ,TLK-DrVA-L35B40DO, | Indoor | LED | Downlight Solid State Retrofit | 1047 | 15.7 | 66.7 |  | 2700K | 81 | 39000 | Non-Dimmable |  | 2016-07-12
TerraLux Inc. | Terralux | DrVHA | TLK-DRVHA-B2030DO | ,TLK-DRVHA-B2035DO,; ,TLK-DRVHA-B2040DO, | Indoor | LED | Downlight Solid State Retrofit | 1994 | 18.16 | 109.8 |  | 3000K | 83 | 39300 | Non-Dimmable |  | 2016-08-11
TerraLux Inc. | Terralux | DrVHA | TLK-DRVHA-B2530DO | ,TLK-DRVHA-B2535DO,; ,TLK-DRVHA-B2540DO, | Indoor | LED | Downlight Solid State Retrofit | 2777 | 27.21 | 102.1 |  | 3000K | 82 | 39300 | Non-Dimmable |  | 2016-08-11
TerraLux Inc. | Terralux | DrVHA | TLK-DRVHA-B3030DO | ,TLK-DRVHA-B3035DO,; ,TLK-DRVHA-B3040DO, | Indoor | LED | Downlight Solid State Retrofit | 3176 | 32.75 | 97 |  | 3000K | 82 | 39300 | Non-Dimmable |  | 2016-08-11
TerraLux Inc. | Terralux | DrVLA | TLK-DrVLA-A11327DO | ,TLK-DrVLA-A11330DO,; ,TLK-DrVLA-A11335DO,; ,TLK-DrVLA-A11340DO, | Indoor | LED | Downlight Solid State Retrofit | 614 | 7.3 | 84.2 |  | 2700K | 82 | 60000 | Non-Dimmable |  | 2016-09-28
TerraLux Inc. | Terralux | DrVLA | TLK-DrVLA-A11827DO | ,TLK-DrVLA-A11830DO,; ,TLK-DrVLA-A11835DO,; ,TLK-DrVLA-A11840DO, | Indoor | LED | Downlight Solid State Retrofit | 756 | 9.5 | 79.6 |  | 2700K | 82 | 60000 | Non-Dimmable |  | 2016-09-28
TGL Inc. | TGL Premium | LED Downlight | TGL-RDTP5/6-11W3K |  | Indoor/Outdoor | LED | Downlight Solid State Retrofit | 800 | 11.1 | 78.4 |  | 3000K | 82 | 50000 | Continuously Dimmable |  | 2016-02-26
TGL Inc. | TGL Premium | TGL - RDTP5/6 â€“ 18.5W3K | TGL - RDTP5/6 â€“ 18.5W3K |  | Indoor | LED | Downlight Solid State Retrofit | 1100 | 18.5 | 67.8 |  | 2700K | 92 | 60000 | Continuously Dimmable |  | 2016-08-16
The Home Depot | Commercial Electric | CER4741AY30 | CER4741AY30 |  | Indoor/Outdoor | LED | Downlight Solid State Retrofit | 703 | 11.7 | 60.5 |  | 3000K | 95 | 60000 | Continuously Dimmable | Y is for finish | 2016-05-02
The Home Depot | Commercial Electric | CER4742AY30 | CER4742AY30 |  | Indoor/Outdoor | LED | Downlight Solid State Retrofit | 708 | 11.6 | 61.4 |  | 3000K | 94 | 60000 | Continuously Dimmable | Y is for finish | 2016-05-02
The Home Depot | Commercial Electric | CER4LICR4730DY27 | CER4LICR4730DY27 | ,CER4LICR4730DY27M, | Indoor/Outdoor | LED | Downlight Recessed | 624 | 9.6 | 66 |  | 2700K | 93 | 51000 | Continuously Dimmable | Y is for finish, Suffix M is for an variation of multipacks | 2016-06-02
The Home Depot | Commercial Electric | CER4LICR4730MW4 | CER4LICR4730MW4 |  | Indoor/Outdoor | LED | Downlight Solid State Retrofit | 668 | 9 | 76.2 |  | 2700K | 90 | 54000 | Continuously Dimmable |  | 2016-06-14
The Home Depot | Commercial Electric | CER4LICR4730MY | CER4LICR4730MY |  | Indoor/Outdoor | LED | Downlight Solid State Retrofit | 668 | 9 | 76.2 |  | 2700K | 90 | 54000 | Continuously Dimmable | Y is for finish | 2016-06-14
The Home Depot | Commercial Electric | CER4LICR4741AY | CER4LICR4741AY |  | Indoor/Outdoor | LED | Downlight Recessed | 640 | 11.6 | 55.3 |  | 3000K | 95 | 60000 | Continuously Dimmable | Y is for finish | 2016-05-02
The Home Depot | Commercial Electric | CER4LICR4742AY | CER4LICR4742AY |  | Indoor/Outdoor | LED | Downlight Recessed | 708 | 11.6 | 60.5 |  | 3000K | 94 | 60000 | Continuously Dimmable | Y is for finish | 2016-05-02
The Home Depot | Commercial Electric | CER5741AY30 | CER5741AY30 |  | Indoor/Outdoor | LED | Downlight Solid State Retrofit | 823 | 12.3 | 67.2 |  | 3000K | 93 | 60000 | Continuously Dimmable | Y is for finish | 2016-05-02
The Home Depot | Commercial Electric | CER5742AY30 | CER5742AY30 |  | Indoor/Outdoor | LED | Downlight Solid State Retrofit | 850 | 13.9 | 61.6 |  | 3000K | 95 | 60000 | Continuously Dimmable | Y is for finish | 2016-05-02
The Home Depot | Commercial Electric | CER6041Y30 | CER6041Y30 |  | Indoor/Outdoor | LED | Downlight Solid State Retrofit | 1025 | 15.9 | 64.8 |  | 3000K | 90 | 50000 | Continuously Dimmable | Y is for finish | 2016-05-02
The Home Depot | Commercial Electric | CER608941Y30 | CER608941Y30 |  | Indoor/Outdoor | LED | Downlight Solid State Retrofit | 826 | 13.1 | 63.1 |  | 3000K | 93 | 50000 | Continuously Dimmable | Y is for finish | 2016-05-02
The Home Depot | Commercial Electric | CER6730DY27 | CER6730DY27 |  | Indoor/Outdoor | LED | Downlight Solid State Retrofit | 700 | 10.3 | 68.3 |  | 2700K | 93 | 54000 | Continuously Dimmable | Y is for finish | 2016-05-02
The Home Depot | Commercial Electric | CER6730DY40 | CER6730DY40 |  | Indoor/Outdoor | LED | Downlight Solid State Retrofit | 700 | 10.3 | 68.3 |  | 4000/4100K | 93 | 54000 | Continuously Dimmable | Y is for finish | 2016-05-02
The Home Depot | Commercial Electric | CER6730MY27 | CER6730MY27 | ,CER6730MY27M, | Indoor/Outdoor | LED | Downlight Solid State Retrofit | 690 | 11 | 70.4 |  | 2700K | 91 | 54000 | Continuously Dimmable | Y is for finish | 2016-02-26
The Home Depot | Commercial Electric | CER6730MY40 | CER6730MY40 |  | Indoor/Outdoor | LED | Downlight Solid State Retrofit | 710 | 11 | 77.3 |  | 4000/4100K | 94 | 54000 | Continuously Dimmable | Y is for finish | 2016-02-26
The Home Depot | Commercial Electric | CER6731AY27 | CER6731AY27 |  | Indoor/Outdoor | LED | Downlight Solid State Retrofit | 690 | 11 | 65.8 |  | 2700K | 92 | 54000 | Continuously Dimmable | Y is for finish | 2016-02-26
The Home Depot | Commercial Electric | CER6731AY40 | CER6731AY40 |  | Indoor/Outdoor | LED | Downlight Solid State Retrofit | 710 | 11 | 68.7 |  | 4000/4100K | 94 | 54000 | Continuously Dimmable | Y is for finish | 2016-02-26
The Home Depot | Commercial Electric | CER6731FY27 | CER6731FY27 |  | Indoor/Outdoor | LED | Downlight Solid State Retrofit | 690 | 11 | 64.6 |  | 2700K | 91 | 54000 | Continuously Dimmable | Y is for finish | 2016-02-26
The Home Depot | Commercial Electric | CER6731FY40 | CER6731FY40 |  | Indoor/Outdoor | LED | Downlight Solid State Retrofit | 710 | 11 | 68.7 |  | 4000/4100K | 93 | 54000 | Continuously Dimmable | Y is for finish | 2016-02-26
The Home Depot | Commercial Electric | CER6741AY30 | CER6741AY30 |  | Indoor/Outdoor | LED | Downlight Solid State Retrofit | 778 | 12.8 | 60.9 |  | 3000K | 95 | 60000 | Continuously Dimmable | Y is for finish | 2016-05-02
The Home Depot | Commercial Electric | CER6742AY30 | CER6742AY30 |  | Indoor/Outdoor | LED | Downlight Solid State Retrofit | 861 | 14 | 61.5 |  | 3000K | 95 | 60000 | Continuously Dimmable | Y is for finish | 2016-05-02
The Home Depot | EcoSmart | DL-N14A10FR1-50 | 1001653524 |  | Indoor | LED | Downlight Solid State Retrofit | 650 | 10 | 70.7 |  | 5000K | 94 | 36000 | Continuously Dimmable |  | 2015-12-09
The Home Depot | EcoSmart | DL-N24A10FR1-50 | 1001653524 |  | Indoor | LED | Downlight Solid State Retrofit | 650 | 10.5 | 69.5 |  | 5000K | 93 | 35000 | Continuously Dimmable |  | 2016-06-28
The Home Depot | EcoSmart | DL-N14A10FR2-50 | 1001653532 |  | Indoor | LED | Downlight Solid State Retrofit | 650 | 10 | 70.7 |  | 5000K | 94 | 36000 | Continuously Dimmable |  | 2015-12-09
The Home Depot | EcoSmart | DL-N24A10FR2-50 | 1001653532 |  | Indoor | LED | Downlight Solid State Retrofit | 650 | 10.5 | 69.5 |  | 5000K | 93 | 35000 | Continuously Dimmable |  | 2016-07-13
The Home Depot | EcoSmart | DL-N14A10FR2-27 | 1001653662 |  | Indoor | LED | Downlight Solid State Retrofit | 650 | 10 | 67.5 |  | 2700K | 91 | 36000 | Continuously Dimmable |  | 2015-12-09
The Home Depot | EcoSmart | DL-N24A10FR2-27 | 1001653662 |  | Indoor | LED | Downlight Solid State Retrofit | 650 | 10.5 | 69.5 |  | 2700K | 93 | 35000 | Continuously Dimmable |  | 2016-07-13
The Home Depot | EcoSmart | DL-N14A10FR1-27 | 1001653666 |  | Indoor | LED | Downlight Solid State Retrofit | 650 | 10 | 67.5 |  | 2700K | 91 | 36000 | Continuously Dimmable |  | 2015-12-09
The Home Depot | EcoSmart | DL-N24A10FR1-27 | 1001653666 |  | Indoor | LED | Downlight Solid State Retrofit | 650 | 10.5 | 69.5 |  | 2700K | 93 | 35000 | Continuously Dimmable |  | 2016-06-28
The Home Depot | EcoSmart | DL-N14A9FR1-50 | 1001654149 |  | Indoor | LED | Downlight Solid State Retrofit | 600 | 9 | 75.1 |  | 5000K | 94 | 36000 | Continuously Dimmable |  | 2015-12-09
The Home Depot | EcoSmart | DL-N24A9ER1-50 | 1001654149 |  | Indoor | LED | Downlight Solid State Retrofit | 600 | 9.5 | 67.7 |  | 5000K | 93 | 35000 | Continuously Dimmable |  | 2016-07-13
The Home Depot | EcoSmart | DL-N14A9FR1-27 | 1001654171 |  | Indoor | LED | Downlight Solid State Retrofit | 600 | 9 | 71.8 |  | 2700K | 91 | 36000 | Continuously Dimmable |  | 2015-12-09
The Home Depot | EcoSmart | DL-N24A9ER1-27 | 1001654171 |  | Indoor | LED | Downlight Solid State Retrofit | 600 | 9.5 | 67.7 |  | 2700K | 93 | 35000 | Continuously Dimmable |  | 2016-07-13
The Home Depot | EcoSmart | DL-N14A9FR2-50 | 1001654181 |  | Indoor | LED | Downlight Solid State Retrofit | 600 | 9 | 75.1 |  | 5000K | 94 | 36000 | Continuously Dimmable |  | 2015-12-09
The Home Depot | EcoSmart | DL-N24A9ER2-50 | 1001654181 |  | Indoor | LED | Downlight Solid State Retrofit | 600 | 9.5 | 67.7 |  | 5000K | 93 | 35000 | Continuously Dimmable |  | 2016-07-13
The Home Depot | EcoSmart | DL-N14A9FR2-27 | 1001654183 |  | Indoor | LED | Downlight Solid State Retrofit | 600 | 9 | 71.8 |  | 2700K | 91 | 36000 | Continuously Dimmable |  | 2015-12-09
The Home Depot | EcoSmart | DL-N24A9ER2-27 | 1001654183 |  | Indoor | LED | Downlight Solid State Retrofit | 600 | 9.5 | 67.7 |  | 2700K | 93 | 35000 | Continuously Dimmable |  | 2016-07-13
The Home Depot | Commercial Electric | DL-N18A10FR1-27 | 1001012653 |  | Indoor/Outdoor | LED | Downlight Solid State Retrofit | 650 | 10.5 | 64.9 |  | 2700K | 92 | 35000 | Continuously Dimmable |  | 2016-07-13
The Home Depot | Commercial Electric | DL-N18A9ER1-27 | 1001012654 |  | Indoor | LED | Downlight Solid State Retrofit | 600 | 9.5 | 77.1 |  | 2700K | 93 | 35000 | Continuously Dimmable |  | 2016-07-13
The Home Depot | Commercial Electric | DL-N18A10FR1-27 | 1001749797 |  | Indoor/Outdoor | LED | Downlight Solid State Retrofit | 650 | 10.5 | 64.9 |  | 2700K | 92 | 35000 | Continuously Dimmable |  | 2016-03-24
The Home Depot | Commercial Electric | DL-N18A9ER1-27 | 1002062071 |  | Indoor | LED | Downlight Solid State Retrofit | 600 | 9.5 | 77.1 |  | 2700K | 93 | 35000 | Continuously Dimmable |  | 2016-09-09
The Home Depot | Commercial Electric | DL-N19A9ER1-27 | 1002062076 |  | Indoor/Outdoor | LED | Downlight Surface Mount | 600 | 10 | 74.1 |  | 2700K | 92 | 50000 | Continuously Dimmable |  | 2016-09-07
The Home Depot | Commercial Electric | DL-N19A11FR1-27 | 1002062233 |  | Indoor/Outdoor | LED | Downlight Surface Mount | 700 | 11.5 | 72.3 |  | 2700K | 92 | 50000 | Continuously Dimmable |  | 2016-09-07
The Home Depot | Commercial Electric | LED Downlight retrofit kits | 531661XX-A(XX=00-99) |  | Indoor | LED | Downlight Solid State Retrofit | 670 | 11 | 66.6 |  | 2700K,4000/4100K,3000K,3500K,5000K | 90 | 50000 | Wireless Dimming,Color Tunable,Connected |  | 2016-01-25
The Home Depot | Commercial Electric | SSL Downlight Retrofit Kits | 531662XX(XX=00-99) |  | Indoor | LED | Downlight Solid State Retrofit | 670 | 11 | 68 |  | 2700K | 90 | 50000 | Continuously Dimmable,Connected |  | 2016-04-25
The Home Depot | Commercial Electric | SSL Downlight Retrofit Kits | 531662XX(XX=00-99) |  | Indoor | LED | Downlight Solid State Retrofit | 670 | 11 | 68 |  | 3000K | 90 | 50000 | Continuously Dimmable,Connected |  | 2016-04-25
The Home Depot | Commercial Electric | SSL Downlight Retrofit Kits | 531662XX(XX=00-99) |  | Indoor | LED | Downlight Solid State Retrofit | 670 | 11 | 68 |  | 3500K | 90 | 50000 | Continuously Dimmable,Connected |  | 2016-04-25
The Home Depot | Commercial Electric | SSL Downlight Retrofit Kits | 531662XX(XX=00-99) |  | Indoor | LED | Downlight Solid State Retrofit | 670 | 11 | 68 |  | 4000/4100K | 90 | 50000 | Continuously Dimmable,Connected |  | 2016-04-25
The Home Depot | Commercial Electric | SSL Downlight Retrofit Kits | 531662XX(XX=00-99) |  | Indoor | LED | Downlight Solid State Retrofit | 670 | 11 | 68 |  | 5000K | 90 | 50000 | Continuously Dimmable,Connected |  | 2016-04-25
The Home Depot | Commercial Electric | SSL Downlight Retrofit Kits | 531663XX(XX=00-99) |  | Indoor/Outdoor | LED | Downlight Solid State Retrofit | 625 | 10 | 70.4 |  | 2700K,4000/4100K,3000K,3500K,5000K | 90 | 36000 | Continuously Dimmable,Damp Location Rated,Wireless Dimming,Wet Location Rated,Connected |  | 2016-08-05
The Home Depot | Commercial Electric | SSL Downlight Retrofit Kits | 531671XX | ,,(Where â€œXXâ€œ denotes color temperature, 01-10 identifies 2700K, 11-30 identifies 3000K, 31-40 identifies 3500K, 41-50 identifies 4000K, 61-70 identifies 5000K) | Indoor | LED | Downlight Solid State Retrofit | 670 | 10.5 | 74 |  | 2700K | 90 | 50000 | Continuously Dimmable | (Where â€œXXâ€œ denotes color temperature, 01-10 identifies 2700K, 11-30 identifies 3000K, 31-40 identifies 3500K, 41-50 identifies 4000K, 61-70 identifies 5000K) | 2016-04-17
The Home Depot | Commercial Electric | SSL Downlight Retrofit Kits | 531671XX | ,,(Where â€œXXâ€œ denotes color temperature, 01-10 identifies 2700K, 11-30 identifies 3000K, 31-40 identifies 3500K, 41-50 identifies 4000K, 61-70 identifies 5000K) | Indoor | LED | Downlight Solid State Retrofit | 670 | 10.5 | 74 |  | 3000K | 90 | 50000 | Continuously Dimmable | (Where â€œXXâ€œ denotes color temperature, 01-10 identifies 2700K, 11-30 identifies 3000K, 31-40 identifies 3500K, 41-50 identifies 4000K, 61-70 identifies 5000K) | 2016-04-17
The Home Depot | Commercial Electric | SSL Downlight Retrofit Kits | 531671XX | ,,(Where â€œXXâ€œ denotes color temperature, 01-10 identifies 2700K, 11-30 identifies 3000K, 31-40 identifies 3500K, 41-50 identifies 4000K, 61-70 identifies 5000K) | Indoor | LED | Downlight Solid State Retrofit | 670 | 10.5 | 74 |  | 3500K | 90 | 50000 | Continuously Dimmable | (Where â€œXXâ€œ denotes color temperature, 01-10 identifies 2700K, 11-30 identifies 3000K, 31-40 identifies 3500K, 41-50 identifies 4000K, 61-70 identifies 5000K) | 2016-04-17
The Home Depot | Commercial Electric | SSL Downlight Retrofit Kits | 531671XX | ,,(Where â€œXXâ€œ denotes color temperature, 01-10 identifies 2700K, 11-30 identifies 3000K, 31-40 identifies 3500K, 41-50 identifies 4000K, 61-70 identifies 5000K) | Indoor | LED | Downlight Solid State Retrofit | 670 | 10.5 | 74 |  | 4000/4100K | 90 | 50000 | Continuously Dimmable | (Where â€œXXâ€œ denotes color temperature, 01-10 identifies 2700K, 11-30 identifies 3000K, 31-40 identifies 3500K, 41-50 identifies 4000K, 61-70 identifies 5000K) | 2016-04-17
The Home Depot | Commercial Electric | SSL Downlight Retrofit Kits | 531671XX | ,,(Where â€œXXâ€œ denotes color temperature, 01-10 identifies 2700K, 11-30 identifies 3000K, 31-40 identifies 3500K, 41-50 identifies 4000K, 61-70 identifies 5000K) | Indoor | LED | Downlight Solid State Retrofit | 670 | 10.5 | 74 |  | 5000K | 90 | 50000 | Continuously Dimmable | (Where â€œXXâ€œ denotes color temperature, 01-10 identifies 2700K, 11-30 identifies 3000K, 31-40 identifies 3500K, 41-50 identifies 4000K, 61-70 identifies 5000K) | 2016-04-17
The Home Depot | Commercial Electric | LED downlight | 531701XX(61-70) |  | Indoor | LED | Downlight Solid State Retrofit | 600 | 10 | 64.6 |  | 2700K | 90 | 50000 | Continuously Dimmable |  | 2015-10-29
The Home Depot | Commercial Electric | SSL Downlight Retrofit Kits | 531791XX | ,,(Where XX denotes CCT and could be 11-30 which refers 3000K, 31-40 which refers 3500K, 41-50 which refers 4000K, 61-70 which refers 5000K) | Indoor | LED | Downlight Solid State Retrofit | 1300 | 18 | 80.7 |  | 3000K | 90 | 50000 | Continuously Dimmable | (Where XX denotes CCT and could be 11-30 which refers 3000K, 31-40 which refers 3500K, 41-50 which refers 4000K, 61-70 which refers 5000K) | 2016-04-25
The Home Depot | Commercial Electric | SSL Downlight Retrofit Kits | 531791XX | ,,(Where XX denotes CCT and could be 11-30 which refers 3000K, 31-40 which refers 3500K, 41-50 which refers 4000K, 61-70 which refers 5000K) | Indoor | LED | Downlight Solid State Retrofit | 1300 | 18 | 80.7 |  | 3500K | 90 | 50000 | Continuously Dimmable | (Where XX denotes CCT and could be 11-30 which refers 3000K, 31-40 which refers 3500K, 41-50 which refers 4000K, 61-70 which refers 5000K) | 2016-04-25
The Home Depot | Commercial Electric | SSL Downlight Retrofit Kits | 531791XX | ,,(Where XX denotes CCT and could be 11-30 which refers 3000K, 31-40 which refers 3500K, 41-50 which refers 4000K, 61-70 which refers 5000K) | Indoor | LED | Downlight Solid State Retrofit | 1300 | 18 | 80.7 |  | 4000/4100K | 90 | 50000 | Continuously Dimmable | (Where XX denotes CCT and could be 11-30 which refers 3000K, 31-40 which refers 3500K, 41-50 which refers 4000K, 61-70 which refers 5000K) | 2016-04-25
The Home Depot | Commercial Electric | SSL Downlight Retrofit Kits | 531791XX | ,,(Where XX denotes CCT and could be 11-30 which refers 3000K, 31-40 which refers 3500K, 41-50 which refers 4000K, 61-70 which refers 5000K) | Indoor | LED | Downlight Solid State Retrofit | 1300 | 18 | 80.7 |  | 5000K | 90 | 50000 | Continuously Dimmable | (Where XX denotes CCT and could be 11-30 which refers 3000K, 31-40 which refers 3500K, 41-50 which refers 4000K, 61-70 which refers 5000K) | 2016-04-25
The Home Depot | Commercial Electric | LED Downlight retrofit kits | 531811XX | ,,(Where â€œXXâ€œ denotes color temperature, 01-10 identifies 2700K, 11-30 identifies 3000K, 31-40 identifies 3500K, 41-50 identifies 4000K, 61-70 identifies 5000K) | Indoor | LED | Downlight Solid State Retrofit | 625 | 10 | 74.8 |  | 2700K,4000/4100K,3000K,3500K,5000K | 90 | 50000 | Continuously Dimmable | (Where â€œXXâ€œ denotes color temperature, 01-10 identifies 2700K, 11-30 identifies 3000K, 31-40 identifies 3500K, 41-50 identifies 4000K, 61-70 identifies 5000K) | 2016-01-25
The Home Depot | Commercial Electric | SSL Downlight Retrofit Kits | 531821XX | ,,(Where XX denotes CCT and could be 01-10 which refers 2700K) | Indoor | LED | Downlight Solid State Retrofit | 670 | 11 | 64.9 |  | 2700K | 91 | 50000 | Continuously Dimmable | (Where XX denotes CCT and could be 01-10 which refers 2700K) | 2016-04-25
The Home Depot | Commercial Electric | SSL Downlight Retrofit Kits | 531831XX | ,,(Where XX denotes CCT and could be 01-10 which refers 2700K) | Indoor | LED | Downlight Solid State Retrofit | 625 | 10 | 66.2 |  | 2700K | 91 | 50000 | Continuously Dimmable | (Where XX denotes CCT and could be 01-10 which refers 2700K) | 2016-04-27
The Home Depot | Commercial Electric | SSL Downlight Retrofit Kits | 531841XX | ,,(Where XX denotes CCT and could be 01-10 which refers 2700K) | Indoor | LED | Downlight Solid State Retrofit | 670 | 11 | 65.1 |  | 2700K | 91 | 50000 | Continuously Dimmable | (Where XX denotes CCT and could be 01-10 which refers 2700K) | 2016-04-27
The Home Depot | Commercial Electric | SSL Downlight Retrofit Kits | 531851XX | ,,(Where XX denotes CCT and could be 01-10 which refers 2700K, 41-50 which refers 4000K) | Indoor | LED | Downlight Solid State Retrofit | 625 | 10 | 71.3 |  | 2700K,4000/4100K | 90 | 30000 | Continuously Dimmable | (Where XX denotes CCT and could be 01-10 which refers 2700K, 41-50 which refers 4000K) | 2016-04-25
The Home Depot | Commercial Electric | SSL Downlight Retrofit Kits | 531861XX | ,,(Where XX denotes CCT and could be 01-10 which refers 2700K, 41-50 which refers 4000K) | Indoor | LED | Downlight Solid State Retrofit | 670 | 11 | 71.4 |  | 2700K | 90 | 50000 | Continuously Dimmable | (Where XX denotes CCT and could be 01-10 which refers 2700K, 41-50 which refers 4000K) | 2016-04-25
The Home Depot | Commercial Electric | SSL Downlight Retrofit Kits | 531861XX | ,,(Where XX denotes CCT and could be 01-10 which refers 2700K, 41-50 which refers 4000K) | Indoor | LED | Downlight Solid State Retrofit | 670 | 11 | 71.4 |  | 4000/4100K | 90 | 50000 | Continuously Dimmable | (Where XX denotes CCT and could be 01-10 which refers 2700K, 41-50 which refers 4000K) | 2016-04-25
The Home Depot | Commercial Electric | SSL Downlight Retrofit Kits | 531871XX | ,,(Where XX denotes CCT and could be 01-10 which refers 2700K, 11-30 which refers 3000K, 31-40 which refers 3500K, 41-50 which refers 4000K, 61-70 which refers 5000K) | Indoor | LED | Downlight Solid State Retrofit | 1200 | 18 | 77.6 |  | 2700K | 93 | 50000 | Continuously Dimmable | (Where XX denotes CCT and could be 01-10 which refers 2700K, 11-30 which refers 3000K, 31-40 which refers 3500K, 41-50 which refers 4000K, 61-70 which refers 5000K) | 2016-04-25
The Home Depot | Commercial Electric | SSL Downlight Retrofit Kits | 531871XX | ,,(Where XX denotes CCT and could be 01-10 which refers 2700K, 11-30 which refers 3000K, 31-40 which refers 3500K, 41-50 which refers 4000K, 61-70 which refers 5000K) | Indoor | LED | Downlight Solid State Retrofit | 1200 | 18 | 77.6 |  | 3000K | 93 | 50000 | Continuously Dimmable | (Where XX denotes CCT and could be 01-10 which refers 2700K, 11-30 which refers 3000K, 31-40 which refers 3500K, 41-50 which refers 4000K, 61-70 which refers 5000K) | 2016-04-25
The Home Depot | Commercial Electric | SSL Downlight Retrofit Kits | 531871XX | ,,(Where XX denotes CCT and could be 01-10 which refers 2700K, 11-30 which refers 3000K, 31-40 which refers 3500K, 41-50 which refers 4000K, 61-70 which refers 5000K) | Indoor | LED | Downlight Solid State Retrofit | 1200 | 18 | 77.6 |  | 3500K | 93 | 50000 | Continuously Dimmable | (Where XX denotes CCT and could be 01-10 which refers 2700K, 11-30 which refers 3000K, 31-40 which refers 3500K, 41-50 which refers 4000K, 61-70 which refers 5000K) | 2016-04-25
The Home Depot | Commercial Electric | SSL Downlight Retrofit Kits | 531871XX | ,,(Where XX denotes CCT and could be 01-10 which refers 2700K, 11-30 which refers 3000K, 31-40 which refers 3500K, 41-50 which refers 4000K, 61-70 which refers 5000K) | Indoor | LED | Downlight Solid State Retrofit | 1200 | 18 | 77.6 |  | 4000/4100K | 93 | 50000 | Continuously Dimmable | (Where XX denotes CCT and could be 01-10 which refers 2700K, 11-30 which refers 3000K, 31-40 which refers 3500K, 41-50 which refers 4000K, 61-70 which refers 5000K) | 2016-04-25
The Home Depot | Commercial Electric | SSL Downlight Retrofit Kits | 531871XX | ,,(Where XX denotes CCT and could be 01-10 which refers 2700K, 11-30 which refers 3000K, 31-40 which refers 3500K, 41-50 which refers 4000K, 61-70 which refers 5000K) | Indoor | LED | Downlight Solid State Retrofit | 1200 | 18 | 77.6 |  | 5000K | 93 | 50000 | Continuously Dimmable | (Where XX denotes CCT and could be 01-10 which refers 2700K, 11-30 which refers 3000K, 31-40 which refers 3500K, 41-50 which refers 4000K, 61-70 which refers 5000K) | 2016-04-25
The Home Depot | Commercial Electric | CEDSK490Y27 | CEDSK490Y27 | ,CEDSK490Y30, 30 is 3000K,; ,CEDSK490Y35, 35 is 3500K,; ,CEDSK490Y40, 40 is 4000K,; ,CEDSK490Y50, 50 is 5000K, | Indoor | LED | Downlight Surface Mount | 689 | 11 | 62.8 |  | 2700K | 90 | 60000 | Continuously Dimmable | Y is for finish | 2016-08-08
The Home Depot | Commercial Electric | CEDSK690Y27 | CEDSK690Y27 | ,CEDSK690Y30, 30 is 3000K,; ,CEDSK690Y35, 35 is 3500K,; ,CEDSK690Y40, 40 is 4000K,; ,CEDSK690Y50, 50 is 5000K, | Indoor | LED | Downlight Surface Mount | 763 | 12.7 | 60.8 |  | 2700K | 90 | 60000 | Continuously Dimmable | Y is for finish | 2016-08-08
The Home Depot | Commercial Electric | CE JBox | CE-JB4-600L-27K-E26-2 |  | Indoor/Outdoor | LED | Downlight Surface Mount | 600 | 9 | 77.1 |  | 2700K | 92 | 35000 | Continuously Dimmable,Damp Location Rated,Wet Location Rated |  | 2016-06-15
The Home Depot | Commercial Electric | CE JBox | CE-JB6-650L-27K-E26-2 |  | Indoor/Outdoor | LED | Downlight Surface Mount | 650 | 11 | 72.3 |  | 2700K | 93 | 35000 | Continuously Dimmable,Damp Location Rated,Wet Location Rated |  | 2016-06-15
The Home Depot | Commercial Electric | CER373G10Y30 | CER373G10Y30 |  | Indoor/Outdoor | LED | Downlight Recessed | 513 | 8.6 | 60 |  | 3000K | 95 | 60000 | Continuously Dimmable | Y is for finish | 2016-05-02
The Home Depot | Commercial Electric | CER374G10Y30 | CER374G10Y30 |  | Indoor/Outdoor | LED | Downlight Solid State Retrofit | 462 | 7.7 | 60.5 |  | 3000K | 94 | 54000 | Continuously Dimmable |  | 2015-09-11
The Home Depot | Commercial Electric | CER3LICR373Y30 | CER3LICR373Y30 | ,CER3LICR373Y30M, | Indoor/Outdoor | LED | Downlight Recessed | 513 | 8.6 | 60 |  | 3000K | 95 | 60000 | Continuously Dimmable | Y is for finish, Suffix M is for an variation of multipacks | 2016-05-02
The Home Depot | Commercial Electric | CER4730DY27 | CER4730DY27 |  | Indoor/Outdoor | LED | Downlight Solid State Retrofit | 624 | 9.6 | 66 |  | 2700K | 93 | 51000 | Continuously Dimmable | Y is for finish | 2016-05-02
The Home Depot | Commercial Electric | CER4730DY27 | CER4730DY27 |  | Indoor/Outdoor | LED | Downlight Solid State Retrofit | 624 | 9.6 | 66 |  | 2700K | 93 | 51000 | Continuously Dimmable | Y is for finish | 2016-05-02
The Home Depot | Commercial Electric | CER4730DY35 | CER4730DY35 |  | Indoor/Outdoor | LED | Downlight Solid State Retrofit | 624 | 9.6 | 66 |  | 3500K | 93 | 51000 | Continuously Dimmable | Y is for finish | 2016-05-02
The Home Depot | Commercial Electric | CER4730DY35 | CER4730DY35 |  | Indoor/Outdoor | LED | Downlight Solid State Retrofit | 624 | 9.6 | 66 |  | 3500K | 93 | 51000 | Continuously Dimmable | Y is for finish | 2016-05-02
The Home Depot | Commercial Electric | CER4730DY40 | CER4730DY40 |  | Indoor/Outdoor | LED | Downlight Solid State Retrofit | 624 | 9.6 | 66 |  | 4000/4100K | 93 | 51000 | Continuously Dimmable | Y is for finish | 2016-05-02
The Home Depot | Commercial Electric | CER4730DY40 | CER4730DY40 |  | Indoor/Outdoor | LED | Downlight Solid State Retrofit | 624 | 9.6 | 66 |  | 4000/4100K | 93 | 51000 | Continuously Dimmable | Y is for finish | 2016-05-02
The Home Depot | Commercial Electric | CER4730MY27 | CER4730MY27 | ,CER4730MY27M, | Indoor/Outdoor | LED | Downlight Solid State Retrofit | 635 | 9 | 76.2 |  | 2700K | 91 | 54000 | Continuously Dimmable | Y is for finish | 2016-02-26
The Home Depot | Commercial Electric | CER4730MY40 | CER4730MY40 |  | Indoor/Outdoor | LED | Downlight Solid State Retrofit | 660 | 9 | 85.8 |  | 4000/4100K | 93 | 54000 | Continuously Dimmable | Y is for finish | 2016-02-26
Topaz Lighting | CXL TOPAZ | RTL/420WH/ECO/D-46 | RTL/420WH/ECO/D-46 |  | Indoor/Outdoor | LED | Downlight Solid State Retrofit | 600 | 10 | 68.6 |  | 2700K | 92 | 35000 | Continuously Dimmable |  | 2016-07-20
Topaz Lighting | CXL TOPAZ | RTL/430WH/ECO/D-46 | RTL/430WH/ECO/D-46 |  | Indoor/Outdoor | LED | Downlight Solid State Retrofit | 620 | 10 | 71.1 |  | 3000K | 92 | 35000 | Continuously Dimmable |  | 2016-07-20
Topaz Lighting | CXL TOPAZ | RTL/440WH/ECO/D-46 | RTL/440WH/ECO/D-46 |  | Indoor/Outdoor | LED | Downlight Solid State Retrofit | 645 | 10 | 77.3 |  | 4000/4100K | 92 | 35000 | Continuously Dimmable |  | 2016-07-20
Topaz Lighting | CXL TOPAZ | RTL/620WH/ECO/D-46 | RTL/620WH/ECO/D-46 |  | Indoor | LED | Downlight Solid State Retrofit | 720 | 12 | 67.9 |  | 2700K | 92 | 35000 | Continuously Dimmable |  | 2016-07-07
Topaz Lighting | CXL TOPAZ | RTL/630WH/ECO/D-46 | RTL/630WH/ECO/D-46 |  | Indoor/Outdoor | LED | Downlight Solid State Retrofit | 740 | 12 | 70.9 |  | 3000K | 92 | 35000 | Continuously Dimmable |  | 2016-06-14
Topaz Lighting | CXL TOPAZ | RTL/640WH/ECO/D-46 | RTL/640WH/ECO/D-46 |  | Indoor/Outdoor | LED | Downlight Solid State Retrofit | 770 | 12 | 75.3 |  | 4000/4100K | 92 | 35000 | Continuously Dimmable |  | 2016-06-14
Topaz Lighting | CXL TOPAZ | RTL/650WH/ECO/D-46 | RTL/650WH/ECO/D-46 |  | Indoor | LED | Downlight Solid State Retrofit | 800 | 12 | 70.8 |  | 5000K | 90 | 35000 | Continuously Dimmable |  | 2016-07-07
Topaz Lighting | Topaz | RTL/450WH/ECO/D-46 | RTL/450WH/ECO/D-46 |  | Indoor | LED | Downlight Solid State Retrofit | 670 | 10 | 78.2 |  | 5000K | 93 | 35000 | Continuously Dimmable |  | 2016-08-04
Topaz Lighting | Topaz Lighting | Downlight LED Retrofit | RTL/427WH/90/D |  | Indoor | LED | Downlight Solid State Retrofit | 620 | 8.3 | 76.2 |  | 2700K | 85 | 35000 | Continuously Dimmable |  | 2016-07-14
Topaz Lighting | Topaz Lighting | Downlight LED Retrofit | RTL/42SQ/WH/90/D |  | Indoor | LED | Downlight Solid State Retrofit | 695 | 11 | 67.2 |  | 2700K | 85 | 35000 | Continuously Dimmable |  | 2016-07-14
Topaz Lighting | Topaz Lighting | Downlight LED Retrofit | RTL/4#3$$/90/D | ,,Where # represents color temperatures, it can be 2.3 or 4,where 2=2700K, 3=3000K, 4=4000K. Where $$ represent letter A-Z, which are used for distinction of trim finishes. | Indoor | LED | Downlight Solid State Retrofit | 700 | 11 | 65.6 |  | 2700K | 87 | 35000 | Continuously Dimmable |  | 2016-07-15
Topaz Lighting | Topaz Lighting | Downlight LED Retrofit | RTL/4#3$$/90/D | ,,Where # represents color temperatures, it can be 2.3 or 4,where 2=2700K, 3=3000K, 4=4000K. Where $$ represent letter A-Z, which are used for distinction of trim finishes. | Indoor | LED | Downlight Solid State Retrofit | 700 | 11 | 65.6 |  | 3000K | 87 | 35000 | Continuously Dimmable |  | 2016-07-15
Topaz Lighting | Topaz Lighting | Downlight LED Retrofit | RTL/4#3$$/90/D | ,,Where # represents color temperatures, it can be 2.3 or 4,where 2=2700K, 3=3000K, 4=4000K. Where $$ represent letter A-Z, which are used for distinction of trim finishes. | Indoor | LED | Downlight Solid State Retrofit | 700 | 11 | 65.6 |  | 4000/4100K | 87 | 35000 | Continuously Dimmable |  | 2016-07-15
Topaz Lighting | Topaz Lighting | Downlight LED Retrofit | RTL/437WH/90/D |  | Indoor | LED | Downlight Solid State Retrofit | 620 | 8.3 | 76.2 |  | 3000K | 85 | 35000 | Continuously Dimmable |  | 2016-07-14
Topaz Lighting | Topaz Lighting | Downlight LED Retrofit | RTL/43SQ/WH/90/D |  | Indoor | LED | Downlight Solid State Retrofit | 695 | 11 | 67.2 |  | 3000K | 85 | 35000 | Continuously Dimmable |  | 2016-07-14
Topaz Lighting | Topaz Lighting | Downlight LED Retrofit | RTL/447WH/90/D |  | Indoor | LED | Downlight Solid State Retrofit | 620 | 8.3 | 76.2 |  | 4000/4100K | 85 | 35000 | Continuously Dimmable |  | 2016-07-14
Topaz Lighting | Topaz Lighting | Downlight LED Retrofit | RTL/44SQ/WH/90/D |  | Indoor | LED | Downlight Solid State Retrofit | 695 | 11 | 67.2 |  | 4000/4100K | 85 | 35000 | Continuously Dimmable |  | 2016-07-14
Topaz Lighting | Topaz Lighting | Downlight LED Retrofit | RTL/623$$/90/D | ,,Where $$ represent letter A-Z, which are used for distinction of trim finishes. | Indoor | LED | Downlight Solid State Retrofit | 1155 | 16 | 76.2 |  | 2700K | 87 | 35000 | Continuously Dimmable |  | 2016-07-14
Topaz Lighting | Topaz Lighting | Downlight LED Retrofit | RTL/627$$/90/D | ,,Where $$ represent letter A-Z, which are used for distinction of trim finishes. | Indoor | LED | Downlight Solid State Retrofit | 1025 | 13 | 90.2 |  | 2700K | 87 | 35000 | Continuously Dimmable |  | 2016-07-14
Topaz Lighting | Topaz Lighting | Downlight LED Retrofit | RTL/62SQ/$$/90/D | ,,Where $$ represent letter A-Z, which are used for distinction of trim finishes. | Indoor | LED | Downlight Solid State Retrofit | 1000 | 15 | 82.1 |  | 2700K | 86 | 35000 | Continuously Dimmable |  | 2016-07-14
Topaz Lighting | Topaz Lighting | Downlight LED Retrofit | RTL/633$$/90/D | ,,Where $$ represent letter A-Z, which are used for distinction of trim finishes. | Indoor | LED | Downlight Solid State Retrofit | 1155 | 16 | 76.2 |  | 3000K | 87 | 35000 | Continuously Dimmable |  | 2016-07-14
Topaz Lighting | Topaz Lighting | Downlight LED Retrofit | RTL/637$$/90/D | ,,Where $$ represent letter A-Z, which are used for distinction of trim finishes. | Indoor | LED | Downlight Solid State Retrofit | 1025 | 13 | 90.2 |  | 3000K | 87 | 35000 | Continuously Dimmable |  | 2016-07-14
Topaz Lighting | Topaz Lighting | Downlight LED Retrofit | RTL/63SQ/$$/90/D | ,,Where $$ represent letter A-Z, which are used for distinction of trim finishes. | Indoor | LED | Downlight Solid State Retrofit | 1000 | 15 | 82.1 |  | 3000K | 86 | 35000 | Continuously Dimmable |  | 2016-07-14
Topaz Lighting | Topaz Lighting | Downlight LED Retrofit | RTL/643$$/90/D | ,,Where $$ represent letter A-Z, which are used for distinction of trim finishes. | Indoor | LED | Downlight Solid State Retrofit | 1155 | 16 | 76.2 |  | 4000/4100K | 87 | 35000 | Continuously Dimmable |  | 2016-07-14
Topaz Lighting | Topaz Lighting | Downlight LED Retrofit | RTL/647$$/90/D | ,,Where $$ represent letter A-Z, which are used for distinction of trim finishes. | Indoor | LED | Downlight Solid State Retrofit | 1025 | 13 | 90.2 |  | 4000/4100K | 87 | 35000 | Continuously Dimmable |  | 2016-07-14
Topaz Lighting | Topaz Lighting | Downlight LED Retrofit | RTL/64SQ/$$/90/D | ,,Where $$ represent letter A-Z, which are used for distinction of trim finishes. | Indoor | LED | Downlight Solid State Retrofit | 1000 | 15 | 82.1 |  | 4000/4100K | 86 | 35000 | Continuously Dimmable |  | 2016-07-14
Torchstar Corporation | TORCHSTAR | TOR-L4-DL6DGWP-19W-27 | TOR-L4-DL6DGWP-19W-27 |  | Indoor | LED | Downlight Solid State Retrofit | 1200 | 19 | 73.2 |  | 2700K | 92 | 35000 | Continuously Dimmable |  | 2016-04-27
Torchstar Corporation | TORCHSTAR | TOR-L4-DL6DWP-17W-50 | TOR-L4-DL6DWP-17W-50 | TOR-L4-DL6DWP-17W-27,TOR-L4-DL6DWP-17W-27, | Indoor | LED | Downlight Solid State Retrofit | 1200 | 17 | 79.8 |  | 5000K | 81 | 35000 | Continuously Dimmable,Wet Location Rated |  | 2016-04-27
Torchstar Corporation | TORCHSTAR | Recessed LED DownLight | TSKT-RO4-10W-27H |  | Indoor/Outdoor | LED | Downlight Solid State Retrofit | 690 | 10 | 69.8 |  | 2700K | 91 | 35000 | Continuously Dimmable |  | 2016-07-21
Torchstar Corporation | TORCHSTAR | Recessed LED DownLight | TSKT-RO4-10W-30H |  | Indoor/Outdoor | LED | Downlight Solid State Retrofit | 690 | 10 | 72 |  | 3000K | 92 | 35000 | Continuously Dimmable |  | 2016-07-21
Torchstar Corporation | TORCHSTAR | Recessed LED DownLight | TSKT-RO4-10W-40H |  | Indoor/Outdoor | LED | Downlight Solid State Retrofit | 690 | 10 | 73.2 |  | 4000/4100K | 91 | 35000 | Continuously Dimmable |  | 2016-07-21
Torchstar Corporation | TORCHSTAR | Recessed LED DownLight | TSKT-RO4-10W-50H |  | Indoor/Outdoor | LED | Downlight Solid State Retrofit | 730 | 10 | 74.6 |  | 5000K | 92 | 35000 | Continuously Dimmable |  | 2016-07-21
Torchstar Corporation | TORCHSTAR | Recessed LED DownLight | TSKT-RO6-10W-27 |  | Indoor | LED | Downlight Solid State Retrofit | 700 | 10 | 92.3 |  | 2700K | 81 | 35000 | Continuously Dimmable |  | 2016-07-21
Torchstar Corporation | TORCHSTAR | Recessed LED DownLight | TSKT-RO6-10W-30 |  | Indoor | LED | Downlight Solid State Retrofit | 700 | 10 | 89.9 |  | 3000K | 81 | 35000 | Continuously Dimmable |  | 2016-07-21
Torchstar Corporation | TORCHSTAR | Recessed LED DownLight | TSKT-RO6-10W-40 |  | Indoor | LED | Downlight Solid State Retrofit | 700 | 10 | 95.1 |  | 4000/4100K | 83 | 35000 | Continuously Dimmable |  | 2016-07-21
Torchstar Corporation | TORCHSTAR | Recessed LED DownLight | TSKT-RO6-10W-50 |  | Indoor | LED | Downlight Solid State Retrofit | 800 | 10 | 95.6 |  | 5000K | 84 | 35000 | Continuously Dimmable |  | 2016-07-21
Torchstar Corporation | TORCHSTAR | LED downlight retrofit | D06TB15WH-D-27E | LED downlight retrofit,D06TB15WH-D-30E,CCT: 3000K; LED downlight retrofit,D06TB15WH-D-40E,CCT: 4000K; LED downlight retrofit,D06TB15WH-D-50E,CCT: 5000K | Indoor | LED | Downlight Solid State Retrofit | 1050 | 15 | 72.2 |  | 2700K | 91 | 50000 | Continuously Dimmable,Wet Location Rated |  | 2015-10-21
Torchstar Corporation | TORCHSTAR | SSL downlight retrofits | LKDRCDL-10W6E-D27H |  | Indoor/Outdoor | LED | Downlight Solid State Retrofit | 800 | 10 | 84 |  | 2700K | 92 | 35000 | Continuously Dimmable |  | 2016-07-21
Torchstar Corporation | TORCHSTAR | SSL downlight retrofits | LKDRCDL-10W6E-D30H |  | Indoor/Outdoor | LED | Downlight Solid State Retrofit | 800 | 10 | 88.8 |  | 3000K | 93 | 35000 | Continuously Dimmable |  | 2016-07-21
Torchstar Corporation | TORCHSTAR | SSL downlight retrofits | LKDRCDL-10W6E-D40H |  | Indoor/Outdoor | LED | Downlight Solid State Retrofit | 800 | 10 | 94.3 |  | 4000/4100K | 93 | 35000 | Continuously Dimmable |  | 2016-07-21
Torchstar Corporation | TORCHSTAR | SSL downlight retrofits | LKDRCDL-10W6E-D50H |  | Indoor/Outdoor | LED | Downlight Solid State Retrofit | 950 | 10 | 97.8 |  | 5000K | 93 | 35000 | Continuously Dimmable |  | 2016-07-21
Torchstar Corporation | TORCHSTAR | LED Downlight Retrofit | LSDDL-13W6D27PC | ,LSDDL-13W6D50PC,CCT: 5000K | Indoor/Outdoor | LED | Downlight Solid State Retrofit | 900 | 13 | 84.4 |  | 2700K | 82 | 35000 | Continuously Dimmable,Damp Location Rated |  | 2016-08-16
Torchstar Corporation | TORCHSTAR | TOR-DL4D-12W-27 | TOR-DL4D-12W-27 | TOR-DL4D-12W-50,TOR-DL4D-12W-50,5000K | Indoor | LED | Downlight Solid State Retrofit | 850 | 12.1 | 77.1 |  | 2700K | 81 | 35000 | Continuously Dimmable |  | 2016-04-27
Torchstar Corporation | TORCHSTAR | TOR-DL6D-17W-27 | TOR-DL6D-17W-27 | DL6D-17W-50,DL6D-17W-50,5000K | Indoor | LED | Downlight Solid State Retrofit | 1200 | 17 | 82.1 |  | 2700K | 81 | 35000 | Continuously Dimmable |  | 2016-04-27
Torchstar Corporation | TORCHSTAR | TOR-L4-DL4DGWP-10W-27 | TOR-L4-DL4DGWP-10W-27 |  | Indoor | LED | Downlight Solid State Retrofit | 650 | 10 | 67.6 |  | 2700K | 92 | 35000 | Continuously Dimmable |  | 2016-04-27
Torchstar Corporation | TORCHSTAR | TOR-L4-DL4DWP-12W-50 | TOR-L4-DL4DWP-12W-50 | TOR-L4-DL4DWP-12W-27,TOR-L4-DL4DWP-12W-27, | Indoor | LED | Downlight Solid State Retrofit | 850 | 12 | 77 |  | 5000K | 81 | 35000 | Continuously Dimmable |  | 2016-04-28
Turolight Inc. | Turolight | LED Downlight Retrofit Kit | VIV-RK/RF/12W/XX/D | ,VIV-RK/RF/12W/27/D,CCT: 2700K; ,VIV-RK/RF/12W/30/D,CCT: 3000K; ,VIV-RK/RF/12W/35/D,CCT: 3500K; ,VIV-RK/RF/12W/40/D,CCT: 4000K; ,VIV-RK/RF/12W/50/D,CCT: 5000K | Indoor | LED | Downlight Solid State Retrofit | 800 | 12 | 73.7 |  | 2700K | 83 | 25000 | Continuously Dimmable,Damp Location Rated | "XX" could be 27, 30, 35, 40 or 50 denotes CCT 2700K, 3000K, 3500K, 4000K or 5000K. | 2016-08-22
Turolight Inc. | Turolight | LED Downlight Retrofit Kit | VIV-RK/RF/8.5W/XX/D | ,VIV-RK/RF/8.5W/27/D,CCT: 2700K; ,VIV-RK/RF/8.5W/30/D,CCT: 3000K; ,VIV-RK/RF/8.5W/35/D,CCT: 3500K; ,VIV-RK/RF/8.5W/40/D,CCT: 4000K; ,VIV-RK/RF/8.5W/50/D,CCT: 5000K | Indoor | LED | Downlight Solid State Retrofit | 510 | 8.5 | 66.7 |  | 2700K | 84 | 25000 | Continuously Dimmable,Damp Location Rated | "XX" could be 27, 30, 35, 40 or 50 denotes CCT 2700K, 3000K, 3500K, 4000K or 5000K. | 2016-08-22
TW Lighting | TW Lighting | TW4D##WT | TW4D##WT |  | Indoor | LED | Downlight Solid State Retrofit | 500 | 7.7 | 78.1 |  | 2700K | 84 | 36000 | Continuously Dimmable |  | 2016-06-27
TW Lighting | TW Lighting | LED | TW4F30WH |  | Indoor/Outdoor | LED | Downlight Recessed | 500 | 8.5 | 76.6 |  | 3000K | 83 | 40000 | Continuously Dimmable |  | 2016-07-06
TW Lighting | TW Lighting | TW4F40WH | TW4F40WH |  | Indoor | LED | Downlight Recessed | 500 | 8.5 | 76.6 |  | 2700K | 83 | 48000 | Continuously Dimmable |  | 2016-08-30
TW Lighting | TW Lighting | TW6D##WT | TW6D##WT |  | Indoor | LED | Downlight Solid State Retrofit | 750 | 11.9 | 73.2 |  | 2700K | 84 | 36000 | Continuously Dimmable |  | 2016-06-27
TW Lighting | TW Lighting | LED | TW6F30WH |  | Indoor/Outdoor | LED | Downlight Recessed | 800 | 11.6 | 83.6 |  | 3000K | 84 | 40000 | Continuously Dimmable |  | 2016-07-06
TW Lighting | TW Lighting | TW6F40WH | TW6F40WH |  | Indoor | LED | Downlight Recessed | 800 | 11.8 | 67.8 |  | 4000/4100K | 84 | 48000 | Continuously Dimmable |  | 2016-09-06
Uninex | K-LITE | KLL4DLF-410WP | KLL4DLF-410WP | ,KLL4DLF-410WP-30,3000K; ,KLL4DLF-410WP-40,4000K; ,KLL4DLF-410WP-50,5000K | Indoor/Outdoor | LED | Downlight Solid State Retrofit | 650 | 10 | 74.4 |  | 2700K | 81 | 35000 | Continuously Dimmable |  | 2015-11-24
Uninex | K-LITE | KLL4DLF-610WP | KLL4DLF-610WP | ,KLL4DLF-610WP-30,3000K; ,KLL4DLF-610WP-40,4000K; ,KLL4DLF-610WP-50,5000K | Indoor/Outdoor | LED | Downlight Solid State Retrofit | 750 | 10 | 74.4 |  | 2700K | 81 | 35000 | Continuously Dimmable |  | 2015-11-24
Uninex | K-LITE | KLL4DLF-617WP | KLL4DLF-617WP | ,KLL4DLF-617WP-30,3000K; ,KLL4DLF-617WP-40,4000K; ,KLL4DLF-617WP-50,5000K | Indoor/Outdoor | LED | Downlight Solid State Retrofit | 1200 | 17 | 79.8 |  | 2700K | 81 | 35000 | Continuously Dimmable |  | 2016-01-04
Uninex | K-LITE | KLLDLF-456-13W | KLLDLF-456-13W | ,KLLDLF-456-13W-30,3000K; ,KLLDLF-456-13W-40,4000K; ,KLLDLF-456-13W-50,5000K | Indoor/Outdoor | LED | Downlight Solid State Retrofit | 910 | 13 | 76.2 |  | 2700K | 83 | 35000 | Continuously Dimmable |  | 2016-01-04
Universal Lighting Technologies | Everline | SD4-W20L830CDW-U | SD4-W20L830CDW-U | ,,SD4-x20L8yyzzz-U where x = N, M or W for narrow, medium or wide optical distribution, yy = 30 for 3000K, 35 for 3500K, or 40 for 4000K CCT, zzz = CDW for Clear Diffuse reflector with White trim or WW for White reflector and White trim | Indoor | LED | Downlight Recessed | 1688 | 22 | 76.1 |  | 3000K | 84 | 50000 | Continuously Dimmable |  | 2014-12-18
Universal Lighting Technologies | Everline | SD6-M20L840CDW-U | SD6-M20L840CDW-U |  | Indoor | LED | Downlight Recessed | 1704 | 22 | 76.7 |  | 3000K | 83 | 50000 | Continuously Dimmable |  | 2014-12-18
Universal Lighting Technologies | Everline | SD6-W5K830CDW-U | SD6-W5K830CDW-U | ,,SD6S-x20L8yyzzz-U where x = N, M or W for narrow, medium or wide optical distribution, yy = 30 for 3000K, 35 for 3500K, or 40 for 4000K CCT, zzz = CDW for Clear Diffuse reflector with White trim or WW for White reflector and White trim | Indoor | LED | Downlight Recessed | 3704 | 46 | 79.3 |  | 3000K | 84 | 50000 | Continuously Dimmable |  | 2014-12-18
Up-shine Lighting Co., Limited | UP-SHINE | LED Downlight Retrofit | UP-DL32-4-12WD(2700K) |  | Indoor | LED | Downlight Solid State Retrofit | 750 | 12 | 64.3 |  | 2700K | 81 | 50000 | Continuously Dimmable |  | 2016-07-21
Up-shine Lighting Co., Limited | UP-SHINE | LED Downlight Retrofit | UP-DL32-4-12WD(3000K) |  | Indoor | LED | Downlight Solid State Retrofit | 790 | 12 | 66.6 |  | 3000K | 83 | 50000 | Continuously Dimmable |  | 2016-07-21
Up-shine Lighting Co., Limited | UP-SHINE | LED Downlight Retrofit | UP-DL32-4-12WD(4000K) |  | Indoor | LED | Downlight Solid State Retrofit | 830 | 12 | 72.9 |  | 4000/4100K | 82 | 50000 | Continuously Dimmable |  | 2016-07-21
Up-shine Lighting Co., Limited | UP-SHINE | LED Downlight Retrofit | UP-DL32-4-12WD(5000K) |  | Indoor | LED | Downlight Solid State Retrofit | 860 | 12 | 74.2 |  | 5000K | 82 | 50000 | Continuously Dimmable |  | 2016-07-21
Up-shine Lighting Co., Limited | UP-SHINE | LED Downlight Retrofit | UP-DL32-4-9WD(2700K) |  | Indoor | LED | Downlight Solid State Retrofit | 710 | 9 | 82.5 |  | 2700K | 82 | 50000 | Continuously Dimmable |  | 2016-07-21
Up-shine Lighting Co., Limited | UP-SHINE | LED Downlight Retrofit | UP-DL32-4-9WD(3000K) |  | Indoor | LED | Downlight Solid State Retrofit | 730 | 9 | 83.6 |  | 3000K | 82 | 50000 | Continuously Dimmable |  | 2016-07-21
Up-shine Lighting Co., Limited | UP-SHINE | LED Downlight Retrofit | UP-DL32-4-9WD(4000K) |  | Indoor | LED | Downlight Solid State Retrofit | 740 | 9 | 83.9 |  | 4000/4100K | 82 | 50000 | Continuously Dimmable |  | 2016-07-21
Up-shine Lighting Co., Limited | UP-SHINE | LED Downlight Retrofit | UP-DL32-4-9WD(5000K) |  | Indoor | LED | Downlight Solid State Retrofit | 760 | 9 | 88.2 |  | 5000K | 82 | 50000 | Continuously Dimmable |  | 2016-07-21
Up-shine Lighting Co., Limited | UP-SHINE | LED Downlight Retrofit | UP-DL32-5&6-11WD(2700K) |  | Indoor | LED | Downlight Solid State Retrofit | 830 | 11 | 76.9 |  | 2700K | 81 | 50000 | Continuously Dimmable |  | 2016-07-21
Up-shine Lighting Co., Limited | UP-SHINE | LED Downlight Retrofit | UP-DL32-5&6-11WD(3000K) |  | Indoor | LED | Downlight Solid State Retrofit | 840 | 11 | 77.4 |  | 3000K | 83 | 50000 | Continuously Dimmable |  | 2016-07-21
Up-shine Lighting Co., Limited | UP-SHINE | LED Downlight Retrofit | UP-DL32-5&6-11WD(4000K) |  | Indoor | LED | Downlight Solid State Retrofit | 860 | 11 | 79.5 |  | 4000/4100K | 83 | 50000 | Continuously Dimmable |  | 2016-07-21
Up-shine Lighting Co., Limited | UP-SHINE | LED Downlight Retrofit | UP-DL32-5&6-11WD(5000K) |  | Indoor | LED | Downlight Solid State Retrofit | 880 | 11 | 81.3 |  | 5000K | 82 | 50000 | Continuously Dimmable |  | 2016-07-21
Up-shine Lighting Co., Limited | UP-SHINE | LED Downlight Retrofit | UP-DL32-5&6-14WD(2700K) |  | Indoor | LED | Downlight Solid State Retrofit | 1140 | 14 | 82.5 |  | 2700K | 82 | 50000 | Continuously Dimmable |  | 2016-07-21
Up-shine Lighting Co., Limited | UP-SHINE | LED Downlight Retrofit | UP-DL32-5&6-14WD(3000K) |  | Indoor | LED | Downlight Solid State Retrofit | 1160 | 14 | 84.2 |  | 3000K | 82 | 50000 | Continuously Dimmable |  | 2016-07-21
Up-shine Lighting Co., Limited | UP-SHINE | LED Downlight Retrofit | UP-DL32-5&6-14WD(4000K) |  | Indoor | LED | Downlight Solid State Retrofit | 1200 | 14 | 86.4 |  | 4000/4100K | 82 | 50000 | Continuously Dimmable |  | 2016-07-21
Up-shine Lighting Co., Limited | UP-SHINE | LED Downlight Retrofit | UP-DL32-5&6-14WD(5000K) |  | Indoor | LED | Downlight Solid State Retrofit | 1200 | 14 | 90.2 |  | 5000K | 82 | 50000 | Continuously Dimmable |  | 2016-07-21
Up-shine Lighting Co., Limited | UP-SHINE | LED Downlight Retrofit | UP-DL32-6-12WD(2700K) |  | Indoor | LED | Downlight Solid State Retrofit | 1000 | 12 | 89.9 |  | 2700K | 81 | 50000 | Continuously Dimmable |  | 2016-07-21
Up-shine Lighting Co., Limited | UP-SHINE | LED Downlight Retrofit | UP-DL32-6-12WD(3000K) |  | Indoor | LED | Downlight Solid State Retrofit | 1000 | 12 | 90.3 |  | 3000K | 82 | 50000 | Continuously Dimmable |  | 2016-07-21
Up-shine Lighting Co., Limited | UP-SHINE | LED Downlight Retrofit | UP-DL32-6-12WD(4000K) |  | Indoor | LED | Downlight Solid State Retrofit | 1100 | 12 | 93.1 |  | 4000/4100K | 82 | 50000 | Continuously Dimmable |  | 2016-07-21
Up-shine Lighting Co., Limited | UP-SHINE | LED Downlight Retrofit | UP-DL32-6-12WD(5000K) |  | Indoor | LED | Downlight Solid State Retrofit | 1100 | 12 | 96.8 |  | 5000K | 82 | 50000 | Continuously Dimmable |  | 2016-07-21
Up-shine Lighting Co., Limited | UP-SHINE | LED Downlight Retrofit | UP-DL32-6-15WD(2700K) |  | Indoor | LED | Downlight Solid State Retrofit | 1250 | 15 | 86.1 |  | 2700K | 81 | 50000 | Continuously Dimmable |  | 2016-07-21
Up-shine Lighting Co., Limited | UP-SHINE | LED Downlight Retrofit | UP-DL32-6-15WD(3000K) |  | Indoor | LED | Downlight Solid State Retrofit | 1300 | 15 | 87.3 |  | 3000K | 83 | 50000 | Continuously Dimmable |  | 2016-07-21
Up-shine Lighting Co., Limited | UP-SHINE | LED Downlight Retrofit | UP-DL32-6-15WD(4000K) |  | Indoor | LED | Downlight Solid State Retrofit | 1300 | 15 | 89.6 |  | 4000/4100K | 82 | 50000 | Continuously Dimmable |  | 2016-07-21
Up-shine Lighting Co., Limited | UP-SHINE | LED Downlight Retrofit | UP-DL32-6-15WD(5000K) |  | Indoor | LED | Downlight Solid State Retrofit | 1380 | 15 | 92.6 |  | 5000K | 82 | 50000 | Continuously Dimmable |  | 2016-07-21
Up-shine Lighting Co., Limited | UP-SHINE | Recessed LED Downlight | UP-DL36-15W(2700K) |  | Indoor | LED | Downlight Solid State Retrofit | 805 | 15 | 60.3 |  | 2700K | 83 | 36000 | Continuously Dimmable |  | 2016-07-21
Up-shine Lighting Co., Limited | UP-SHINE | Recessed LED Downlight | UP-DL36-15W(3000K) |  | Indoor | LED | Downlight Solid State Retrofit | 820 | 15 | 60.3 |  | 3000K | 83 | 36000 | Continuously Dimmable |  | 2016-07-21
Up-shine Lighting Co., Limited | UP-SHINE | Recessed LED Downlight | UP-DL36-15W(4000K) |  | Indoor | LED | Downlight Solid State Retrofit | 850 | 15 | 60.3 |  | 4000/4100K | 83 | 36000 | Continuously Dimmable |  | 2016-07-21
Up-shine Lighting Co., Limited | UP-SHINE | Recessed LED Downlight | UP-DL36-15W(5000K) |  | Indoor | LED | Downlight Solid State Retrofit | 880 | 15 | 60.3 |  | 5000K | 83 | 36000 | Continuously Dimmable |  | 2016-07-21
Up-shine Lighting Co., Limited | UP-SHINE | Recessed LED Downlight | UP-DL36-20W(2700K) |  | Indoor/Outdoor | LED | Downlight Recessed | 1470 | 20 | 75.7 |  | 2700K | 85 | 36000 | Continuously Dimmable |  | 2016-07-21
Up-shine Lighting Co., Limited | UP-SHINE | Recessed LED Downlight | UP-DL36-20W(3000K) |  | Indoor/Outdoor | LED | Downlight Recessed | 1500 | 20 | 76.3 |  | 3000K | 84 | 36000 | Continuously Dimmable |  | 2016-07-21
Up-shine Lighting Co., Limited | UP-SHINE | Recessed LED Downlight | UP-DL36-20W(4000K) |  | Indoor/Outdoor | LED | Downlight Recessed | 1540 | 20 | 79.9 |  | 4000/4100K | 84 | 36000 | Continuously Dimmable |  | 2016-07-21
Up-shine Lighting Co., Limited | UP-SHINE | Recessed LED Downlight | UP-DL36-20W(5000K) |  | Indoor/Outdoor | LED | Downlight Recessed | 1660 | 20 | 84.8 |  | 5000K | 83 | 36000 | Continuously Dimmable |  | 2016-07-21
Up-shine Lighting Co., Limited | UP-SHINE | Recessed LED Downlight | UP-DL36-25W(2700K) |  | Indoor/Outdoor | LED | Downlight Recessed | 1750 | 25 | 72.7 |  | 2700K | 84 | 36000 | Continuously Dimmable |  | 2016-07-21
Up-shine Lighting Co., Limited | UP-SHINE | Recessed LED Downlight | UP-DL36-25W(3000K) |  | Indoor/Outdoor | LED | Downlight Recessed | 1790 | 25 | 74.6 |  | 3000K | 84 | 36000 | Continuously Dimmable |  | 2016-07-21
Up-shine Lighting Co., Limited | UP-SHINE | Recessed LED Downlight | UP-DL36-25W(4000K) |  | Indoor/Outdoor | LED | Downlight Recessed | 1820 | 25 | 78.9 |  | 4000/4100K | 84 | 36000 | Continuously Dimmable |  | 2016-07-21
Up-shine Lighting Co., Limited | UP-SHINE | Recessed LED Downlight | UP-DL36-25W(5000K) |  | Indoor/Outdoor | LED | Downlight Recessed | 1960 | 25 | 80.6 |  | 5000K | 84 | 36000 | Continuously Dimmable |  | 2016-07-21
Up-shine Lighting Co., Limited | UP-SHINE | Recessed LED Downlight | UP-DL36-30W(2700K) |  | Indoor/Outdoor | LED | Downlight Recessed | 2510 | 30 | 85.1 |  | 2700K | 83 | 36000 | Continuously Dimmable |  | 2016-07-21
Up-shine Lighting Co., Limited | UP-SHINE | Recessed LED Downlight | UP-DL36-30W(3000K) |  | Indoor/Outdoor | LED | Downlight Recessed | 2530 | 30 | 85.3 |  | 3000K | 84 | 36000 | Continuously Dimmable |  | 2016-07-21
Up-shine Lighting Co., Limited | UP-SHINE | Recessed LED Downlight | UP-DL36-30W(4000K) |  | Indoor/Outdoor | LED | Downlight Recessed | 2560 | 30 | 86.3 |  | 4000/4100K | 82 | 36000 | Continuously Dimmable |  | 2016-07-21
Up-shine Lighting Co., Limited | UP-SHINE | Recessed LED Downlight | UP-DL36-30W(5000K) |  | Indoor/Outdoor | LED | Downlight Recessed | 2580 | 30 | 86.5 |  | 5000K | 84 | 36000 | Continuously Dimmable |  | 2016-07-21
Up-shine Lighting Co., Limited | UP-SHINE | LED Downlight Retrofit | UP-DL36-35W(2700K) |  | Indoor | LED | Downlight Recessed | 2750 | 35 | 81.7 |  | 2700K | 84 | 36000 | Continuously Dimmable |  | 2016-07-21
Up-shine Lighting Co., Limited | UP-SHINE | LED Downlight Retrofit | UP-DL36-35W(3000K) |  | Indoor | LED | Downlight Recessed | 2780 | 35 | 83 |  | 3000K | 84 | 36000 | Continuously Dimmable |  | 2016-07-21
Up-shine Lighting Co., Limited | UP-SHINE | LED Downlight Retrofit | UP-DL36-35W(4000K) |  | Indoor | LED | Downlight Recessed | 2810 | 35 | 84.7 |  | 4000/4100K | 81 | 36000 | Continuously Dimmable |  | 2016-07-21
Up-shine Lighting Co., Limited | UP-SHINE | LED Downlight Retrofit | UP-DL36-35W(5000K) |  | Indoor | LED | Downlight Recessed | 2850 | 35 | 86.6 |  | 5000K | 84 | 36000 | Continuously Dimmable |  | 2016-07-21
Up-shine Lighting Co., Limited | UP-SHINE | LED Downlight Retrofit | UP-DL36-42W(2700K) |  | Indoor | LED | Downlight Recessed | 3100 | 42 | 77.6 |  | 2700K | 83 | 36000 | Continuously Dimmable |  | 2016-07-21
Up-shine Lighting Co., Limited | UP-SHINE | LED Downlight Retrofit | UP-DL36-42W(3000K) |  | Indoor | LED | Downlight Recessed | 3180 | 42 | 78.2 |  | 3000K | 84 | 36000 | Continuously Dimmable |  | 2016-07-21
Up-shine Lighting Co., Limited | UP-SHINE | LED Downlight Retrofit | UP-DL36-42W(4000K) |  | Indoor | LED | Downlight Recessed | 3250 | 42 | 79.4 |  | 4000/4100K | 86 | 36000 | Continuously Dimmable |  | 2016-07-21
Up-shine Lighting Co., Limited | UP-SHINE | LED Downlight Retrofit | UP-DL36-42W(5000K) |  | Indoor | LED | Downlight Recessed | 3300 | 42 | 80 |  | 5000K | 82 | 36000 | Continuously Dimmable |  | 2016-07-21
Up-shine Lighting Co., Limited | UP-SHINE | LED Downlight Retrofit | UP-DL36-50W(2700K) |  | Indoor | LED | Downlight Recessed | 3690 | 50 | 75.1 |  | 2700K | 84 | 36000 | Continuously Dimmable |  | 2016-07-21
Up-shine Lighting Co., Limited | UP-SHINE | LED Downlight Retrofit | UP-DL36-50W(3000K) |  | Indoor | LED | Downlight Recessed | 3750 | 50 | 76.4 |  | 3000K | 84 | 36000 | Continuously Dimmable |  | 2016-07-21
Up-shine Lighting Co., Limited | UP-SHINE | LED Downlight Retrofit | UP-DL36-50W(4000K) |  | Indoor | LED | Downlight Recessed | 3800 | 50 | 77.4 |  | 4000/4100K | 85 | 36000 | Continuously Dimmable |  | 2016-07-21
Up-shine Lighting Co., Limited | UP-SHINE | LED Downlight Retrofit | UP-DL36-50W(5000K) |  | Indoor | LED | Downlight Recessed | 3860 | 50 | 78 |  | 5000K | 83 | 36000 | Continuously Dimmable |  | 2016-07-21
Up-shine Lighting Co., Limited | UP-SHINE | LED Downlight Retrofit | UP-DL40-4-9W-D(2700K) |  | Indoor | LED | Downlight Solid State Retrofit | 700 | 9 | 79.2 |  | 2700K | 81 | 50000 | Continuously Dimmable |  | 2016-07-21
Up-shine Lighting Co., Limited | UP-SHINE | LED Downlight Retrofit | UP-DL40-4-9W-D(3000K) |  | Indoor | LED | Downlight Solid State Retrofit | 740 | 9 | 83.4 |  | 3000K | 81 | 50000 | Continuously Dimmable |  | 2016-07-21
Up-shine Lighting Co., Limited | UP-SHINE | LED Downlight Retrofit | UP-DL40-4-9W-D(4000K) |  | Indoor | LED | Downlight Solid State Retrofit | 800 | 9 | 89.3 |  | 4000/4100K | 83 | 50000 | Continuously Dimmable |  | 2016-07-21
Up-shine Lighting Co., Limited | UP-SHINE | LED Downlight Retrofit | UP-DL40-4-9W-D(5000K) |  | Indoor | LED | Downlight Solid State Retrofit | 830 | 9 | 93.2 |  | 5000K | 82 | 50000 | Continuously Dimmable |  | 2016-07-21
Up-shine Lighting Co., Limited | UP-SHINE | LED Downlight Retrofit | UP-DL40-5&6-12W-D(2700K) |  | Indoor | LED | Downlight Solid State Retrofit | 940 | 12 | 79.1 |  | 2700K | 81 | 50000 | Continuously Dimmable |  | 2016-07-21
Up-shine Lighting Co., Limited | UP-SHINE | LED Downlight Retrofit | UP-DL40-5&6-12W-D(3000K) |  | Indoor | LED | Downlight Solid State Retrofit | 970 | 12 | 82.3 |  | 3000K | 81 | 50000 | Continuously Dimmable |  | 2016-07-21
Up-shine Lighting Co., Limited | UP-SHINE | LED Downlight Retrofit | UP-DL40-5&6-12W-D(4000K) |  | Indoor | LED | Downlight Solid State Retrofit | 1010 | 12 | 84.6 |  | 4000/4100K | 83 | 50000 | Continuously Dimmable |  | 2016-07-21
Up-shine Lighting Co., Limited | UP-SHINE | LED Downlight Retrofit | UP-DL40-5&6-12W-D(5000K) |  | Indoor | LED | Downlight Solid State Retrofit | 1050 | 12 | 88.5 |  | 5000K | 82 | 50000 | Continuously Dimmable |  | 2016-07-21
Up-shine Lighting Co., Limited | UP-SHINE | LED Downlight Retrofit | UP-DL40-6-14W-D(2700K) |  | Indoor | LED | Downlight Solid State Retrofit | 1209 | 14 | 86.7 |  | 2700K | 81 | 50000 | Continuously Dimmable |  | 2016-07-21
Up-shine Lighting Co., Limited | UP-SHINE | LED Downlight Retrofit | UP-DL40-6-14W-D(3000K) |  | Indoor | LED | Downlight Solid State Retrofit | 1236 | 14 | 89.4 |  | 3000K | 82 | 50000 | Continuously Dimmable |  | 2016-07-21
Up-shine Lighting Co., Limited | UP-SHINE | LED Downlight Retrofit | UP-DL40-6-14W-D(4000K) |  | Indoor | LED | Downlight Solid State Retrofit | 1295 | 14 | 94.3 |  | 4000/4100K | 83 | 50000 | Continuously Dimmable |  | 2016-07-21
Up-shine Lighting Co., Limited | UP-SHINE | LED Downlight Retrofit | UP-DL40-6-14W-D(5000K) |  | Indoor | LED | Downlight Solid State Retrofit | 1350 | 14 | 99.5 |  | 5000K | 82 | 50000 | Continuously Dimmable |  | 2016-07-21
Up-shine Lighting Co., Limited | UP-SHINE | LED Downlight | UP-DL60-4-12W-D(2700K) |  | Indoor | LED | Downlight Solid State Retrofit | 940 | 12 | 80 |  | 2700K | 94 | 35000 | Continuously Dimmable |  | 2016-03-09
Up-shine Lighting Co., Limited | UP-SHINE | LED Downlight | UP-DL60-4-12W-D(3000K) |  | Indoor | LED | Downlight Solid State Retrofit | 970 | 12 | 82.9 |  | 3000K | 95 | 35000 | Continuously Dimmable |  | 2016-03-09
Up-shine Lighting Co., Limited | UP-SHINE | LED Downlight | UP-DL60-4-12W-D(4000K) |  | Indoor | LED | Downlight Solid State Retrofit | 1010 | 12 | 84.9 |  | 4000/4100K | 93 | 35000 | Continuously Dimmable |  | 2016-03-09
Up-shine Lighting Co., Limited | UP-SHINE | LED Downlight | UP-DL60-4-12W-D(5000K) |  | Indoor | LED | Downlight Solid State Retrofit | 1020 | 12 | 87.7 |  | 5000K | 94 | 35000 | Continuously Dimmable |  | 2016-03-09
Up-shine Lighting Co., Limited | UP-SHINE | LED Downlight | UP-DL60-4-9W-D(2700K) |  | Indoor | LED | Downlight Solid State Retrofit | 690 | 9 | 77.4 |  | 2700K | 94 | 36000 | Continuously Dimmable |  | 2016-03-09
Up-shine Lighting Co., Limited | UP-SHINE | LED Downlight | UP-DL60-4-9W-D(3000K) |  | Indoor | LED | Downlight Solid State Retrofit | 700 | 9 | 78.4 |  | 3000K | 94 | 36000 | Continuously Dimmable |  | 2016-03-09
Up-shine Lighting Co., Limited | UP-SHINE | LED Downlight | UP-DL60-4-9W-D(4000K) |  | Indoor | LED | Downlight Solid State Retrofit | 730 | 9 | 82.1 |  | 4000/4100K | 93 | 36000 | Continuously Dimmable |  | 2016-03-09
Up-shine Lighting Co., Limited | UP-SHINE | LED Downlight | UP-DL60-4-9W-D(5000K) |  | Indoor | LED | Downlight Solid State Retrofit | 740 | 9 | 83.1 |  | 5000K | 94 | 36000 | Continuously Dimmable |  | 2016-03-09
Up-shine Lighting Co., Limited | UP-SHINE | LED Downlight | UP-DL60-5&6-12W-D(2700K) |  | Indoor | LED | Downlight Solid State Retrofit | 1020 | 12 | 87.2 |  | 2700K | 94 | 35000 | Continuously Dimmable |  | 2016-03-09
Up-shine Lighting Co., Limited | UP-SHINE | LED Downlight | UP-DL60-5&6-12W-D(3000K) |  | Indoor | LED | Downlight Solid State Retrofit | 1030 | 12 | 88.2 |  | 3000K | 94 | 35000 | Continuously Dimmable |  | 2016-03-09
Up-shine Lighting Co., Limited | UP-SHINE | LED Downlight | UP-DL60-5&6-12W-D(4000K) |  | Indoor | LED | Downlight Solid State Retrofit | 1040 | 12 | 89.7 |  | 4000/4100K | 93 | 35000 | Continuously Dimmable |  | 2016-03-09
Up-shine Lighting Co., Limited | UP-SHINE | LED Downlight | UP-DL60-5&6-12W-D(5000K) |  | Indoor | LED | Downlight Solid State Retrofit | 1060 | 12 | 90.4 |  | 5000K | 93 | 35000 | Continuously Dimmable |  | 2016-03-09
Up-shine Lighting Co., Limited | UP-SHINE | LED Downlight | UP-DL60-5&6-14W-D(2700K) |  | Indoor | LED | Downlight Solid State Retrofit | 1130 | 14 | 84 |  | 2700K | 95 | 35000 | Continuously Dimmable |  | 2016-03-09
Up-shine Lighting Co., Limited | UP-SHINE | LED Downlight | UP-DL60-5&6-14W-D(3000K) |  | Indoor | LED | Downlight Solid State Retrofit | 1150 | 14 | 85.3 |  | 3000K | 95 | 35000 | Continuously Dimmable |  | 2016-03-09
Up-shine Lighting Co., Limited | UP-SHINE | LED Downlight | UP-DL60-5&6-14W-D(4000K) |  | Indoor | LED | Downlight Solid State Retrofit | 1170 | 14 | 86.8 |  | 4000/4100K | 94 | 35000 | Continuously Dimmable |  | 2016-03-09
Up-shine Lighting Co., Limited | UP-SHINE | LED Downlight | UP-DL60-5&6-14W-D(5000K) |  | Indoor | LED | Downlight Solid State Retrofit | 1220 | 14 | 89.2 |  | 5000K | 94 | 35000 | Continuously Dimmable |  | 2016-03-09
Up-shine Lighting Co., Limited | UP-SHINE | LED Downlight | UP-DL60A-4-12W-D(2700K) |  | Indoor | LED | Downlight Solid State Retrofit | 940 | 12 | 80 |  | 2700K | 94 | 35000 | Continuously Dimmable |  | 2016-03-09
Up-shine Lighting Co., Limited | UP-SHINE | LED Downlight | UP-DL60A-4-12W-D(3000K) |  | Indoor | LED | Downlight Solid State Retrofit | 970 | 12 | 82.9 |  | 3000K | 95 | 35000 | Continuously Dimmable |  | 2016-03-09
Up-shine Lighting Co., Limited | UP-SHINE | LED Downlight | UP-DL60A-4-12W-D(4000K) |  | Indoor | LED | Downlight Solid State Retrofit | 1010 | 12 | 84.9 |  | 4000/4100K | 93 | 35000 | Continuously Dimmable |  | 2016-03-09
Up-shine Lighting Co., Limited | UP-SHINE | LED Downlight | UP-DL60A-4-12W-D(5000K) |  | Indoor | LED | Downlight Solid State Retrofit | 1020 | 12 | 87.7 |  | 5000K | 94 | 35000 | Continuously Dimmable |  | 2016-03-09
Up-shine Lighting Co., Limited | UP-SHINE | LED Downlight | UP-DL60A-4-9W-D(2700K) |  | Indoor | LED | Downlight Solid State Retrofit | 690 | 9 | 77.4 |  | 2700K | 94 | 36000 | Continuously Dimmable |  | 2016-03-09
Up-shine Lighting Co., Limited | UP-SHINE | LED Downlight | UP-DL60A-4-9W-D(3000K) |  | Indoor | LED | Downlight Solid State Retrofit | 700 | 9 | 78.4 |  | 3000K | 94 | 36000 | Continuously Dimmable |  | 2016-03-09
Up-shine Lighting Co., Limited | UP-SHINE | LED Downlight | UP-DL60A-4-9W-D(4000K) |  | Indoor | LED | Downlight Solid State Retrofit | 730 | 9 | 82.1 |  | 4000/4100K | 93 | 36000 | Continuously Dimmable |  | 2016-03-09
Up-shine Lighting Co., Limited | UP-SHINE | LED Downlight | UP-DL60A-4-9W-D(5000K) |  | Indoor | LED | Downlight Solid State Retrofit | 740 | 9 | 83.1 |  | 5000K | 94 | 36000 | Continuously Dimmable |  | 2016-03-09
Up-shine Lighting Co., Limited | UP-SHINE | LED Downlight | UP-DL60A-5&6-12W-D(2700K) |  | Indoor | LED | Downlight Solid State Retrofit | 1020 | 12 | 87.2 |  | 2700K | 94 | 35000 | Continuously Dimmable |  | 2016-03-09
Up-shine Lighting Co., Limited | UP-SHINE | LED Downlight | UP-DL60A-5&6-12W-D(3000K) |  | Indoor | LED | Downlight Solid State Retrofit | 1030 | 12 | 88.2 |  | 3000K | 94 | 35000 | Continuously Dimmable |  | 2016-03-09
Up-shine Lighting Co., Limited | UP-SHINE | LED Downlight | UP-DL60A-5&6-12W-D(4000K) |  | Indoor | LED | Downlight Solid State Retrofit | 1040 | 12 | 89.7 |  | 4000/4100K | 93 | 35000 | Continuously Dimmable |  | 2016-03-09
Up-shine Lighting Co., Limited | UP-SHINE | LED Downlight | UP-DL60A-5&6-12W-D(5000K) |  | Indoor | LED | Downlight Solid State Retrofit | 1060 | 12 | 90.4 |  | 5000K | 93 | 35000 | Continuously Dimmable |  | 2016-03-09
Up-shine Lighting Co., Limited | UP-SHINE | LED Downlight | UP-DL60A-5&6-14W-D(2700K) |  | Indoor | LED | Downlight Solid State Retrofit | 1130 | 14 | 84 |  | 2700K | 95 | 35000 | Continuously Dimmable |  | 2016-03-09
Up-shine Lighting Co., Limited | UP-SHINE | LED Downlight | UP-DL60A-5&6-14W-D(3000K) |  | Indoor | LED | Downlight Solid State Retrofit | 1150 | 14 | 85.3 |  | 3000K | 95 | 35000 | Continuously Dimmable |  | 2016-03-09
Up-shine Lighting Co., Limited | UP-SHINE | LED Downlight | UP-DL60A-5&6-14W-D(4000K) |  | Indoor | LED | Downlight Solid State Retrofit | 1170 | 14 | 86.8 |  | 4000/4100K | 94 | 35000 | Continuously Dimmable |  | 2016-03-09
Up-shine Lighting Co., Limited | UP-SHINE | LED Downlight | UP-DL60A-5&6-14W-D(5000K) |  | Indoor | LED | Downlight Solid State Retrofit | 1220 | 14 | 89.2 |  | 5000K | 94 | 35000 | Continuously Dimmable |  | 2016-03-09
US Green Lighting | USGL | SSL Downlight Retrofits | L/DL6/12/XU/927/K001 |  | Indoor | LED | Downlight Solid State Retrofit | 800 | 12 | 75 |  | 2700K | 91 | 50000 | Non-Dimmable |  | 2015-12-28
US Green Lighting | USGL | SSL Downlight Retrofits | L/DL6/12/XU/930/K001 |  | Indoor | LED | Downlight Solid State Retrofit | 800 | 12 | 77.5 |  | 3000K | 93 | 50000 | Non-Dimmable |  | 2015-07-22
US Green Lighting | USGL | SSL Downlight Retrofits | L/DL6/12/XU/940/K001 |  | Indoor | LED | Downlight Solid State Retrofit | 800 | 12 | 80.8 |  | 4000/4100K | 93 | 50000 | Non-Dimmable |  | 2015-07-22
US Green Lighting | USGL | SSL Downlight Retrofits | L/DL6/12/XU/950/K001 |  | Indoor | LED | Downlight Solid State Retrofit | 800 | 12 | 78.4 |  | 5000K | 94 | 50000 | Non-Dimmable |  | 2016-02-19
US Green Lighting | US Green Lighting | Downlight Retrofit | L/11/DLR/D/127/002 | ,L/11/DLR/D/130/002,CCT: 3000K; ,L/11/DLR/D/140/002,CCT: 4000K | Indoor/Outdoor | LED | Downlight Solid State Retrofit | 660 | 11 | 71.8 |  | 2700K | 82 | 35000 | Continuously Dimmable |  | 2016-08-18
US Green Lighting | US Green Lighting | L/12/DLR/D/130/001 | L/12/DLR/D/130/001 |  | Indoor/Outdoor | LED | Downlight Solid State Retrofit | 750 | 12 | 85.9 |  | 2700K | 81 | 35000 | Continuously Dimmable |  | 2016-05-31
US Green Lighting | US Green Lighting | L/12/DLR/D/140/001 | L/12/DLR/D/140/001 |  | Indoor/Outdoor | LED | Downlight Solid State Retrofit | 750 | 12 | 85.9 |  | 4000/4100K | 81 | 35000 | Continuously Dimmable |  | 2016-05-31
US Green Lighting | US Green Lighting | L/19/DLR/D/127/001 | L/19/DLR/D/127/001 |  | Indoor/Outdoor | LED | Downlight Solid State Retrofit | 1200 | 19 | 79.2 |  | 2700K | 82 | 35000 | Continuously Dimmable |  | 2016-06-01
US Green Lighting | US Green Lighting | L/19/DLR/D/130/001 | L/19/DLR/D/130/001 |  | Indoor/Outdoor | LED | Downlight Solid State Retrofit | 1200 | 19 | 79.2 |  | 3000K | 82 | 35000 | Continuously Dimmable |  | 2016-06-01
US Green Lighting | US Green Lighting | L/19/DLR/D/140/001 | L/19/DLR/D/140/001 |  | Indoor/Outdoor | LED | Downlight Solid State Retrofit | 1200 | 19 | 79.2 |  | 4000/4100K | 82 | 35000 | Continuously Dimmable |  | 2016-06-01
US Green Lighting | US Green Lighting | L/DL6/11.5/D1/930/P001 | L/DL6/11.5/D1/930/P001 |  | Indoor/Outdoor | LED | Downlight Solid State Retrofit | 690 | 11.5 | 69.9 |  | 3000K | 92 | 60000 | Continuously Dimmable,Wet Location Rated |  | 2016-08-23
US Green Lighting | US Green Lighting | L/DL6/11.5/D1/940/P001 | L/DL6/11.5/D1/940/P001 |  | Indoor/Outdoor | LED | Downlight Solid State Retrofit | 690 | 11.5 | 69.9 |  | 4000/4100K | 92 | 60000 | Continuously Dimmable,Wet Location Rated |  | 2016-08-23
US Green Lighting | US Green Lighting | Downlight Retrofit | L/DL6/11/D1/827/L001 | ,L/DL6/11/D1/840/L001,CCT: 4000K; ,L/DL6/11/D1/850/L001,CCT: 5000K | Indoor/Outdoor | LED | Downlight Solid State Retrofit | 750 | 11 | 81.6 |  | 2700K | 82 | 35000 | Continuously Dimmable,Damp Location Rated |  | 2016-09-12
US Green Lighting | US Green Lighting | LED Downlight | L/DL6/11/D1/830/P001 | LED Downlight,L/DL6/11/D1/840/P001, | Indoor/Outdoor | LED | Downlight Solid State Retrofit | 750 | 11.1 | 78.4 |  | 4000/4100K,3000K | 82 | 40000 | Continuously Dimmable |  | 2015-09-29
US Green Lighting | US Green Lighting | Downlight Retrofit | L/DL6/11/D1/8XX/L001 | ,L/DL6/11/D1/830/L001,CCT: 3000K | Indoor/Outdoor | LED | Downlight Solid State Retrofit | 750 | 11 | 81.6 |  | 2700K | 82 | 35000 | Continuously Dimmable |  | 2016-07-06
US Green Lighting | US Green Lighting | L/DL6/13.5/D1/930/P001 | L/DL6/13.5/D1/930/P001 |  | Indoor/Outdoor | LED | Downlight Solid State Retrofit | 810 | 13.5 | 67 |  | 3000K | 93 | 60000 | Continuously Dimmable,Wet Location Rated |  | 2016-08-23
US Green Lighting | US Green Lighting | L/DL6/13.5/D1/940/P001 | L/DL6/13.5/D1/940/P001 |  | Indoor/Outdoor | LED | Downlight Solid State Retrofit | 810 | 13.5 | 67 |  | 4000/4100K | 93 | 60000 | Continuously Dimmable,Wet Location Rated |  | 2016-08-23
US Green Lighting | US Green Lighting | L/DL6/18.5/D1/930/P001 | L/DL6/18.5/D1/930/P001 |  | Indoor/Outdoor | LED | Downlight Solid State Retrofit | 1110 | 18.5 | 67.8 |  | 3000K | 92 | 60000 | Continuously Dimmable,Wet Location Rated |  | 2016-08-23
US Green Lighting | US Green Lighting | L/DL6/18.5/D1/940/P001 | L/DL6/18.5/D1/940/P001 |  | Indoor/Outdoor | LED | Downlight Solid State Retrofit | 1110 | 18.5 | 67.8 |  | 4000/4100K | 92 | 60000 | Continuously Dimmable,Wet Location Rated |  | 2016-08-23
US Green Lighting | US Green Lighting | L/DL6/21/D1/930/P001 | L/DL6/21/D1/930/P001 |  | Indoor/Outdoor | LED | Downlight Solid State Retrofit | 1400 | 21 | 71.1 |  | 3000K | 93 | 60000 | Continuously Dimmable,Wet Location Rated |  | 2016-08-23
US LED | US LED | LED Downlight | LTR2-1-UNV-27-12-5R-C-WH |  | Indoor | LED | Downlight Recessed | 1140 | 12.4 | 92 |  | 2700K | 80 | 50000 | Continuously Dimmable,Connected |  | 2016-01-18
US LED | US LED | LED Downlight | LTR2-1-UNV-27-12-5R-V-WH |  | Indoor | LED | Downlight Recessed | 1120 | 12.5 | 90 |  | 2700K | 80 | 50000 | Continuously Dimmable |  | 2016-01-18
US LED | US LED | LED Downlight | LTR2-1-UNV-27-12-5S-C-WH |  | Indoor | LED | Downlight Recessed | 1200 | 12.5 | 96 |  | 2700K | 80 | 50000 | Continuously Dimmable,Connected |  | 2016-01-18
US LED | US LED | LED Downlight | LTR2-1-UNV-27-12-5S-V-WH |  | Indoor | LED | Downlight Recessed | 1200 | 12.4 | 98 |  | 2700K | 80 | 50000 | Continuously Dimmable |  | 2016-01-18
US LED | US LED | LED Downlight | LTR2-1-UNV-27-8-4R-C-WH |  | Indoor | LED | Downlight Recessed | 700 | 8 | 87 |  | 2700K | 80 | 50000 | Continuously Dimmable,Connected |  | 2016-01-18
US LED | US LED | LED Downlight | LTR2-1-UNV-27-8-4R-V-WH |  | Indoor | LED | Downlight Recessed | 680 | 8 | 85 |  | 2700K | 80 | 50000 | Continuously Dimmable |  | 2016-01-18
US LED | US LED | LED Downlight | LTR2-1-UNV-35-12-5R-C-WH |  | Indoor | LED | Downlight Recessed | 1220 | 12.4 | 98 |  | 3500K | 80 | 50000 | Continuously Dimmable,Connected |  | 2016-01-18
US LED | US LED | LED Downlight | LTR2-1-UNV-35-12-5R-V-WH |  | Indoor | LED | Downlight Recessed | 1200 | 12.6 | 95 |  | 3500K | 80 | 50000 | Continuously Dimmable |  | 2016-01-18
US LED | US LED | LED Downlight | LTR2-1-UNV-35-12-5S-C-WH |  | Indoor | LED | Downlight Recessed | 1250 | 12.5 | 100 |  | 3500K | 80 | 50000 | Continuously Dimmable,Connected |  | 2016-01-18
US LED | US LED | LED Downlight | LTR2-1-UNV-35-12-5S-V-WH |  | Indoor | LED | Downlight Recessed | 1250 | 12.3 | 102 |  | 3500K | 80 | 50000 | Continuously Dimmable |  | 2016-01-18
US LED | US LED | LED Downlight | LTR2-1-UNV-35-15-6R-C-WH |  | Indoor | LED | Downlight Recessed | 1490 | 15.5 | 96 |  | 3500K | 80 | 50000 | Continuously Dimmable,Connected |  | 2016-01-18
US LED | US LED | LED Downlight | LTR2-1-UNV-35-8-4R-C-WH |  | Indoor | LED | Downlight Recessed | 730 | 8 | 91 |  | 3500K | 80 | 50000 | Continuously Dimmable,Connected |  | 2016-01-18
US LED | US LED | LED Downlight | LTR2-1-UNV-35-8-4R-V-WH |  | Indoor | LED | Downlight Recessed | 710 | 8 | 89 |  | 3500K | 80 | 50000 | Continuously Dimmable |  | 2016-01-18
US LED | US LED | LED Downlight | LTR2-1-UNV-35-15-6R-V-WH |  | Indoor | LED | Downlight Recessed | 1560 | 15.5 | 100 |  | 3500K | 80 | 50000 | Continuously Dimmable |  | 2016-01-18
US LED | US LED | LED Downlight | LTR2-1-UNV-35-25-8R-C-WH |  | Indoor | LED | Downlight Recessed | 2230 | 22.9 | 97 |  | 3500K | 80 | 50000 | Continuously Dimmable,Connected |  | 2016-01-18
US LED | US LED | LED Downlight | LTR2-1-UNV-35-25-8R-V-WH |  | Indoor | LED | Downlight Recessed | 2430 | 25.5 | 95 |  | 3500K | 80 | 50000 | Continuously Dimmable |  | 2016-01-18
US LED | US LED | LED Downlight | LTR2-1-UNV-35-30-8R-C-WH |  | Indoor | LED | Downlight Recessed | 2740 | 28.6 | 95 |  | 3500K | 80 | 50000 | Continuously Dimmable,Connected |  | 2016-01-18
US LED | US LED | LED Downlight | LTR2-1-UNV-35-30-8R-V-WH |  | Indoor | LED | Downlight Recessed | 2770 | 29.1 | 95 |  | 3500K | 80 | 50000 | Continuously Dimmable |  | 2016-01-18
US LED | US LED | LED Downlight | LTR2-1-UNV-40-12-5R-C-WH |  | Indoor | LED | Downlight Recessed | 1230 | 12.4 | 99 |  | 4000/4100K | 80 | 50000 | Continuously Dimmable,Connected |  | 2016-01-18
US LED | US LED | LED Downlight | LTR2-1-UNV-40-12-5R-V-WH |  | Indoor | LED | Downlight Recessed | 1210 | 12.8 | 97 |  | 4000/4100K | 80 | 50000 | Continuously Dimmable |  | 2016-01-18
US LED | US LED | LED Downlight | LTR2-1-UNV-40-12-5S-C-WH |  | Indoor | LED | Downlight Recessed | 1300 | 12.5 | 104 |  | 4000/4100K | 80 | 50000 | Continuously Dimmable,Connected |  | 2016-01-18
US LED | US LED | LED Downlight | LTR2-1-UNV-40-12-5S-V-WH |  | Indoor | LED | Downlight Recessed | 1300 | 12.3 | 103 |  | 4000/4100K | 80 | 50000 | Continuously Dimmable |  | 2016-01-18
US LED | US LED | LED Downlight | LTR2-1-UNV-40-15-6R-C-WH |  | Indoor | LED | Downlight Recessed | 1510 | 15.5 | 97 |  | 4000/4100K | 80 | 50000 | Continuously Dimmable,Connected |  | 2016-01-18
US LED | US LED | LED Downlight | LTR2-1-UNV-40-15-6R-V-WH |  | Indoor | LED | Downlight Recessed | 1580 | 15.5 | 102 |  | 4000/4100K | 80 | 50000 | Continuously Dimmable |  | 2016-01-18
US LED | US LED | LED Downlight | LTR2-1-UNV-40-25-8R-C-WH |  | Indoor | LED | Downlight Recessed | 2350 | 23.9 | 98 |  | 4000/4100K | 80 | 50000 | Continuously Dimmable,Connected |  | 2016-01-18
US LED | US LED | LED Downlight | LTR2-1-UNV-40-25-8R-V-WH |  | Indoor | LED | Downlight Recessed | 2500 | 25.7 | 97 |  | 4000/4100K | 80 | 50000 | Continuously Dimmable |  | 2016-01-18
US LED | US LED | LED Downlight | LTR2-1-UNV-40-30-8R-C-WH |  | Indoor | LED | Downlight Recessed | 2780 | 28.8 | 97 |  | 4000/4100K | 80 | 50000 | Continuously Dimmable,Connected |  | 2016-01-18
US LED | US LED | LED Downlight | LTR2-1-UNV-40-30-8R-V-WH |  | Indoor | LED | Downlight Recessed | 2820 | 29.3 | 96 |  | 4000/4100K | 80 | 50000 | Continuously Dimmable |  | 2016-01-18
US LED | US LED | LED Downlight | LTR2-1-UNV-40-8-4R-C-WH |  | Indoor | LED | Downlight Recessed | 730 | 8 | 91 |  | 4000/4100K | 80 | 50000 | Continuously Dimmable,Connected |  | 2016-01-18
US LED | US LED | LED Downlight | LTR2-1-UNV-40-8-4R-V-WH |  | Indoor | LED | Downlight Recessed | 720 | 8 | 90 |  | 4000/4100K | 80 | 50000 | Continuously Dimmable |  | 2016-01-18
US LED | US LED | LED Downlight | LTR2-1-UNV-50-12-5R-C-WH |  | Indoor | LED | Downlight Recessed | 1260 | 12.4 | 101 |  | 5000K | 80 | 50000 | Continuously Dimmable,Connected |  | 2016-01-18
US LED | US LED | LED Downlight | LTR2-1-UNV-50-12-5R-V-WH |  | Indoor | LED | Downlight Recessed | 1270 | 12.8 | 99 |  | 5000K | 80 | 50000 | Continuously Dimmable |  | 2016-01-18
US LED | US LED | LED Downlight | LTR2-1-UNV-50-12-5S-C-WH |  | Indoor | LED | Downlight Recessed | 1330 | 12.5 | 106 |  | 5000K | 80 | 50000 | Continuously Dimmable,Connected |  | 2016-01-18
US LED | US LED | LED Downlight | LTR2-1-UNV-50-12-5S-V-WH |  | Indoor | LED | Downlight Recessed | 1330 | 12.3 | 105 |  | 5000K | 80 | 50000 | Continuously Dimmable |  | 2016-01-18
US LED | US LED | LED Downlight | LTR2-1-UNV-50-15-6R-C-WH |  | Indoor | LED | Downlight Recessed | 1560 | 15.5 | 100 |  | 5000K | 80 | 50000 | Continuously Dimmable,Connected |  | 2016-01-18
US LED | US LED | LED Downlight | LTR2-1-UNV-50-15-6R-V-WH |  | Indoor | LED | Downlight Recessed | 1640 | 15.5 | 106 |  | 5000K | 80 | 50000 | Continuously Dimmable |  | 2016-01-18
US LED | US LED | LED Downlight | LTR2-1-UNV-50-25-8R-C-WH |  | Indoor | LED | Downlight Recessed | 2490 | 24.5 | 102 |  | 5000K | 80 | 50000 | Continuously Dimmable,Connected |  | 2016-01-18
US LED | US LED | LED Downlight | LTR2-1-UNV-50-25-8R-V-WH |  | Indoor | LED | Downlight Recessed | 2530 | 25.4 | 99 |  | 5000K | 80 | 50000 | Continuously Dimmable |  | 2016-01-18
US LED | US LED | LED Downlight | LTR2-1-UNV-50-30-8R-C-WH |  | Indoor | LED | Downlight Recessed | 2940 | 29.1 | 101 |  | 5000K | 80 | 50000 | Continuously Dimmable,Connected |  | 2016-01-18
US LED | US LED | LED Downlight | LTR2-1-UNV-50-30-8R-V-WH |  | Indoor | LED | Downlight Recessed | 2960 | 29 | 102 |  | 5000K | 80 | 50000 | Continuously Dimmable |  | 2016-01-18
US LED | US LED | LED Downlight | LTR2-1-UNV-50-8-4R-C-WH |  | Indoor | LED | Downlight Recessed | 780 | 8 | 97 |  | 5000K | 80 | 50000 | Continuously Dimmable,Connected |  | 2016-01-18
US LED | US LED | LED Downlight | LTR2-1-UNV-50-8-4R-V-WH |  | Indoor | LED | Downlight Recessed | 730 | 8 | 91 |  | 5000K | 80 | 50000 | Continuously Dimmable |  | 2016-01-18
USAI Lighting, LLC | USAI Lighting | BeveLED 2.1 | 3021X-B1-S-28-LRTD4-90XX-C3-27KS-90-XX-XXV-DIMLX | ,3021-B1-25-S-10-Q-LRTU4-7024-C3-30KS-UR-NCIC-UNV-D,; ,3021-B1-25-S-10-Q-LRTU4-7024-C3-35KS-UR-NCIC-UNV-D,; ,3021-B1-50-S-10-Q-LRTU4-7024-C3-30KS-UR-NCIC-UNV-D,; ,3021-B1-50-S-10-Q-LRTU4-7024-C3-35KS-UR-NCIC-UNV-D,; ,3021-B1-90-S-10-Q-LRTU4-7024-C3-30KS-UR-NCIC-UNV-D,; ,3021-B1-90-S-10-Q-LRTU4-7024-C3-35KS-UR-NCIC-UNV-D,; ,3021X-AC1-S-XX-LRTD4-90XX-C3-27KS-25-XX-XXV-DIMLX,; ,3021X-AC1-S-XX-LRTD4-90XX-C3-27KS-50-XX-XXV-DIMLX,; ,3021X-AC1-S-XX-LRTD4-90XX-C3-27KS-90-XX-XXV-DIMLX,; ,3021X-AC1-S-XX-LRTD4-90XX-C3-30KS-25-XX-XXV-DIMLX,; ,3021X-AC1-S-XX-LRTD4-90XX-C3-30KS-50-XX-XXV-DIMLX,; ,3021X-AC1-S-XX-LRTD4-90XX-C3-30KS-90-XX-XXV-DIMLX,; ,3021X-AC1-S-XX-LRTD4-90XX-C3-35KS-25-XX-XXV-DIMLX,; ,3021X-AC1-S-XX-LRTD4-90XX-C3-35KS-50-XX-XXV-DIMLX,; ,3021X-AC1-S-XX-LRTD4-90XX-C3-35KS-90-XX-XXV-DIMLX,; ,3021X-AC1-S-XX-LRTD4-90XX-C3-40KS-25-XX-XXV-DIMLX,; ,3021X-AC1-S-XX-LRTD4-90XX-C3-40KS-50-XX-XXV-DIMLX,; ,3021X-AC1-S-XX-LRTD4-90XX-C3-40KS-90-XX-XXV-DIMLX,; ,3021X-B1-S-10-LRTD4-90XX-C3-27KS-25-XX-XXV-DIMLX,; ,3021X-B1-S-10-LRTD4-90XX-C3-27KS-50-XX-XXV-DIMLX,; ,3021X-B1-S-10-LRTD4-90XX-C3-27KS-90-XX-XXV-DIMLX,; ,3021X-B1-S-10-LRTD4-90XX-C3-30KS-25-XX-XXV-DIMLX,; ,3021X-B1-S-10-LRTD4-90XX-C3-30KS-50-XX-XXV-DIMLX,; ,3021X-B1-S-10-LRTD4-90XX-C3-30KS-90-XX-XXV-DIMLX,; ,3021X-B1-S-10-LRTD4-90XX-C3-35KS-25-XX-XXV-DIMLX,; ,3021X-B1-S-10-LRTD4-90XX-C3-35KS-50-XX-XXV-DIMLX,; ,3021X-B1-S-10-LRTD4-90XX-C3-35KS-90-XX-XXV-DIMLX,; ,3021X-B1-S-10-LRTD4-90XX-C3-40KS-25-XX-XXV-DIMLX,; ,3021X-B1-S-10-LRTD4-90XX-C3-40KS-50-XX-XXV-DIMLX,; ,3021X-B1-S-10-LRTD4-90XX-C3-40KS-90-XX-XXV-DIMLX,; ,3021X-B1-S-28-LRTD4-90XX-C3-27KS-25-XX-XXV-DIMLX,; ,3021X-B1-S-28-LRTD4-90XX-C3-27KS-50-XX-XXV-DIMLX,; ,3021X-B1-S-28-LRTD4-90XX-C3-30KS-25-XX-XXV-DIMLX,; ,3021X-B1-S-28-LRTD4-90XX-C3-30KS-50-XX-XXV-DIMLX,; ,3021X-B1-S-28-LRTD4-90XX-C3-30KS-90-XX-XXV-DIMLX,; ,3021X-B1-S-28-LRTD4-90XX-C3-35KS-25-XX-XXV-DIMLX,; ,3021X-B1-S-28-LRTD4-90XX-C3-35KS-50-XX-XXV-DIMLX,; ,3021X-B1-S-28-LRTD4-90XX-C3-35KS-90-XX-XXV-DIMLX,; ,3021X-B1-S-28-LRTD4-90XX-C3-40KS-25-XX-XXV-DIMLX,; ,3021X-B1-S-28-LRTD4-90XX-C3-40KS-50-XX-XXV-DIMLX,; ,3021X-B1-S-28-LRTD4-90XX-C3-40KS-90-XX-XXV-DIMLX,; ,3321X-AC1-S-LRLD4-90XX-C3-27KS-25-XX-XXV-DIMLX,; ,3321X-AC1-S-LRLD4-90XX-C3-27KS-50-XX-XXV-DIMLX,; ,3321X-AC1-S-LRLD4-90XX-C3-27KS-90-XX-XXV-DIMLX,; ,3321X-AC1-S-LRLD4-90XX-C3-30KS-25-XX-XXV-DIMLX,; ,3321X-AC1-S-LRLD4-90XX-C3-30KS-50-XX-XXV-DIMLX,; ,3321X-AC1-S-LRLD4-90XX-C3-30KS-90-XX-XXV-DIMLX,; ,3321X-AC1-S-LRLD4-90XX-C3-35KS-25-XX-XXV-DIMLX,; ,3321X-AC1-S-LRLD4-90XX-C3-35KS-50-XX-XXV-DIMLX,; ,3321X-AC1-S-LRLD4-90XX-C3-35KS-90-XX-XXV-DIMLX,; ,3321X-AC1-S-LRLD4-90XX-C3-40KS-25-XX-XXV-DIMLX,; ,3321X-AC1-S-LRLD4-90XX-C3-40KS-50-XX-XXV-DIMLX,; ,3321X-AC1-S-LRLD4-90XX-C3-40KS-90-XX-XXV-DIMLX,; ,3321X-B1-S-10-LRLD4-90XX-C3-27KS-25-XX-XXV-DIMLX,; ,3321X-B1-S-10-LRLD4-90XX-C3-27KS-50-XX-XXV-DIMLX,; ,3321X-B1-S-10-LRLD4-90XX-C3-27KS-90-XX-XXV-DIMLX,; ,3321X-B1-S-10-LRLD4-90XX-C3-30KS-25-XX-XXV-DIMLX,; ,3321X-B1-S-10-LRLD4-90XX-C3-30KS-50-XX-XXV-DIMLX,; ,3321X-B1-S-10-LRLD4-90XX-C3-30KS-90-XX-XXV-DIMLX,; ,3321X-B1-S-10-LRLD4-90XX-C3-35KS-25-XX-XXV-DIMLX,; ,3321X-B1-S-10-LRLD4-90XX-C3-35KS-50-XX-XXV-DIMLX,; ,3321X-B1-S-10-LRLD4-90XX-C3-35KS-90-XX-XXV-DIMLX,; ,3321X-B1-S-10-LRLD4-90XX-C3-40KS-25-XX-XXV-DIMLX,; ,3321X-B1-S-10-LRLD4-90XX-C3-40KS-50-XX-XXV-DIMLX,; ,3321X-B1-S-10-LRLD4-90XX-C3-40KS-90-XX-XXV-DIMLX,; ,3321X-B1-S-28-LRLD4-90XX-C3-27KS-25-XX-XXV-DIMLX,; ,3321X-B1-S-28-LRLD4-90XX-C3-27KS-50-XX-XXV-DIMLX,; ,3321X-B1-S-28-LRLD4-90XX-C3-27KS-90-XX-XXV-DIMLX,; ,3321X-B1-S-28-LRLD4-90XX-C3-30KS-25-XX-XXV-DIMLX,; ,3321X-B1-S-28-LRLD4-90XX-C3-30KS-50-XX-XXV-DIMLX,; ,3321X-B1-S-28-LRLD4-90XX-C3-30KS-90-XX-XXV-DIMLX,; ,3321X-B1-S-28-LRLD4-90XX-C3-35KS-25-XX-XXV-DIMLX,; ,3321X-B1-S-28-LRLD4-90XX-C3-35KS-50-XX-XXV-DIMLX,; ,3321X-B1-S-28-LRLD4-90XX-C3-35KS-90-XX-XXV-DIMLX,; ,3321X-B1-S-28-LRLD4-90XX-C3-40KS-25-XX-XXV-DIMLX,; ,3321X-B1-S-28-LRLD4-90XX-C3-40KS-50-XX-XXV-DIMLX,; ,3321X-B1-S-28-LRLD4-90XX-C3-40KS-90-XX-XXV-DIMLX,; ,BeveLED 2.1, 3021W,; BeveLED 2.1,3021X-B1-S-28-LRTD4-90XX-C3-27KS-90-XX-XXV-DIMLX, | Indoor | LED | Downlight Recessed | 2180 | 33.7 | 64.6 |  | 2700K | 80 | 36000 | Continuously Dimmable,Damp Location Rated,0-10V Dimming,Wet Location Rated |  | 2015-12-21
USAI Lighting, LLC | USAI Lighting | BeveLED 2.1 | 3110X-B1-S-28-LSTD4-90XX-C3-27KS-90-XX-XXV-DIMLX | ,3110-B1-25-S-10-Q-LSTU4-7024-C3-30KS-UR-NCIC-UNV-D,; ,3110-B1-25-S-10-Q-LSTU4-7024-C3-35KS-UR-NCIC-UNV-D,; ,3110-B1-50-S-10-Q-LSTU4-7024-C3-30KS-UR-NCIC-UNV-D,; ,3110-B1-50-S-10-Q-LSTU4-7024-C3-35KS-UR-NCIC-UNV-D,; ,3110-B1-90-S-10-Q-LSTU4-7024-C3-30KS-UR-NCIC-UNV-D,; ,3110-B1-90-S-10-Q-LSTU4-7024-C3-35KS-UR-NCIC-UNV-D,; ,3110X-AC1-S-XX-LSTD4-90XX-C3-27KS-25-XX-XXV-DIMLX,; ,3110X-AC1-S-XX-LSTD4-90XX-C3-27KS-50-XX-XXV-DIMLX,; ,3110X-AC1-S-XX-LSTD4-90XX-C3-27KS-90-XX-XXV-DIMLX,; ,3110X-AC1-S-XX-LSTD4-90XX-C3-30KS-25-XX-XXV-DIMLX,; ,3110X-AC1-S-XX-LSTD4-90XX-C3-30KS-50-XX-XXV-DIMLX,; ,3110X-AC1-S-XX-LSTD4-90XX-C3-30KS-90-XX-XXV-DIMLX,; ,3110X-AC1-S-XX-LSTD4-90XX-C3-35KS-25-XX-XXV-DIMLX,; ,3110X-AC1-S-XX-LSTD4-90XX-C3-35KS-50-XX-XXV-DIMLX,; ,3110X-AC1-S-XX-LSTD4-90XX-C3-35KS-90-XX-XXV-DIMLX,; ,3110X-AC1-S-XX-LSTD4-90XX-C3-40KS-25-XX-XXV-DIMLX,; ,3110X-AC1-S-XX-LSTD4-90XX-C3-40KS-50-XX-XXV-DIMLX,; ,3110X-AC1-S-XX-LSTD4-90XX-C3-40KS-90-XX-XXV-DIMLX,; ,3110X-B1-S-10-LSTD4-90XX-C3-27KS-25-XX-XXV-DIMLX,; ,3110X-B1-S-10-LSTD4-90XX-C3-27KS-50-XX-XXV-DIMLX,; ,3110X-B1-S-10-LSTD4-90XX-C3-27KS-90-XX-XXV-DIMLX,; ,3110X-B1-S-10-LSTD4-90XX-C3-30KS-25-XX-XXV-DIMLX,; ,3110X-B1-S-10-LSTD4-90XX-C3-30KS-50-XX-XXV-DIMLX,; ,3110X-B1-S-10-LSTD4-90XX-C3-30KS-90-XX-XXV-DIMLX,; ,3110X-B1-S-10-LSTD4-90XX-C3-35KS-25-XX-XXV-DIMLX,; ,3110X-B1-S-10-LSTD4-90XX-C3-35KS-50-XX-XXV-DIMLX,; ,3110X-B1-S-10-LSTD4-90XX-C3-35KS-90-XX-XXV-DIMLX,; ,3110X-B1-S-10-LSTD4-90XX-C3-40KS-50-XX-XXV-DIMLX,; ,3110X-B1-S-10-LSTD4-90XX-C3-40KS-90-XX-XXV-DIMLX,; ,3110X-B1-S-28-LSTD4-90XX-C3-27KS-25-XX-XXV-DIMLX,; ,3110X-B1-S-28-LSTD4-90XX-C3-27KS-50-XX-XXV-DIMLX,; ,3110X-B1-S-28-LSTD4-90XX-C3-30KS-25-XX-XXV-DIMLX,; ,3110X-B1-S-28-LSTD4-90XX-C3-30KS-50-XX-XXV-DIMLX,; ,3110X-B1-S-28-LSTD4-90XX-C3-30KS-90-XX-XXV-DIMLX,; ,3110X-B1-S-28-LSTD4-90XX-C3-35KS-25-XX-XXV-DIMLX,; ,3110X-B1-S-28-LSTD4-90XX-C3-35KS-50-XX-XXV-DIMLX,; ,3110X-B1-S-28-LSTD4-90XX-C3-35KS-90-XX-XXV-DIMLX,; ,3110X-B1-S-28-LSTD4-90XX-C3-40KS-25-XX-XXV-DIMLX,; ,3110X-B1-S-28-LSTD4-90XX-C3-40KS-50-XX-XXV-DIMLX,; ,3110X-B1-S-28-LSTD4-90XX-C3-40KS-90-XX-XXV-DIMLX,; ,3311X-AC1-S-LSLD4-90XX-C3-27KS-25-XX-XXV-DIMLX,; ,3311X-AC1-S-LSLD4-90XX-C3-27KS-50-XX-XXV-DIMLX,; ,3311X-AC1-S-LSLD4-90XX-C3-27KS-90-XX-XXV-DIMLX,; ,3311X-AC1-S-LSLD4-90XX-C3-30KS-25-XX-XXV-DIMLX,; ,3311X-AC1-S-LSLD4-90XX-C3-30KS-50-XX-XXV-DIMLX,; ,3311X-AC1-S-LSLD4-90XX-C3-30KS-90-XX-XXV-DIMLX,; ,3311X-AC1-S-LSLD4-90XX-C3-35KS-25-XX-XXV-DIMLX,; ,3311X-AC1-S-LSLD4-90XX-C3-35KS-50-XX-XXV-DIMLX,; ,3311X-AC1-S-LSLD4-90XX-C3-35KS-90-XX-XXV-DIMLX,; ,3311X-AC1-S-LSLD4-90XX-C3-40KS-25-XX-XXV-DIMLX,; ,3311X-AC1-S-LSLD4-90XX-C3-40KS-50-XX-XXV-DIMLX,; ,3311X-AC1-S-LSLD4-90XX-C3-40KS-90-XX-XXV-DIMLX,; ,3311X-B1-S-10-LSLD4-90XX-C3-27KS-25-XX-XXV-DIMLX,; ,3311X-B1-S-10-LSLD4-90XX-C3-27KS-50-XX-XXV-DIMLX,; ,3311X-B1-S-10-LSLD4-90XX-C3-27KS-90-XX-XXV-DIMLX,; ,3311X-B1-S-10-LSLD4-90XX-C3-30KS-25-XX-XXV-DIMLX,; ,3311X-B1-S-10-LSLD4-90XX-C3-30KS-50-XX-XXV-DIMLX,; ,3311X-B1-S-10-LSLD4-90XX-C3-30KS-90-XX-XXV-DIMLX,; ,3311X-B1-S-10-LSLD4-90XX-C3-35KS-25-XX-XXV-DIMLX,; ,3311X-B1-S-10-LSLD4-90XX-C3-35KS-50-XX-XXV-DIMLX,; ,3311X-B1-S-10-LSLD4-90XX-C3-35KS-90-XX-XXV-DIMLX,; ,3311X-B1-S-10-LSLD4-90XX-C3-40KS-25-XX-XXV-DIMLX,; ,3311X-B1-S-10-LSLD4-90XX-C3-40KS-50-XX-XXV-DIMLX,; ,3311X-B1-S-10-LSLD4-90XX-C3-40KS-90-XX-XXV-DIMLX,; ,3311X-B1-S-28-LSLD4-90XX-C3-27KS-25-XX-XXV-DIMLX,; ,3311X-B1-S-28-LSLD4-90XX-C3-27KS-50-XX-XXV-DIMLX,; ,3311X-B1-S-28-LSLD4-90XX-C3-27KS-90-XX-XXV-DIMLX,; ,3311X-B1-S-28-LSLD4-90XX-C3-30KS-25-XX-XXV-DIMLX,; ,3311X-B1-S-28-LSLD4-90XX-C3-30KS-50-XX-XXV-DIMLX,; ,3311X-B1-S-28-LSLD4-90XX-C3-30KS-90-XX-XXV-DIMLX,; ,3311X-B1-S-28-LSLD4-90XX-C3-35KS-25-XX-XXV-DIMLX,; ,3311X-B1-S-28-LSLD4-90XX-C3-35KS-50-XX-XXV-DIMLX,; ,3311X-B1-S-28-LSLD4-90XX-C3-35KS-90-XX-XXV-DIMLX,; ,3311X-B1-S-28-LSLD4-90XX-C3-40KS-25-XX-XXV-DIMLX,; ,3311X-B1-S-28-LSLD4-90XX-C3-40KS-50-XX-XXV-DIMLX,; ,3311X-B1-S-28-LSLD4-90XX-C3-40KS-90-XX-XXV-DIMLX,; ,BeveLED 2.1, 3110W,; BeveLED 2.1,3110X-B1-S-10-LSTD4-90XX-C3-40KS-25-XX-XXV-DIMLX,; BeveLED 2.1,3110X-B1-S-28-LSTD4-90XX-C3-27KS-90-XX-XXV-DIMLX, | Indoor | LED | Downlight Recessed | 2200 | 34.2 | 64.3 |  | 2700K | 80 | 36000 | Continuously Dimmable,Damp Location Rated,0-10V Dimming,Wet Location Rated |  | 2015-12-21
USAI Lighting, LLC | USAI Lighting | BeveLED 2.1 | 3131X-B1-S-28-LSTA4-84XX-C3-27KS-25-XX-XXV-DIMLX | ,3131-B1-25-S-10-Q-LSTU4-7024-C3-30KS-UR-NCIC-UNV-D,; ,3131-B1-25-S-10-Q-LSTU4-7024-C3-35KS-UR-NCIC-UNV-D,; ,3131X-AC1-S-XX-LSTA4-84XX-C3-27KS-25-XX-XXV-DIMLX,; ,3131X-AC1-S-XX-LSTA4-84XX-C3-30KS-25-XX-XXV-DIMLX,; ,3131X-AC1-S-XX-LSTA4-84XX-C3-35KS-25-XX-XXV-DIMLX,; ,3131X-AC1-S-XX-LSTA4-84XX-C3-40KS-25-XX-XXV-DIMLX,; ,3131X-B1-S-10-LSTA4-84XX-C3-27KS-25-XX-XXV-DIMLX,; ,3131X-B1-S-10-LSTA4-84XX-C3-30KS-25-XX-XXV-DIMLX,; ,3131X-B1-S-10-LSTA4-84XX-C3-35KS-25-XX-XXV-DIMLX,; ,3131X-B1-S-10-LSTA4-84XX-C3-40KS-25-XX-XXV-DIMLX,; ,3131X-B1-S-28-LSTA4-84XX-C3-30KS-25-XX-XXV-DIMLX,; ,3131X-B1-S-28-LSTA4-84XX-C3-35KS-25-XX-XXV-DIMLX,; ,3131X-B1-S-28-LSTA4-84XX-C3-40KS-25-XX-XXV-DIMLX,; ,3431X-AC1-S-LSLA4-84XX-C3-27KS-25-XX-XXV-DIMLX,; ,3431X-AC1-S-LSLA4-84XX-C3-30KS-25-XX-XXV-DIMLX,; ,3431X-AC1-S-LSLA4-84XX-C3-35KS-25-XX-XXV-DIMLX,; ,3431X-AC1-S-LSLA4-84XX-C3-40KS-25-XX-XXV-DIMLX,; ,3431X-B1-S-10-LSLA4-84XX-C3-27KS-25-XX-XXV-DIMLX,; ,3431X-B1-S-10-LSLA4-84XX-C3-30KS-25-XX-XXV-DIMLX,; ,3431X-B1-S-10-LSLA4-84XX-C3-35KS-25-XX-XXV-DIMLX,; ,3431X-B1-S-10-LSLA4-84XX-C3-40KS-25-XX-XXV-DIMLX,; ,3431X-B1-S-28-LSLA4-84XX-C3-27KS-25-XX-XXV-DIMLX,; ,3431X-B1-S-28-LSLA4-84XX-C3-30KS-25-XX-XXV-DIMLX,; ,3431X-B1-S-28-LSLA4-84XX-C3-35KS-25-XX-XXV-DIMLX,; ,3431X-B1-S-28-LSLA4-84XX-C3-40KS-25-XX-XXV-DIMLX,; ,BeveLED 2.1, 3131W,; BeveLED 2.1,3131X-B1-S-28-LSTA4-84XX-C3-27KS-25-XX-XXV-DIMLX, | Indoor | LED | Downlight Recessed | 2200 | 34.6 | 63.5 |  | 2700K | 80 | 36000 | Continuously Dimmable,Damp Location Rated,0-10V Dimming,Wet Location Rated |  | 2015-12-21
USAI Lighting, LLC | USAI Lighting | BeveLED 2.1 | 3231X-B1-S-28-LRTA4-84XX-C3-27KS-25-XX-XXV-DIMLX | ,3231-B1-25-S-10-Q-LRTU4-7024-C3-30KS-UR-NCIC-UNV-D,; ,3231-B1-25-S-10-Q-LRTU4-7024-C3-35KS-UR-NCIC-UNV-D,; ,3231X-AC1-S-XX-LRTA4-84XX-C3-27KS-25-XX-XXV-DIMLX,; ,3231X-AC1-S-XX-LRTA4-84XX-C3-30KS-25-XX-XXV-DIMLX,; ,3231X-AC1-S-XX-LRTA4-84XX-C3-35KS-25-XX-XXV-DIMLX,; ,3231X-AC1-S-XX-LRTA4-84XX-C3-40KS-25-XX-XXV-DIMLX,; ,3231X-B1-S-10-LRTA4-84XX-C3-27KS-25-XX-XXV-DIMLX,; ,3231X-B1-S-10-LRTA4-84XX-C3-30KS-25-XX-XXV-DIMLX,; ,3231X-B1-S-10-LRTA4-84XX-C3-35KS-25-XX-XXV-DIMLX,; ,3231X-B1-S-10-LRTA4-84XX-C3-40KS-25-XX-XXV-DIMLX,; ,3231X-B1-S-28-LRTA4-84XX-C3-30KS-25-XX-XXV-DIMLX,; ,3231X-B1-S-28-LRTA4-84XX-C3-35KS-25-XX-XXV-DIMLX,; ,3231X-B1-S-28-LRTA4-84XX-C3-40KS-25-XX-XXV-DIMLX,; ,3331X-AC1-S-LRLA4-84XX-C3-27KS-25-XX-XXV-DIMLX,; ,3331X-AC1-S-LRLA4-84XX-C3-30KS-25-XX-XXV-DIMLX,; ,3331X-AC1-S-LRLA4-84XX-C3-35KS-25-XX-XXV-DIMLX,; ,3331X-AC1-S-LRLA4-84XX-C3-40KS-25-XX-XXV-DIMLX,; ,3331X-B1-S-10-LRLA4-84XX-C3-27KS-25-XX-XXV-DIMLX,; ,3331X-B1-S-10-LRLA4-84XX-C3-30KS-25-XX-XXV-DIMLX,; ,3331X-B1-S-10-LRLA4-84XX-C3-35KS-25-XX-XXV-DIMLX,; ,3331X-B1-S-10-LRLA4-84XX-C3-40KS-25-XX-XXV-DIMLX,; ,3331X-B1-S-28-LRLA4-84XX-C3-27KS-25-XX-XXV-DIMLX,; ,3331X-B1-S-28-LRLA4-84XX-C3-30KS-25-XX-XXV-DIMLX,; ,3331X-B1-S-28-LRLA4-84XX-C3-35KS-25-XX-XXV-DIMLX,; ,3331X-B1-S-28-LRLA4-84XX-C3-40KS-25-XX-XXV-DIMLX,; ,BeveLED 2.1, 3231W,; BeveLED 2.1,3231X-B1-S-28-LRTA4-84XX-C3-27KS-25-XX-XXV-DIMLX, | Indoor | LED | Downlight Recessed | 2170 | 33.8 | 64.2 |  | 2700K | 81 | 36000 | Continuously Dimmable,Damp Location Rated,0-10V Dimming,Wet Location Rated |  | 2015-12-21
USAI Lighting, LLC | USAI Lighting | BeveLED 2.1 | 3651X-B1-10-LSTW4-6009-C3-27KS-W2-XX-120V-DIMLX | ,3651X-B1-10-LSTW4-6009-C3-30KS-W2-XX-120V-DIMLX,; ,3651X-B1-10-LSTW4-6009-C3-35KS-W2-XX-120V-DIMLX,; ,3651X-B1-10-LSTW4-6009-C3-40KS-W2-XX-120V-DIMLX,; ,3751X-B1-10-LRTW4-6009-C3-27KS-W2-XX-120V-DIMLX,; ,3751X-B1-10-LRTW4-6009-C3-30KS-W2-XX-120V-DIMLX,; ,3751X-B1-10-LRTW4-6009-C3-35KS-W2-XX-120V-DIMLX,; ,3751X-B1-10-LRTW4-6009-C3-40KS-W2-XX-120V-DIMLX,; ,3851X-B1-10-LSLW4-6009-C3-27KS-W2-XX-120V-DIMLX,; ,3851X-B1-10-LSLW4-6009-C3-30KS-W2-XX-120V-DIMLX,; ,3851X-B1-10-LSLW4-6009-C3-35KS-W2-XX-120V-DIMLX,; ,3851X-B1-10-LSLW4-6009-C3-40KS-W2-XX-120V-DIMLX,; ,3951X-B1-10-LRLW4-6009-C3-27KS-W2-XX-120V-DIMLX,; ,3951X-B1-10-LRLW4-6009-C3-30KS-W2-XX-120V-DIMLX,; ,3951X-B1-10-LRLW4-6009-C3-35KS-W2-XX-120V-DIMLX,; ,3951X-B1-10-LRLW4-6009-C3-40KS-W2-XX-120V-DIMLX, | Indoor | LED | Downlight Surface Mount | 774 | 8.4 | 92.6 |  | 2700K | 82 | 36000 | Continuously Dimmable |  | 2016-06-20
USAI Lighting, LLC | USAI Lighting | BeveLED 2.1 | 3651X-B1-10-LSTW4-6009-C3-27KS-W2-XX-277V-DIMLX | ,3651X-B1-10-LSTW4-6009-C3-30KS-W2-XX-277V-DIMLX,; ,3651X-B1-10-LSTW4-6009-C3-35KS-W2-XX-277V-DIMLX,; ,3651X-B1-10-LSTW4-6009-C3-40KS-W2-XX-277V-DIMLX,; ,3751X-B1-10-LRTW4-6009-C3-27KS-W2-XX-277V-DIMLX,; ,3751X-B1-10-LRTW4-6009-C3-30KS-W2-XX-277V-DIMLX,; ,3751X-B1-10-LRTW4-6009-C3-35KS-W2-XX-277V-DIMLX,; ,3751X-B1-10-LRTW4-6009-C3-40KS-W2-XX-277V-DIMLX,; ,3851X-B1-10-LSLW4-6009-C3-27KS-W2-XX-277V-DIMLX,; ,3851X-B1-10-LSLW4-6009-C3-30KS-W2-XX-277V-DIMLX,; ,3851X-B1-10-LSLW4-6009-C3-35KS-W2-XX-277V-DIMLX,; ,3851X-B1-10-LSLW4-6009-C3-40KS-W2-XX-277V-DIMLX,; ,3951X-B1-10-LRLW4-6009-C3-27KS-W2-XX-277V-DIMLX,; ,3951X-B1-10-LRLW4-6009-C3-30KS-W2-XX-277V-DIMLX,; ,3951X-B1-10-LRLW4-6009-C3-35KS-W2-XX-277V-DIMLX,; ,3951X-B1-10-LRLW4-6009-C3-40KS-W2-XX-277V-DIMLX, | Indoor | LED | Downlight Surface Mount | 774 | 8.4 | 92.6 |  | 2700K | 82 | 36000 | Continuously Dimmable |  | 2016-06-20
USAI Lighting, LLC | USAI Lighting | BeveLED 2.1 | 3651X-B1-10-LSTW4-6012-C3-27KS-W2-XX-120V-DIMLX | ,3651X-B1-10-LSTW4-6012-C3-30KS-W2-XX-120V-DIMLX,; ,3651X-B1-10-LSTW4-6012-C3-35KS-W2-XX-120V-DIMLX,; ,3651X-B1-10-LSTW4-6012-C3-40KS-W2-XX-120V-DIMLX,; ,3751X-B1-10-LRTW4-6012-C3-27KS-W2-XX-120V-DIMLX,; ,3751X-B1-10-LRTW4-6012-C3-30KS-W2-XX-120V-DIMLX,; ,3751X-B1-10-LRTW4-6012-C3-35KS-W2-XX-120V-DIMLX,; ,3751X-B1-10-LRTW4-6012-C3-40KS-W2-XX-120V-DIMLX,; ,3851X-B1-10-LSLW4-6012-C3-27KS-W2-XX-120V-DIMLX,; ,3851X-B1-10-LSLW4-6012-C3-30KS-W2-XX-120V-DIMLX,; ,3851X-B1-10-LSLW4-6012-C3-35KS-W2-XX-120V-DIMLX,; ,3851X-B1-10-LSLW4-6012-C3-40KS-W2-XX-120V-DIMLX,; ,3951X-B1-10-LRLW4-6012-C3-27KS-W2-XX-120V-DIMLX,; ,3951X-B1-10-LRLW4-6012-C3-30KS-W2-XX-120V-DIMLX,; ,3951X-B1-10-LRLW4-6012-C3-35KS-W2-XX-120V-DIMLX,; ,3951X-B1-10-LRLW4-6012-C3-40KS-W2-XX-120V-DIMLX, | Indoor | LED | Downlight Surface Mount | 1035 | 11.6 | 88.9 |  | 2700K | 81 | 36000 | Continuously Dimmable |  | 2016-06-20
USAI Lighting, LLC | USAI Lighting | BeveLED 2.1 | 3651X-B1-10-LSTW4-6012-C3-27KS-W2-XX-277V-DIMLX | ,3651X-B1-10-LSTW4-6012-C3-30KS-W2-XX-277V-DIMLX,; ,3651X-B1-10-LSTW4-6012-C3-35KS-W2-XX-277V-DIMLX,; ,3651X-B1-10-LSTW4-6012-C3-40KS-W2-XX-277V-DIMLX,; ,3751X-B1-10-LRTW4-6012-C3-27KS-W2-XX-277V-DIMLX,; ,3751X-B1-10-LRTW4-6012-C3-30KS-W2-XX-277V-DIMLX,; ,3751X-B1-10-LRTW4-6012-C3-35KS-W2-XX-277V-DIMLX,; ,3751X-B1-10-LRTW4-6012-C3-40KS-W2-XX-277V-DIMLX,; ,3851X-B1-10-LSLW4-6012-C3-27KS-W2-XX-277V-DIMLX,; ,3851X-B1-10-LSLW4-6012-C3-30KS-W2-XX-277V-DIMLX,; ,3851X-B1-10-LSLW4-6012-C3-35KS-W2-XX-277V-DIMLX,; ,3851X-B1-10-LSLW4-6012-C3-40KS-W2-XX-277V-DIMLX,; ,3951X-B1-10-LRLW4-6012-C3-27KS-W2-XX-277V-DIMLX,; ,3951X-B1-10-LRLW4-6012-C3-30KS-W2-XX-277V-DIMLX,; ,3951X-B1-10-LRLW4-6012-C3-35KS-W2-XX-277V-DIMLX,; ,3951X-B1-10-LRLW4-6012-C3-40KS-W2-XX-277V-DIMLX, | Indoor | LED | Downlight Surface Mount | 1035 | 11.6 | 88.9 |  | 2700K | 81 | 36000 | Continuously Dimmable |  | 2016-06-20
USAI Lighting, LLC | USAI Lighting | BeveLED 2.1 | 3651X-B1-10-LSTW4-6016-C3-27KS-W2-XX-120V-DIMLX | ,3651X-B1-10-LSTW4-6016-C3-30KS-W2-XX-120V-DIMLX,; ,3651X-B1-10-LSTW4-6016-C3-35KS-W2-XX-120V-DIMLX,; ,3651X-B1-10-LSTW4-6016-C3-40KS-W2-XX-120V-DIMLX,; ,3751X-B1-10-LRTW4-6016-C3-27KS-W2-XX-120V-DIMLX,; ,3751X-B1-10-LRTW4-6016-C3-30KS-W2-XX-120V-DIMLX,; ,3751X-B1-10-LRTW4-6016-C3-35KS-W2-XX-120V-DIMLX,; ,3751X-B1-10-LRTW4-6016-C3-40KS-W2-XX-120V-DIMLX,; ,3851X-B1-10-LSLW4-6016-C3-27KS-W2-XX-120V-DIMLX,; ,3851X-B1-10-LSLW4-6016-C3-30KS-W2-XX-120V-DIMLX,; ,3851X-B1-10-LSLW4-6016-C3-35KS-W2-XX-120V-DIMLX,; ,3851X-B1-10-LSLW4-6016-C3-40KS-W2-XX-120V-DIMLX,; ,3951X-B1-10-LRLW4-6016-C3-27KS-W2-XX-120V-DIMLX,; ,3951X-B1-10-LRLW4-6016-C3-30KS-W2-XX-120V-DIMLX,; ,3951X-B1-10-LRLW4-6016-C3-35KS-W2-XX-120V-DIMLX,; ,3951X-B1-10-LRLW4-6016-C3-40KS-W2-XX-120V-DIMLX, | Indoor | LED | Downlight Surface Mount | 1381 | 16.6 | 83.2 |  | 2700K | 81 | 36000 | Continuously Dimmable |  | 2016-06-20
USAI Lighting, LLC | USAI Lighting | BeveLED 2.1 | 3651X-B1-10-LSTW4-6016-C3-27KS-W2-XX-277V-DIMLX | ,3651X-B1-10-LSTW4-6016-C3-30KS-W2-XX-277V-DIMLX,; ,3651X-B1-10-LSTW4-6016-C3-35KS-W2-XX-277V-DIMLX,; ,3651X-B1-10-LSTW4-6016-C3-40KS-W2-XX-277V-DIMLX,; ,3751X-B1-10-LRTW4-6016-C3-27KS-W2-XX-277V-DIMLX,; ,3751X-B1-10-LRTW4-6016-C3-30KS-W2-XX-277V-DIMLX,; ,3751X-B1-10-LRTW4-6016-C3-35KS-W2-XX-277V-DIMLX,; ,3751X-B1-10-LRTW4-6016-C3-40KS-W2-XX-277V-DIMLX,; ,3851X-B1-10-LSLW4-6016-C3-27KS-W2-XX-277V-DIMLX,; ,3851X-B1-10-LSLW4-6016-C3-30KS-W2-XX-277V-DIMLX,; ,3851X-B1-10-LSLW4-6016-C3-35KS-W2-XX-277V-DIMLX,; ,3851X-B1-10-LSLW4-6016-C3-40KS-W2-XX-277V-DIMLX,; ,3951X-B1-10-LRLW4-6016-C3-27KS-W2-XX-277V-DIMLX,; ,3951X-B1-10-LRLW4-6016-C3-30KS-W2-XX-277V-DIMLX,; ,3951X-B1-10-LRLW4-6016-C3-35KS-W2-XX-277V-DIMLX,; ,3951X-B1-10-LRLW4-6016-C3-40KS-W2-XX-277V-DIMLX, | Indoor | LED | Downlight Surface Mount | 1381 | 16.6 | 83.2 |  | 2700K | 81 | 36000 | Continuously Dimmable |  | 2016-06-20
USAI Lighting, LLC | USAI Lighting | BeveLED Cylinder | LBRP6-9009-C3-10-XX-10-27KS-25-S-XX-120V-DIMLX | ,LBRP6-9009-C3-10-XX-10-27KS-25-S-XX-277V-DIMLX,; ,LBRP6-9009-C3-10-XX-10-27KS-50-S-XX-120V-DIMLX,; ,LBRP6-9009-C3-10-XX-10-27KS-50-S-XX-277V-DIMLX,; ,LBRP6-9009-C3-10-XX-10-30KS-25-S-XX-120V-DIMLX,; ,LBRP6-9009-C3-10-XX-10-30KS-25-S-XX-277V-DIMLX,; ,LBRP6-9009-C3-10-XX-10-30KS-50-S-XX-120V-DIMLX,; ,LBRP6-9009-C3-10-XX-10-30KS-50-S-XX-277V-DIMLX,; ,LBRP6-9009-C3-10-XX-10-35KS-25-S-XX-120V-DIMLX,; ,LBRP6-9009-C3-10-XX-10-35KS-25-S-XX-277V-DIMLX,; ,LBRP6-9009-C3-10-XX-10-35KS-50-S-XX-120V-DIMLX,; ,LBRP6-9009-C3-10-XX-10-35KS-50-S-XX-277V-DIMLX,; ,LBRP6-9009-C3-10-XX-10-40KS-25-S-XX-120V-DIMLX,; ,LBRP6-9009-C3-10-XX-10-40KS-25-S-XX-277V-DIMLX,; ,LBRP6-9009-C3-10-XX-10-40KS-50-S-XX-120V-DIMLX,; ,LBRP6-9009-C3-10-XX-10-40KS-50-S-XX-277V-DIMLX, | Indoor | LED | Downlight Surface Mount | 774 | 8.4 | 92.6 |  | 2700K | 82 | 36000 | Continuously Dimmable |  | 2016-06-20
USAI Lighting, LLC | USAI Lighting | BeveLED Cylinder | LBRP6-9012-C3-10-XX-10-27KS-25-S-XX-120V-DIMLX | ,LBRP6-9012-C3-10-XX-10-27KS-25-S-XX-277V-DIMLX,; ,LBRP6-9012-C3-10-XX-10-27KS-50-S-XX-120V-DIMLX,; ,LBRP6-9012-C3-10-XX-10-27KS-50-S-XX-277V-DIMLX,; ,LBRP6-9012-C3-10-XX-10-30KS-25-S-XX-120V-DIMLX,; ,LBRP6-9012-C3-10-XX-10-30KS-25-S-XX-277V-DIMLX,; ,LBRP6-9012-C3-10-XX-10-30KS-50-S-XX-120V-DIMLX,; ,LBRP6-9012-C3-10-XX-10-30KS-50-S-XX-277V-DIMLX,; ,LBRP6-9012-C3-10-XX-10-35KS-25-S-XX-120V-DIMLX,; ,LBRP6-9012-C3-10-XX-10-35KS-25-S-XX-277V-DIMLX,; ,LBRP6-9012-C3-10-XX-10-35KS-50-S-XX-120V-DIMLX,; ,LBRP6-9012-C3-10-XX-10-35KS-50-S-XX-277V-DIMLX,; ,LBRP6-9012-C3-10-XX-10-40KS-25-S-XX-120V-DIMLX,; ,LBRP6-9012-C3-10-XX-10-40KS-25-S-XX-277V-DIMLX,; ,LBRP6-9012-C3-10-XX-10-40KS-50-S-XX-120V-DIMLX,; ,LBRP6-9012-C3-10-XX-10-40KS-50-S-XX-277V-DIMLX, | Indoor | LED | Downlight Surface Mount | 1035 | 11.6 | 88.9 |  | 2700K | 81 | 36000 | Continuously Dimmable |  | 2016-06-20
USAI Lighting, LLC | USAI Lighting | BeveLED Cylinder | LBRP6-9016-C3-10-XX-10-27KS-25-S-XX-120V-DIMLX | ,LBRP6-9016-C3-10-XX-10-27KS-25-S-XX-277V-DIMLX,; ,LBRP6-9016-C3-10-XX-10-27KS-50-S-XX-120V-DIMLX,; ,LBRP6-9016-C3-10-XX-10-27KS-50-S-XX-277V-DIMLX,; ,LBRP6-9016-C3-10-XX-10-30KS-25-S-XX-120V-DIMLX,; ,LBRP6-9016-C3-10-XX-10-30KS-25-S-XX-277V-DIMLX,; ,LBRP6-9016-C3-10-XX-10-30KS-50-S-XX-120V-DIMLX,; ,LBRP6-9016-C3-10-XX-10-30KS-50-S-XX-277V-DIMLX,; ,LBRP6-9016-C3-10-XX-10-35KS-25-S-XX-120V-DIMLX,; ,LBRP6-9016-C3-10-XX-10-35KS-25-S-XX-277V-DIMLX,; ,LBRP6-9016-C3-10-XX-10-35KS-50-S-XX-120V-DIMLX,; ,LBRP6-9016-C3-10-XX-10-35KS-50-S-XX-277V-DIMLX,; ,LBRP6-9016-C3-10-XX-10-40KS-25-S-XX-120V-DIMLX,; ,LBRP6-9016-C3-10-XX-10-40KS-25-S-XX-277V-DIMLX,; ,LBRP6-9016-C3-10-XX-10-40KS-50-S-XX-120V-DIMLX,; ,LBRP6-9016-C3-10-XX-10-40KS-50-S-XX-277V-DIMLX, | Indoor | LED | Downlight Surface Mount | 1381 | 16.6 | 83.2 |  | 2700K | 81 | 36000 | Continuously Dimmable |  | 2016-06-20
USAI Lighting, LLC | USAI Lighting | BeveLED Cylinder | LBRP6-9024-C3-10-XX-10-27KS-25-S-XX-120V-DIMLX | ,LBRP6-9024-C3-10-XX-10-27KS-25-S-XX-277V-DIMLX,; ,LBRP6-9024-C3-10-XX-10-27KS-50-S-XX-120V-DIMLX,; ,LBRP6-9024-C3-10-XX-10-27KS-50-S-XX-277V-DIMLX,; ,LBRP6-9024-C3-10-XX-10-30KS-25-S-XX-120V-DIMLX,; ,LBRP6-9024-C3-10-XX-10-30KS-25-S-XX-277V-DIMLX,; ,LBRP6-9024-C3-10-XX-10-30KS-50-S-XX-120V-DIMLX,; ,LBRP6-9024-C3-10-XX-10-30KS-50-S-XX-277V-DIMLX,; ,LBRP6-9024-C3-10-XX-10-35KS-25-S-XX-120V-DIMLX,; ,LBRP6-9024-C3-10-XX-10-35KS-25-S-XX-277V-DIMLX,; ,LBRP6-9024-C3-10-XX-10-35KS-50-S-XX-120V-DIMLX,; ,LBRP6-9024-C3-10-XX-10-35KS-50-S-XX-277V-DIMLX,; ,LBRP6-9024-C3-10-XX-10-40KS-25-S-XX-120V-DIMLX,; ,LBRP6-9024-C3-10-XX-10-40KS-25-S-XX-277V-DIMLX,; ,LBRP6-9024-C3-10-XX-10-40KS-50-S-XX-120V-DIMLX,; ,LBRP6-9024-C3-10-XX-10-40KS-50-S-XX-277V-DIMLX, | Indoor | LED | Downlight Surface Mount | 1880 | 25.1 | 75 |  | 2700K | 80 | 36000 | Continuously Dimmable |  | 2016-06-20
USAI Lighting, LLC | USAI Lighting | BeveLED Cylinder | LBRP6-9033-C3-10-XX-10-27KS-25-S-XX-120V-DIMLX | ,LBRP6-9033-C3-10-XX-10-27KS-25-S-XX-277V-DIMLX,; ,LBRP6-9033-C3-10-XX-10-27KS-50-S-XX-120V-DIMLX,; ,LBRP6-9033-C3-10-XX-10-27KS-50-S-XX-277V-DIMLX,; ,LBRP6-9033-C3-10-XX-10-30KS-25-S-XX-120V-DIMLX,; ,LBRP6-9033-C3-10-XX-10-30KS-25-S-XX-277V-DIMLX,; ,LBRP6-9033-C3-10-XX-10-30KS-50-S-XX-120V-DIMLX,; ,LBRP6-9033-C3-10-XX-10-30KS-50-S-XX-277V-DIMLX,; ,LBRP6-9033-C3-10-XX-10-35KS-25-S-XX-120V-DIMLX,; ,LBRP6-9033-C3-10-XX-10-35KS-25-S-XX-277V-DIMLX,; ,LBRP6-9033-C3-10-XX-10-35KS-50-S-XX-120V-DIMLX,; ,LBRP6-9033-C3-10-XX-10-35KS-50-S-XX-277V-DIMLX,; ,LBRP6-9033-C3-10-XX-10-40KS-25-S-XX-120V-DIMLX,; ,LBRP6-9033-C3-10-XX-10-40KS-25-S-XX-277V-DIMLX,; ,LBRP6-9033-C3-10-XX-10-40KS-50-S-XX-120V-DIMLX,; ,LBRP6-9033-C3-10-XX-10-40KS-50-S-XX-277V-DIMLX, | Indoor | LED | Downlight Surface Mount | 2382 | 33.5 | 71.1 |  | 2700K | 80 | 36000 | Continuously Dimmable |  | 2016-06-20
USAI Lighting, LLC | USAI Lighting | BeveLED Cylinder Wallwash | LBRWP6-6016-C3-10-XX-10-27KS-PX-120V-DIMLX | ,LBRWP6-6009-C3-10-XX-10-27KS-PX-120V-DIMLX,; ,LBRWP6-6009-C3-10-XX-10-27KS-PX-277V-DIMLX,; ,LBRWP6-6009-C3-10-XX-10-30KS-PX-120V-DIMLX,; ,LBRWP6-6009-C3-10-XX-10-30KS-PX-277V-DIMLX,; ,LBRWP6-6009-C3-10-XX-10-35KS-PX-120V-DIMLX,; ,LBRWP6-6009-C3-10-XX-10-35KS-PX-277V-DIMLX,; ,LBRWP6-6009-C3-10-XX-10-40KS-PX-120V-DIMLX,; ,LBRWP6-6009-C3-10-XX-10-40KS-PX-277V-DIMLX,; ,LBRWP6-6012-C3-10-XX-10-27KS-PX-120V-DIMLX,; ,LBRWP6-6012-C3-10-XX-10-27KS-PX-277V-DIMLX,; ,LBRWP6-6012-C3-10-XX-10-30KS-PX-120V-DIMLX,; ,LBRWP6-6012-C3-10-XX-10-30KS-PX-277V-DIMLX,; ,LBRWP6-6012-C3-10-XX-10-35KS-PX-120V-DIMLX,; ,LBRWP6-6012-C3-10-XX-10-35KS-PX-277V-DIMLX,; ,LBRWP6-6012-C3-10-XX-10-40KS-PX-120V-DIMLX,; ,LBRWP6-6012-C3-10-XX-10-40KS-PX-277V-DIMLX,; ,LBRWP6-6016-C3-10-XX-10-27KS-PX-277V-DIMLX,; ,LBRWP6-6016-C3-10-XX-10-30KS-PX-120V-DIMLX,; ,LBRWP6-6016-C3-10-XX-10-30KS-PX-277V-DIMLX,; ,LBRWP6-6016-C3-10-XX-10-35KS-PX-120V-DIMLX,; ,LBRWP6-6016-C3-10-XX-10-35KS-PX-277V-DIMLX,; ,LBRWP6-6016-C3-10-XX-10-40KS-PX-120V-DIMLX,; ,LBRWP6-6016-C3-10-XX-10-40KS-PX-277V-DIMLX, | Indoor | LED | Downlight Surface Mount | 1207 | 16.6 | 72.8 |  | 2700K | 81 | 36000 | Continuously Dimmable |  | 2016-06-20
USAI Lighting, LLC | USAI Lighting | BeveLED Basic 1010 | 1010X-B1-S-10-LSTD4-90XX-M2-XXKS-30-XX-XXXV-DIML2 | ,1010-B1-S-10-LSTD4-9014-M2-27KS-30-IC-XXXV-DIML2,; ,1010-B1-S-10-LSTD4-9014-M2-27KS-30-NCSM-XXXV-DIML2,; ,1010-B1-S-10-LSTD4-9014-M2-30KS-30-IC-XXXV-DIML2,; ,1010-B1-S-10-LSTD4-9014-M2-30KS-30-NCSM-XXXV-DIML2,; ,1010-B1-S-10-LSTD4-9014-M2-35KS-30-IC-XXXV-DIML2,; ,1010-B1-S-10-LSTD4-9014-M2-35KS-30-NCSM-XXXV-DIML2,; ,1010-B1-S-10-LSTD4-9020-M2-27KS-30-IC-XXXV-DIML2,; ,1010-B1-S-10-LSTD4-9020-M2-27KS-30-NCSM-XXXV-DIML2,; ,1010-B1-S-10-LSTD4-9020-M2-30KS-30-IC-XXXV-DIML2,; ,1010-B1-S-10-LSTD4-9020-M2-30KS-30-NCSM-XXXV-DIML2,; ,1010-B1-S-10-LSTD4-9020-M2-35KS-30-IC-XXXV-DIML2,; ,1010-B1-S-10-LSTD4-9020-M2-35KS-30-NCSM-XXXV-DIML2,; ,1010W-B1-S-10-LSTD4-9014-M2-27KS-30-IC-XXXV-DIML2,; ,1010W-B1-S-10-LSTD4-9014-M2-27KS-30-NCSM-XXXV-DIML2,; ,1010W-B1-S-10-LSTD4-9014-M2-30KS-30-IC-XXXV-DIML2,; ,1010W-B1-S-10-LSTD4-9014-M2-30KS-30-NCSM-XXXV-DIML2,; ,1010W-B1-S-10-LSTD4-9014-M2-35KS-30-IC-XXXV-DIML2,; ,1010W-B1-S-10-LSTD4-9014-M2-35KS-30-NCSM-XXXV-DIML2,; ,1010W-B1-S-10-LSTD4-9020-M2-27KS-30-IC-XXXV-DIML2,; ,1010W-B1-S-10-LSTD4-9020-M2-27KS-30-NCSM-XXXV-DIML2,; ,1010W-B1-S-10-LSTD4-9020-M2-30KS-30-IC-XXXV-DIML2,; ,1010W-B1-S-10-LSTD4-9020-M2-30KS-30-NCSM-XXXV-DIML2,; ,1010W-B1-S-10-LSTD4-9020-M2-35KS-30-IC-XXXV-DIML2,; ,1010W-B1-S-10-LSTD4-9020-M2-35KS-30-NCSM-XXXV-DIML2,; BeveLED Basic 1010-Q,1010-B1-30-10-Q-LSTU4-7020-M2-30KS-UR-NCSM-UNV-DIML2-Q,; BeveLED Basic 1010-Q,1010-B1-30-10-Q-LSTU4-7020-M2-35KS-UR-NCSM-UNV-DIML2-Q, | Indoor | LED | Downlight Recessed | 1215 | 21.3 | 57.3 |  | 2700K | 81 | 36000 | Continuously Dimmable |  | 2016-06-01
USAI Lighting, LLC | USAI Lighting | BeveLED Basic 1010 | 1010X-B1-S-10-LSTD4-90XX-M2-XXKS-50-XX-XXXV-DIML2 | ,1010-B1-S-10-LSTD4-9014-M2-27KS-50-IC-XXXV-DIML2,; ,1010-B1-S-10-LSTD4-9014-M2-27KS-50-NCSM-XXXV-DIML2,; ,1010-B1-S-10-LSTD4-9014-M2-30KS-50-IC-XXXV-DIML2,; ,1010-B1-S-10-LSTD4-9014-M2-30KS-50-NCSM-XXXV-DIML2,; ,1010-B1-S-10-LSTD4-9014-M2-35KS-50-IC-XXXV-DIML2,; ,1010-B1-S-10-LSTD4-9014-M2-35KS-50-NCSM-XXXV-DIML2,; ,1010-B1-S-10-LSTD4-9020-M2-27KS-50-IC-XXXV-DIML2,; ,1010-B1-S-10-LSTD4-9020-M2-27KS-50-NCSM-XXXV-DIML2,; ,1010-B1-S-10-LSTD4-9020-M2-30KS-50-IC-XXXV-DIML2,; ,1010-B1-S-10-LSTD4-9020-M2-30KS-50-NCSM-XXXV-DIML2,; ,1010-B1-S-10-LSTD4-9020-M2-35KS-50-IC-XXXV-DIML2,; ,1010-B1-S-10-LSTD4-9020-M2-35KS-50-NCSM-XXXV-DIML2,; ,1010W-B1-S-10-LSTD4-9014-M2-27KS-50-IC-XXXV-DIML2,; ,1010W-B1-S-10-LSTD4-9014-M2-27KS-50-NCSM-XXXV-DIML2,; ,1010W-B1-S-10-LSTD4-9014-M2-30KS-50-IC-XXXV-DIML2,; ,1010W-B1-S-10-LSTD4-9014-M2-30KS-50-NCSM-XXXV-DIML2,; ,1010W-B1-S-10-LSTD4-9014-M2-35KS-50-IC-XXXV-DIML2,; ,1010W-B1-S-10-LSTD4-9014-M2-35KS-50-NCSM-XXXV-DIML2,; ,1010W-B1-S-10-LSTD4-9020-M2-27KS-50-IC-XXXV-DIML2,; ,1010W-B1-S-10-LSTD4-9020-M2-27KS-50-NCSM-XXXV-DIML2,; ,1010W-B1-S-10-LSTD4-9020-M2-30KS-50-IC-XXXV-DIML2,; ,1010W-B1-S-10-LSTD4-9020-M2-30KS-50-NCSM-XXXV-DIML2,; ,1010W-B1-S-10-LSTD4-9020-M2-35KS-50-IC-XXXV-DIML2,; ,1010W-B1-S-10-LSTD4-9020-M2-35KS-50-NCSM-XXXV-DIML2,; BeveLED Basic 1010-Q,1010-B1-50-10-Q-LSTU4-7020-M2-30KS-UR-NCSM-UNV-DIML2-Q,; BeveLED Basic 1010-Q,1010-B1-50-10-Q-LSTU4-7020-M2-35KS-UR-NCSM-UNV-DIML2-Q, | Indoor | LED | Downlight Recessed | 1215 | 21.3 | 57.3 |  | 2700K | 81 | 36000 | Continuously Dimmable |  | 2016-06-01
USAI Lighting, LLC | USAI Lighting | BeveLED Basic 1011 | 1011X-B1-S-10-LSLD4-90XX-M2-XXKS-30-XX-XXXV-DIML2 | ,1011-B1-S-10-LSLD4-9014-M2-27KS-30-IC-XXXV-DIML2,; ,1011-B1-S-10-LSLD4-9014-M2-27KS-30-NCSM1-XXXV-DIML2,; ,1011-B1-S-10-LSLD4-9014-M2-27KS-30-NCSM2-XXXV-DIML2,; ,1011-B1-S-10-LSLD4-9014-M2-30KS-30-IC-XXXV-DIML2,; ,1011-B1-S-10-LSLD4-9014-M2-30KS-30-NCSM1-XXXV-DIML2,; ,1011-B1-S-10-LSLD4-9014-M2-30KS-30-NCSM2-XXXV-DIML2,; ,1011-B1-S-10-LSLD4-9014-M2-35KS-30-IC-XXXV-DIML2,; ,1011-B1-S-10-LSLD4-9014-M2-35KS-30-NCSM1-XXXV-DIML2,; ,1011-B1-S-10-LSLD4-9014-M2-35KS-30-NCSM2-XXXV-DIML2,; ,1011-B1-S-10-LSLD4-9020-M2-27KS-30-IC-XXXV-DIML2,; ,1011-B1-S-10-LSLD4-9020-M2-27KS-30-NCSM1-XXXV-DIML2,; ,1011-B1-S-10-LSLD4-9020-M2-27KS-30-NCSM2-XXXV-DIML2,; ,1011-B1-S-10-LSLD4-9020-M2-30KS-30-IC-XXXV-DIML2,; ,1011-B1-S-10-LSLD4-9020-M2-30KS-30-NCSM1-XXXV-DIML2,; ,1011-B1-S-10-LSLD4-9020-M2-30KS-30-NCSM2-XXXV-DIML2,; ,1011-B1-S-10-LSLD4-9020-M2-35KS-30-IC-XXXV-DIML2,; ,1011-B1-S-10-LSLD4-9020-M2-35KS-30-NCSM1-XXXV-DIML2,; ,1011-B1-S-10-LSLD4-9020-M2-35KS-30-NCSM2-XXXV-DIML2,; ,1011W-B1-S-10-LSLD4-9014-M2-27KS-30-IC-XXXV-DIML2,; ,1011W-B1-S-10-LSLD4-9014-M2-27KS-30-NCSM1-XXXV-DIML2,; ,1011W-B1-S-10-LSLD4-9014-M2-27KS-30-NCSM2-XXXV-DIML2,; ,1011W-B1-S-10-LSLD4-9014-M2-30KS-30-IC-XXXV-DIML2,; ,1011W-B1-S-10-LSLD4-9014-M2-30KS-30-NCSM1-XXXV-DIML2,; ,1011W-B1-S-10-LSLD4-9014-M2-30KS-30-NCSM2-XXXV-DIML2,; ,1011W-B1-S-10-LSLD4-9014-M2-35KS-30-IC-XXXV-DIML2,; ,1011W-B1-S-10-LSLD4-9014-M2-35KS-30-NCSM1-XXXV-DIML2,; ,1011W-B1-S-10-LSLD4-9014-M2-35KS-30-NCSM2-XXXV-DIML2,; ,1011W-B1-S-10-LSLD4-9020-M2-27KS-30-IC-XXXV-DIML2,; ,1011W-B1-S-10-LSLD4-9020-M2-27KS-30-NCSM1-XXXV-DIML2,; ,1011W-B1-S-10-LSLD4-9020-M2-27KS-30-NCSM2-XXXV-DIML2,; ,1011W-B1-S-10-LSLD4-9020-M2-30KS-30-IC-XXXV-DIML2,; ,1011W-B1-S-10-LSLD4-9020-M2-30KS-30-NCSM1-XXXV-DIML2,; ,1011W-B1-S-10-LSLD4-9020-M2-30KS-30-NCSM2-XXXV-DIML2,; ,1011W-B1-S-10-LSLD4-9020-M2-35KS-30-IC-XXXV-DIML2,; ,1011W-B1-S-10-LSLD4-9020-M2-35KS-30-NCSM1-XXXV-DIML2,; ,1011W-B1-S-10-LSLD4-9020-M2-35KS-30-NCSM2-XXXV-DIML2, | Indoor | LED | Downlight Recessed | 1215 | 21.3 | 57.3 |  | 2700K | 81 | 36000 | Continuously Dimmable |  | 2016-06-01
USAI Lighting, LLC | USAI Lighting | BeveLED Basic 1011 | 1011X-B1-S-10-LSLD4-90XX-M2-XXKS-50-XX-XXXV-DIML2 | ,1011-B1-S-10-LSLD4-9014-M2-27KS-50-IC-XXXV-DIML2,; ,1011-B1-S-10-LSLD4-9014-M2-27KS-50-NCSM1-XXXV-DIML2,; ,1011-B1-S-10-LSLD4-9014-M2-27KS-50-NCSM2-XXXV-DIML2,; ,1011-B1-S-10-LSLD4-9014-M2-30KS-50-IC-XXXV-DIML2,; ,1011-B1-S-10-LSLD4-9014-M2-30KS-50-NCSM1-XXXV-DIML2,; ,1011-B1-S-10-LSLD4-9014-M2-30KS-50-NCSM2-XXXV-DIML2,; ,1011-B1-S-10-LSLD4-9014-M2-30KS-50-NCSM2-XXXV-DIML2,; ,1011-B1-S-10-LSLD4-9014-M2-35KS-50-IC-XXXV-DIML2,; ,1011-B1-S-10-LSLD4-9014-M2-35KS-50-NCSM1-XXXV-DIML2,; ,1011-B1-S-10-LSLD4-9020-M2-27KS-50-IC-XXXV-DIML2,; ,1011-B1-S-10-LSLD4-9020-M2-27KS-50-NCSM1-XXXV-DIML2,; ,1011-B1-S-10-LSLD4-9020-M2-27KS-50-NCSM2-XXXV-DIML2,; ,1011-B1-S-10-LSLD4-9020-M2-30KS-50-IC-XXXV-DIML2,; ,1011-B1-S-10-LSLD4-9020-M2-30KS-50-NCSM1-XXXV-DIML2,; ,1011-B1-S-10-LSLD4-9020-M2-30KS-50-NCSM2-XXXV-DIML2,; ,1011-B1-S-10-LSLD4-9020-M2-35KS-50-IC-XXXV-DIML2,; ,1011-B1-S-10-LSLD4-9020-M2-35KS-50-NCSM1-XXXV-DIML2,; ,1011-B1-S-10-LSLD4-9020-M2-35KS-50-NCSM2-XXXV-DIML2,; ,1011W-B1-S-10-LSLD4-9014-M2-27KS-50-IC-XXXV-DIML2,; ,1011W-B1-S-10-LSLD4-9014-M2-27KS-50-NCSM1-XXXV-DIML2,; ,1011W-B1-S-10-LSLD4-9014-M2-27KS-50-NCSM2-XXXV-DIML2,; ,1011W-B1-S-10-LSLD4-9014-M2-30KS-50-IC-XXXV-DIML2,; ,1011W-B1-S-10-LSLD4-9014-M2-30KS-50-NCSM1-XXXV-DIML2,; ,1011W-B1-S-10-LSLD4-9014-M2-30KS-50-NCSM2-XXXV-DIML2,; ,1011W-B1-S-10-LSLD4-9014-M2-35KS-50-IC-XXXV-DIML2,; ,1011W-B1-S-10-LSLD4-9014-M2-35KS-50-NCSM1-XXXV-DIML2,; ,1011W-B1-S-10-LSLD4-9014-M2-35KS-50-NCSM2-XXXV-DIML2,; ,1011W-B1-S-10-LSLD4-9020-M2-27KS-50-IC-XXXV-DIML2,; ,1011W-B1-S-10-LSLD4-9020-M2-27KS-50-NCSM1-XXXV-DIML2,; ,1011W-B1-S-10-LSLD4-9020-M2-27KS-50-NCSM2-XXXV-DIML2,; ,1011W-B1-S-10-LSLD4-9020-M2-30KS-50-IC-XXXV-DIML2,; ,1011W-B1-S-10-LSLD4-9020-M2-30KS-50-NCSM1-XXXV-DIML2,; ,1011W-B1-S-10-LSLD4-9020-M2-30KS-50-NCSM2-XXXV-DIML2,; ,1011W-B1-S-10-LSLD4-9020-M2-35KS-50-IC-XXXV-DIML2,; ,1011W-B1-S-10-LSLD4-9020-M2-35KS-50-NCSM1-XXXV-DIML2,; ,1011W-B1-S-10-LSLD4-9020-M2-35KS-50-NCSM2-XXXV-DIML2, | Indoor | LED | Downlight Recessed | 1215 | 21.3 | 57.3 |  | 2700K | 81 | 36000 | Continuously Dimmable |  | 2016-06-01
USAI Lighting, LLC | USAI Lighting | BeveLED Basic 1020 | 1020X-B1-S-10-LRTD4-90XX-M2-XXKS-30-XX-XXXV-DIML2 | ,1020-B1-S-10-LRTD4-9014-M2-27KS-30-IC-XXXV-DIML2,; ,1020-B1-S-10-LRTD4-9014-M2-27KS-30-NCSM-XXXV-DIML2,; ,1020-B1-S-10-LRTD4-9014-M2-30KS-30-IC-XXXV-DIML2,; ,1020-B1-S-10-LRTD4-9014-M2-35KS-30-IC-XXXV-DIML2,; ,1020-B1-S-10-LRTD4-9020-M2-27KS-30-IC-XXXV-DIML2,; ,1020-B1-S-10-LRTD4-9020-M2-27KS-30-NCSM-XXXV-DIML2,; ,1020-B1-S-10-LRTD4-9020-M2-30KS-30-IC-XXXV-DIML2,; ,1020-B1-S-10-LRTD4-9020-M2-30KS-30-NCSM-XXXV-DIML2,; ,1020-B1-S-10-LRTD4-9020-M2-35KS-30-IC-XXXV-DIML2,; ,1020-B1-S-10-LRTD4-9020-M2-35KS-30-NCSM-XXXV-DIML2,; ,1020W-B1-S-10-LRTD4-9014-M2-27KS-30-IC-XXXV-DIML2,; ,1020W-B1-S-10-LRTD4-9014-M2-27KS-30-NCSM-XXXV-DIML2,; ,1020W-B1-S-10-LRTD4-9014-M2-27KS-30-NCSM-XXXV-DIML2,; ,1020W-B1-S-10-LRTD4-9014-M2-27KS-30-NCSM-XXXV-DIML2,; ,1020W-B1-S-10-LRTD4-9014-M2-30KS-30-IC-XXXV-DIML2,; ,1020W-B1-S-10-LRTD4-9014-M2-35KS-30-IC-XXXV-DIML2,; ,1020W-B1-S-10-LRTD4-9020-M2-27KS-30-IC-XXXV-DIML2,; ,1020W-B1-S-10-LRTD4-9020-M2-27KS-30-NCSM-XXXV-DIML2,; ,1020W-B1-S-10-LRTD4-9020-M2-30KS-30-IC-XXXV-DIML2,; ,1020W-B1-S-10-LRTD4-9020-M2-30KS-30-NCSM-XXXV-DIML2,; ,1020W-B1-S-10-LRTD4-9020-M2-35KS-30-IC-XXXV-DIML2,; ,1020W-B1-S-10-LRTD4-9020-M2-35KS-30-NCSM-XXXV-DIML2,; BeveLED Basic 1020-Q,1020-B1-30-10-Q-LRTU4-7020-M2-30KS-UR-NCSM-UNV-DIML2-Q,; BeveLED Basic 1020-Q,1020-B1-30-10-Q-LRTU4-7020-M2-35KS-UR-NCSM-UNV-DIML2-Q, | Indoor | LED | Downlight Recessed | 1215 | 21.3 | 57.3 |  | 2700K | 81 | 36000 | Continuously Dimmable |  | 2016-06-01
USAI Lighting, LLC | USAI Lighting | BeveLED Basic 1020 | 1020X-B1-S-10-LRTD4-90XX-M2-XXKS-50-XX-XXXV-DIML2 | ,1020-B1-S-10-LRTD4-9014-M2-27KS-50-IC-XXXV-DIML2,; ,1020-B1-S-10-LRTD4-9014-M2-27KS-50-NCSM-XXXV-DIML2,; ,1020-B1-S-10-LRTD4-9014-M2-30KS-50-IC-XXXV-DIML2,; ,1020-B1-S-10-LRTD4-9014-M2-30KS-50-NCSM-XXXV-DIML2,; ,1020-B1-S-10-LRTD4-9014-M2-35KS-50-IC-XXXV-DIML2,; ,1020-B1-S-10-LRTD4-9014-M2-35KS-50-NCSM-XXXV-DIML2,; ,1020-B1-S-10-LRTD4-9020-M2-27KS-50-IC-XXXV-DIML2,; ,1020-B1-S-10-LRTD4-9020-M2-27KS-50-NCSM-XXXV-DIML2,; ,1020-B1-S-10-LRTD4-9020-M2-30KS-50-IC-XXXV-DIML2,; ,1020-B1-S-10-LRTD4-9020-M2-30KS-50-NCSM-XXXV-DIML2,; ,1020-B1-S-10-LRTD4-9020-M2-35KS-50-IC-XXXV-DIML2,; ,1020-B1-S-10-LRTD4-9020-M2-35KS-50-NCSM-XXXV-DIML2,; ,1020W-B1-S-10-LRTD4-9014-M2-27KS-50-IC-XXXV-DIML2,; ,1020W-B1-S-10-LRTD4-9014-M2-27KS-50-NCSM-XXXV-DIML2,; ,1020W-B1-S-10-LRTD4-9014-M2-30KS-50-IC-XXXV-DIML2,; ,1020W-B1-S-10-LRTD4-9014-M2-30KS-50-NCSM-XXXV-DIML2,; ,1020W-B1-S-10-LRTD4-9014-M2-30KS-50-NCSM-XXXV-DIML2,; ,1020W-B1-S-10-LRTD4-9014-M2-35KS-50-IC-XXXV-DIML2,; ,1020W-B1-S-10-LRTD4-9020-M2-27KS-50-IC-XXXV-DIML2,; ,1020W-B1-S-10-LRTD4-9020-M2-27KS-50-NCSM-XXXV-DIML2,; ,1020W-B1-S-10-LRTD4-9020-M2-30KS-50-IC-XXXV-DIML2,; ,1020W-B1-S-10-LRTD4-9020-M2-30KS-50-NCSM-XXXV-DIML2,; ,1020W-B1-S-10-LRTD4-9020-M2-35KS-50-IC-XXXV-DIML2,; ,1020W-B1-S-10-LRTD4-9020-M2-35KS-50-NCSM-XXXV-DIML2,; BeveLED Basic 1020-Q,1020-B1-50-10-Q-LRTU4-7020-M2-30KS-UR-NCSM-UNV-DIML2-Q,; BeveLED Basic 1020-Q,1020-B1-50-10-Q-LRTU4-7020-M2-35KS-UR-NCSM-UNV-DIML2-Q, | Indoor | LED | Downlight Recessed | 1215 | 21.3 | 57.3 |  | 2700K | 81 | 36000 | Continuously Dimmable |  | 2016-06-01
USAI Lighting, LLC | USAI Lighting | BeveLED Basic 1021 | 1021X-B1-S-10-LRLD4-90XX-M2-XXKS-30-XX-XXXV-DIML2 | ,1021-B1-S-10-LRLD4-9014-M2-27KS-30-IC-XXXV-DIML2,; ,1021-B1-S-10-LRLD4-9014-M2-27KS-30-NCSM1-XXXV-DIML2,; ,1021-B1-S-10-LRLD4-9014-M2-27KS-30-NCSM2-XXXV-DIML2,; ,1021-B1-S-10-LRLD4-9014-M2-30KS-30-IC-XXXV-DIML2,; ,1021-B1-S-10-LRLD4-9014-M2-30KS-30-NCSM1-XXXV-DIML2,; ,1021-B1-S-10-LRLD4-9014-M2-30KS-30-NCSM2-XXXV-DIML2,; ,1021-B1-S-10-LRLD4-9014-M2-35KS-30-IC-XXXV-DIML2,; ,1021-B1-S-10-LRLD4-9014-M2-35KS-30-NCSM1-XXXV-DIML2,; ,1021-B1-S-10-LRLD4-9014-M2-35KS-30-NCSM2-XXXV-DIML2,; ,1021-B1-S-10-LRLD4-9020-M2-27KS-30-IC-XXXV-DIML2,; ,1021-B1-S-10-LRLD4-9020-M2-27KS-30-NCSM1-XXXV-DIML2,; ,1021-B1-S-10-LRLD4-9020-M2-27KS-30-NCSM2-XXXV-DIML2,; ,1021-B1-S-10-LRLD4-9020-M2-30KS-30-IC-XXXV-DIML2,; ,1021-B1-S-10-LRLD4-9020-M2-30KS-30-NCSM1-XXXV-DIML2,; ,1021-B1-S-10-LRLD4-9020-M2-30KS-30-NCSM2-XXXV-DIML2,; ,1021-B1-S-10-LRLD4-9020-M2-35KS-30-IC-XXXV-DIML2,; ,1021-B1-S-10-LRLD4-9020-M2-35KS-30-NCSM1-XXXV-DIML2,; ,1021-B1-S-10-LRLD4-9020-M2-35KS-30-NCSM2-XXXV-DIML2,; ,1021W-B1-S-10-LRLD4-9014-M2-27KS-30-IC-XXXV-DIML2,; ,1021W-B1-S-10-LRLD4-9014-M2-27KS-30-NCSM1-XXXV-DIML2,; ,1021W-B1-S-10-LRLD4-9014-M2-27KS-30-NCSM2-XXXV-DIML2,; ,1021W-B1-S-10-LRLD4-9014-M2-30KS-30-IC-XXXV-DIML2,; ,1021W-B1-S-10-LRLD4-9014-M2-30KS-30-NCSM1-XXXV-DIML2,; ,1021W-B1-S-10-LRLD4-9014-M2-30KS-30-NCSM1-XXXV-DIML2,; ,1021W-B1-S-10-LRLD4-9014-M2-30KS-30-NCSM2-XXXV-DIML2,; ,1021W-B1-S-10-LRLD4-9014-M2-35KS-30-IC-XXXV-DIML2,; ,1021W-B1-S-10-LRLD4-9014-M2-35KS-30-NCSM2-XXXV-DIML2,; ,1021W-B1-S-10-LRLD4-9020-M2-27KS-30-IC-XXXV-DIML2,; ,1021W-B1-S-10-LRLD4-9020-M2-27KS-30-NCSM1-XXXV-DIML2,; ,1021W-B1-S-10-LRLD4-9020-M2-27KS-30-NCSM2-XXXV-DIML2,; ,1021W-B1-S-10-LRLD4-9020-M2-30KS-30-IC-XXXV-DIML2,; ,1021W-B1-S-10-LRLD4-9020-M2-30KS-30-NCSM1-XXXV-DIML2,; ,1021W-B1-S-10-LRLD4-9020-M2-30KS-30-NCSM2-XXXV-DIML2,; ,1021W-B1-S-10-LRLD4-9020-M2-35KS-30-IC-XXXV-DIML2,; ,1021W-B1-S-10-LRLD4-9020-M2-35KS-30-NCSM1-XXXV-DIML2,; ,1021W-B1-S-10-LRLD4-9020-M2-35KS-30-NCSM2-XXXV-DIML2, | Indoor | LED | Downlight Recessed | 1215 | 21.3 | 57.3 |  | 2700K | 81 | 36000 | Continuously Dimmable |  | 2016-06-01
USAI Lighting, LLC | USAI Lighting | BeveLED Basic 1021 | 1021X-B1-S-10-LRLD4-90XX-M2-XXKS-50-XX-XXXV-DIML2 | ,1021-B1-S-10-LRLD4-9014-M2-27KS-50-IC-XXXV-DIML2,; ,1021-B1-S-10-LRLD4-9014-M2-27KS-50-NCSM1-XXXV-DIML2,; ,1021-B1-S-10-LRLD4-9014-M2-27KS-50-NCSM2-XXXV-DIML2,; ,1021-B1-S-10-LRLD4-9014-M2-30KS-50-IC-XXXV-DIML2,; ,1021-B1-S-10-LRLD4-9014-M2-30KS-50-NCSM1-XXXV-DIML2,; ,1021-B1-S-10-LRLD4-9014-M2-30KS-50-NCSM2-XXXV-DIML2,; ,1021-B1-S-10-LRLD4-9014-M2-35KS-50-IC-XXXV-DIML2,; ,1021-B1-S-10-LRLD4-9014-M2-35KS-50-NCSM1-XXXV-DIML2,; ,1021-B1-S-10-LRLD4-9014-M2-35KS-50-NCSM2-XXXV-DIML2,; ,1021-B1-S-10-LRLD4-9020-M2-27KS-50-IC-XXXV-DIML2,; ,1021-B1-S-10-LRLD4-9020-M2-27KS-50-NCSM1-XXXV-DIML2,; ,1021-B1-S-10-LRLD4-9020-M2-27KS-50-NCSM2-XXXV-DIML2,; ,1021-B1-S-10-LRLD4-9020-M2-30KS-50-IC-XXXV-DIML2,; ,1021-B1-S-10-LRLD4-9020-M2-30KS-50-NCSM1-XXXV-DIML2,; ,1021-B1-S-10-LRLD4-9020-M2-30KS-50-NCSM2-XXXV-DIML2,; ,1021-B1-S-10-LRLD4-9020-M2-35KS-50-IC-XXXV-DIML2,; ,1021-B1-S-10-LRLD4-9020-M2-35KS-50-NCSM1-XXXV-DIML2,; ,1021-B1-S-10-LRLD4-9020-M2-35KS-50-NCSM2-XXXV-DIML2,; ,1021W-B1-S-10-LRLD4-9014-M2-27KS-50-IC-XXXV-DIML2,; ,1021W-B1-S-10-LRLD4-9014-M2-27KS-50-NCSM1-XXXV-DIML2,; ,1021W-B1-S-10-LRLD4-9014-M2-27KS-50-NCSM2-XXXV-DIML2,; ,1021W-B1-S-10-LRLD4-9014-M2-30KS-50-IC-XXXV-DIML2,; ,1021W-B1-S-10-LRLD4-9014-M2-30KS-50-NCSM1-XXXV-DIML2,; ,1021W-B1-S-10-LRLD4-9014-M2-30KS-50-NCSM2-XXXV-DIML2,; ,1021W-B1-S-10-LRLD4-9014-M2-35KS-50-IC-XXXV-DIML2,; ,1021W-B1-S-10-LRLD4-9014-M2-35KS-50-NCSM1-XXXV-DIML2,; ,1021W-B1-S-10-LRLD4-9014-M2-35KS-50-NCSM2-XXXV-DIML2,; ,1021W-B1-S-10-LRLD4-9020-M2-27KS-50-IC-XXXV-DIML2,; ,1021W-B1-S-10-LRLD4-9020-M2-27KS-50-NCSM1-XXXV-DIML2,; ,1021W-B1-S-10-LRLD4-9020-M2-27KS-50-NCSM2-XXXV-DIML2,; ,1021W-B1-S-10-LRLD4-9020-M2-27KS-50-NCSM2-XXXV-DIML2,; ,1021W-B1-S-10-LRLD4-9020-M2-27KS-50-NCSM2-XXXV-DIML2,; ,1021W-B1-S-10-LRLD4-9020-M2-30KS-50-IC-XXXV-DIML2,; ,1021W-B1-S-10-LRLD4-9020-M2-30KS-50-NCSM1-XXXV-DIML2,; ,1021W-B1-S-10-LRLD4-9020-M2-35KS-50-IC-XXXV-DIML2,; ,1021W-B1-S-10-LRLD4-9020-M2-35KS-50-NCSM1-XXXV-DIML2, | Indoor | LED | Downlight Recessed | 1215 | 21.3 | 57.3 |  | 2700K | 81 | 36000 | Continuously Dimmable |  | 2016-06-01
Vastino LED Lighting(Shenzhen) Co., Ltd | VASTINO | YRDL-1306540-004D | YRDL-1306540-004D |  | Indoor | LED | Downlight Recessed | 1100 | 13 | 102.2 |  | 4000/4100K | 84 | 36000 | Continuously Dimmable |  | 2016-09-01
Vastino LED Lighting(Shenzhen) Co., Ltd | VASTINO | YRDL-1306550-004D | YRDL-1306550-004D |  | Indoor | LED | Downlight Recessed | 1100 | 13 | 101.8 |  | 5000K | 84 | 36000 | Continuously Dimmable |  | 2016-09-01
Vastino LED Lighting(Shenzhen) Co., Ltd | VASTINO | YRDL-0904530-004D | YRDL-0904530-004D |  | Indoor | LED | Downlight Recessed | 730 | 9 | 99.8 |  | 3000K | 82 | 36000 | Continuously Dimmable |  | 2016-09-01
Vastino LED Lighting(Shenzhen) Co., Ltd | VASTINO | YRDL-0904540-004D | YRDL-0904540-004D |  | Indoor | LED | Downlight Recessed | 745 | 9 | 106.6 |  | 4000/4100K | 84 | 36000 | Continuously Dimmable |  | 2016-09-01
Vastino LED Lighting(Shenzhen) Co., Ltd | VASTINO | YRDL-0904550-004D | YRDL-0904550-004D |  | Indoor | LED | Downlight Recessed | 700 | 9 | 90.7 |  | 5000K | 86 | 36000 | Continuously Dimmable |  | 2016-09-01
Vastino LED Lighting(Shenzhen) Co., Ltd | VASTINO | YRDL-1306530-004D | YRDL-1306530-004D |  | Indoor | LED | Downlight Recessed | 1000 | 13 | 94.2 |  | 3000K | 82 | 36000 | Continuously Dimmable |  | 2016-09-01
Venture Lighting International | VENTURE | VL1-DLB018X-MDA-VVAD00 | VL1-DLB018X-MDA-VVAD00 | ,DL61337,Retail Number | Indoor | LED | Downlight Solid State Retrofit | 1438 | 17.6 | 81.6 |  | 3000K | 81 | 35000 | Continuously Dimmable | Model Number: Where "X" = W for 3000K, N for 4000K, C for 5000K, D for 3500K;<BR> Where "VV" = WH for white color trim, BK for Black color trim, BZ for bronze color trim, SL for Silver color trim | 2016-06-21
Venture Lighting International | VENTURE | VL1-DLC040X-MDA-VVAD00 | VL1-DLC040X-MDA-VVAD00 | ,DL29815,Retail Number | Indoor/Outdoor | LED | Downlight Solid State Retrofit | 3025 | 40 | 78.1 |  | 3000K | 83 | 35000 | Continuously Dimmable | Model Number: Where "x" = W for 3000K, N for 4000K, C for 5000K, D for 3500K;<BR> Where "VV"= WH for white color trim, BK for Black color trim, BZ for bronze color trim, SL for Silver color trim | 2016-06-21
Verbatim Americas | Verbatim | D4-L650-C30-E | 099346-502 |  | Indoor/Outdoor | LED | Downlight Solid State Retrofit | 650 | 10 | 74.4 |  | 3000K | 81 | 35000 | Continuously Dimmable |  | 2016-06-02
Verbatim Americas | Verbatim | D6-L750-C27-E | 099347-502 |  | Indoor/Outdoor | LED | Downlight Solid State Retrofit | 750 | 10 | 80.4 |  | 2700K | 81 | 35000 | Continuously Dimmable |  | 2016-06-02
Verbatim Americas | Verbatim | D6-L750-C30-E | 099348-502 |  | Indoor/Outdoor | LED | Downlight Solid State Retrofit | 750 | 10 | 80.4 |  | 3000K | 81 | 35000 | Continuously Dimmable |  | 2016-06-02
Verbatim Americas | Verbatim | D6-L1200-C30-E | 099349-502 |  | Indoor/Outdoor | LED | Downlight Solid State Retrofit | 1200 | 17 | 79.8 |  | 3000K | 81 | 35000 | Continuously Dimmable |  | 2016-06-02
Verbatim Americas | Verbatim | D6-L1200-C40-E | 099350-502 |  | Indoor/Outdoor | LED | Downlight Solid State Retrofit | 1200 | 17 | 79.8 |  | 4000/4100K | 81 | 35000 | Continuously Dimmable |  | 2016-07-19
Verbatim Americas | Verbatim | D6-L900-C30-EB-E | 099510-502 |  | Indoor/Outdoor | LED | Downlight Solid State Retrofit | 900 | 12 | 85.4 |  | 3000K | 80 | 35000 | Continuously Dimmable |  | 2016-06-03
Verbatim Americas | Verbatim | 98943 | 98943 |  | Indoor/Outdoor | LED | Downlight Solid State Retrofit | 1500 | 24.6 | 62.4 |  | 3000K | 84 | 60000 | Non-Dimmable |  | 2016-07-11
Verbatim Americas | Verbatim | 98944 | 98944 |  | Indoor/Outdoor | LED | Downlight Solid State Retrofit | 2000 | 32 | 67 |  | 3000K | 84 | 60000 | Non-Dimmable |  | 2016-07-11
Verbatim Americas | Verbatim | 98945 | 98945 |  | Indoor/Outdoor | LED | Downlight Solid State Retrofit | 1500 | 24.6 | 62.4 |  | 4000/4100K | 84 | 60000 | Non-Dimmable |  | 2016-07-11
Verbatim Americas | Verbatim | 98946 | 98946 |  | Indoor/Outdoor | LED | Downlight Solid State Retrofit | 2000 | 32 | 67 |  | 4000/4100K | 84 | 60000 | Non-Dimmable |  | 2016-07-21
Verbatim Americas | Verbatim | 99001 | 99001 |  | Indoor | LED | Downlight Solid State Retrofit | 740 | 11.9 | 73.2 |  | 3000K | 84 | 36000 | Continuously Dimmable,Damp Location Rated |  | 2016-07-11
Verbatim Americas | Verbatim | D4-L650-C27-U | 99284 |  | Indoor/Outdoor | LED | Downlight Solid State Retrofit | 650 | 11 | 74.4 |  | 2700K | 81 | 35000 | Continuously Dimmable |  | 2016-01-29
Verbatim Americas | Verbatim | LED Downlight | 99332 | ,99333, | Indoor | LED | Downlight Recessed | 1400 | 18 | 83.2 |  | 3000K | 84 | 50000 | Continuously Dimmable |  | 2016-08-05
Verbatim Americas | Verbatim | LED Downlight | 99334 | ,99335, | Indoor | LED | Downlight Recessed | 2000 | 27 | 76 |  | 3000K | 83 | 50000 | Continuously Dimmable |  | 2016-08-05
Verbatim Americas | Verbatim | LED Downlight | 99336 | ,99337, | Indoor | LED | Downlight Recessed | 1600 | 23 | 72.8 |  | 3000K | 83 | 50000 | Continuously Dimmable |  | 2016-08-05
Verbatim Americas | Verbatim | LED Downlight | 99338 | ,99339, | Indoor | LED | Downlight Recessed | 3400 | 40 | 87.5 |  | 3000K | 83 | 50000 | Continuously Dimmable |  | 2016-08-05
Verbatim Americas | Verbatim | LED Downlight | 99340 | ,99341, | Indoor | LED | Downlight Recessed | 4000 | 54 | 74.9 |  | 3000K | 83 | 50000 | Continuously Dimmable |  | 2016-08-05
VERTEX LIGHTING AND ELECTRICAL CO., LTD. | VERTEX | 6" Recessed Fire-rated LED Downlight Retrofit | F9061-A | ,F9061-E,CCT: 3000K; ,F9061-F,CCT: 4000K; ,F9061-G,CCT: 5000K | Indoor | LED | Downlight Solid State Retrofit | 1050 | 15 | 71.1 |  | 2700K | 96 | 50000 | Continuously Dimmable |  | 2016-01-22
VERTEX LIGHTING AND ELECTRICAL CO., LTD. | VERTEX | 6" Recessed Fire-rated LED Downlight Retrofit | F9061-B | ,F9061-H,CCT: 3000K; ,F9061-I,CCT: 4000K; ,F9061-J,CCT: 5000K | Indoor | LED | Downlight Solid State Retrofit | 1050 | 15 | 74.8 |  | 2700K | 93 | 50000 | Continuously Dimmable |  | 2016-01-22
VERTEX LIGHTING AND ELECTRICAL CO., LTD. | VERTEX | 6" Recessed Fire-rated LED Downlight Retrofit | F9061-C | ,F9061-L,CCT: 3000K; ,F9061-M,CCT: 4000K; ,F9061-N,CCT: 5000K | Indoor | LED | Downlight Solid State Retrofit | 1050 | 15 | 80.7 |  | 2700K | 91 | 50000 | Continuously Dimmable |  | 2016-01-22
VERTEX LIGHTING AND ELECTRICAL CO., LTD. | VERTEX | 6" Recessed Fire-rated LED Downlight Retrofit | FT9060-A | ,FT9060-E,CCT: 3000K; ,FT9060-F,CCT: 4000K; ,FT9060-G,CCT: 5000K | Indoor | LED | Downlight Solid State Retrofit | 1030 | 15 | 70 |  | 2700K | 96 | 50000 | Continuously Dimmable |  | 2016-01-25
VERTEX LIGHTING AND ELECTRICAL CO., LTD. | VERTEX | 6" Recessed Fire-rated LED Downlight Retrofit | FT9060-B | ,FT9060-H,CCT: 3000K; ,FT9060-I,CCT: 4000K; ,FT9060-J,CCT: 5000K | Indoor | LED | Downlight Solid State Retrofit | 1050 | 15 | 74.8 |  | 2700K | 92 | 50000 | Continuously Dimmable |  | 2016-03-18
VERTEX LIGHTING AND ELECTRICAL CO., LTD. | VERTEX | 6" Recessed Fire-rated LED Downlight Retrofit | FT9060-C | ,FT9060-L,CCT: 3000K; ,FT9060-M,CCT: 4000K; ,FT9060-N,CCT: 5000K | Indoor | LED | Downlight Solid State Retrofit | 1000 | 15 | 76.4 |  | 2700K | 91 | 50000 | Continuously Dimmable |  | 2016-01-25
VERTEX LIGHTING AND ELECTRICAL CO., LTD. | VERTEX | 4" Recessed LED Downlight | V9040-A | ,V9040-E,CCT: 3000K; ,V9040-F,CCT: 4000K; ,V9040-G,CCT: 5000K | Indoor | LED | Downlight Solid State Retrofit | 510 | 9 | 64.4 |  | 2700K | 96 | 50000 | Continuously Dimmable |  | 2016-02-02
VERTEX LIGHTING AND ELECTRICAL CO., LTD. | VERTEX | 4" Recessed LED Downlight | V9040-B | ,V9040-H,CCT: 3000K; ,V9040-I,CCT: 4000K; ,V9040-J,CCT: 5000K | Indoor | LED | Downlight Solid State Retrofit | 550 | 9 | 74.5 |  | 2700K | 90 | 50000 | Continuously Dimmable |  | 2016-03-18
VERTEX LIGHTING AND ELECTRICAL CO., LTD. | VERTEX | 4" Recessed LED Downlight | V9040-C | ,V9040-L,CCT: 3000K; ,V9040-M,CCT: 4000K; ,V9040-N,CCT: 5000K | Indoor | LED | Downlight Solid State Retrofit | 520 | 9 | 66.3 |  | 2700K | 91 | 50000 | Continuously Dimmable |  | 2016-02-02
WAC Lighting | WAC Lighting | HR3S-ICR30F-WT | HR3S-ICR30F-WT |  | Indoor | LED | Downlight Recessed | 910 | 14.5 | 68.6 |  | 3000K | 91 | 39000 | Continuously Dimmable |  | 2016-05-24
WAC Lighting | WAC Lighting | HR3S-ICS30F-WT | HR3S-ICS30F-WT |  | Indoor | LED | Downlight Recessed | 895 | 14.5 | 68.4 |  | 3000K | 91 | 39000 | Continuously Dimmable |  | 2016-05-24
WAC Lighting | WAC Lighting | HR3S-R30F-WT | HR3S-R30F-WT |  | Indoor | LED | Downlight Recessed | 910 | 14.5 | 62.8 |  | 3000K | 91 | 39000 | Continuously Dimmable |  | 2016-05-24
WAC Lighting | WAC Lighting | HR3S-S30F-WT | HR3S-S30F-WT |  | Indoor | LED | Downlight Recessed | 895 | 14.5 | 62.8 |  | 3000K | 91 | 39000 | Continuously Dimmable |  | 2016-05-24
WAC Lighting | WAC Lighting | MT-4LD116N-F27-** | MT-4LD116N-F27-** |  | Indoor | LED | Downlight Recessed | 860 | 16 | 64.7 |  | 2700K | 81 | 49500 | Continuously Dimmable | " ** " denoting finish color and may be BK,WT | 2016-09-09
WAC Lighting | WAC Lighting | MT-4LD116N-F30-** | MT-4LD116N-F30-** |  | Indoor | LED | Downlight Recessed | 860 | 16 | 64.7 |  | 3000K | 81 | 49500 | Continuously Dimmable | " ** " denoting finish color and may be BK,WT | 2016-09-09
WAC Lighting | WAC Lighting | MT-4LD116N-F35-** | MT-4LD116N-F35-** |  | Indoor | LED | Downlight Recessed | 860 | 16 | 64.7 |  | 3500K | 81 | 49500 | Continuously Dimmable | " ** " denoting finish color and may be BK,WT | 2016-09-09
WAC Lighting | WAC Lighting | MT-4LD116N-F40-** | MT-4LD116N-F40-** |  | Indoor | LED | Downlight Recessed | 860 | 16 | 64.7 |  | 4000/4100K | 81 | 49500 | Continuously Dimmable | " ** " denoting finish color and may be BK,WT | 2016-09-09
WAC Lighting | WAC Lighting | MT-4LD116N-S27-** | MT-4LD116N-S27-** |  | Indoor | LED | Downlight Recessed | 860 | 16 | 71.8 |  | 2700K | 81 | 49500 | Continuously Dimmable | " ** " denoting finish color and may be BK,WT | 2016-09-09
WAC Lighting | WAC Lighting | MT-4LD116N-S30-** | MT-4LD116N-S30-** |  | Indoor | LED | Downlight Recessed | 860 | 16 | 71.8 |  | 3000K | 81 | 49500 | Continuously Dimmable | " ** " denoting finish color and may be BK,WT | 2016-09-09
WAC Lighting | WAC Lighting | MT-4LD116N-S35-** | MT-4LD116N-S35-** |  | Indoor | LED | Downlight Recessed | 860 | 16 | 71.8 |  | 3500K | 81 | 49500 | Continuously Dimmable | " ** " denoting finish color and may be BK,WT | 2016-09-09
WAC Lighting | WAC Lighting | MT-4LD116N-S40-** | MT-4LD116N-S40-** |  | Indoor | LED | Downlight Recessed | 860 | 16 | 71.8 |  | 4000/4100K | 81 | 49500 | Continuously Dimmable | " ** " denoting finish color and may be BK,WT | 2016-09-09
WAC Lighting | WAC Lighting | MT-4LD216N-F27-** | MT-4LD216N-F27-** |  | Indoor | LED | Downlight Recessed | 1800 | 32 | 68.2 |  | 2700K | 82 | 49500 | Continuously Dimmable | " ** " denoting finish color and may be BK,WT | 2016-09-09
WAC Lighting | WAC Lighting | MT-4LD216N-F30-** | MT-4LD216N-F30-** |  | Indoor | LED | Downlight Recessed | 1800 | 32 | 68.2 |  | 3000K | 82 | 49500 | Continuously Dimmable | " ** " denoting finish color and may be BK,WT | 2016-09-09
WAC Lighting | WAC Lighting | MT-4LD216N-F35-** | MT-4LD216N-F35-** |  | Indoor | LED | Downlight Recessed | 1800 | 32 | 68.2 |  | 3500K | 82 | 49500 | Continuously Dimmable | " ** " denoting finish color and may be BK,WT | 2016-09-09
WAC Lighting | WAC Lighting | MT-4LD216N-F40-** | MT-4LD216N-F40-** |  | Indoor | LED | Downlight Recessed | 1800 | 32 | 68.2 |  | 4000/4100K | 82 | 49500 | Continuously Dimmable | " ** " denoting finish color and may be BK,WT | 2016-09-09
WAC Lighting | WAC Lighting | MT-4LD216N-S27-** | MT-4LD216N-S27-** |  | Indoor | LED | Downlight Recessed | 1820 | 32 | 69 |  | 2700K | 82 | 49500 | Continuously Dimmable | " ** " denoting finish color and may be BK,WT | 2016-09-09
WAC Lighting | WAC Lighting | MT-4LD216N-S30-** | MT-4LD216N-S30-** |  | Indoor | LED | Downlight Recessed | 1820 | 32 | 69 |  | 3000K | 82 | 49500 | Continuously Dimmable | " ** " denoting finish color and may be BK,WT | 2016-09-09
WAC Lighting | WAC Lighting | MT-4LD216N-S35-** | MT-4LD216N-S35-** |  | Indoor | LED | Downlight Recessed | 1820 | 32 | 69 |  | 3500K | 82 | 49500 | Continuously Dimmable | " ** " denoting finish color and may be BK,WT | 2016-09-09
WAC Lighting | WAC Lighting | MT-4LD216N-S40-** | MT-4LD216N-S40-** |  | Indoor | LED | Downlight Recessed | 1820 | 32 | 69 |  | 4000/4100K | 82 | 49500 | Continuously Dimmable | " ** " denoting finish color and may be BK,WT | 2016-09-09
WAC Lighting | WAC Lighting | MT-4LD226N-F27-** | MT-4LD226N-F27-** |  | Indoor | LED | Downlight Recessed | 3450 | 64 | 65.5 |  | 2700K | 82 | 49500 | Continuously Dimmable | " ** " denoting finish color and may be BK,WT | 2016-09-09
WAC Lighting | WAC Lighting | MT-4LD226N-F30-** | MT-4LD226N-F30-** |  | Indoor | LED | Downlight Recessed | 3450 | 64 | 65.5 |  | 3000K | 82 | 49500 | Continuously Dimmable | " ** " denoting finish color and may be BK,WT | 2016-09-09
WAC Lighting | WAC Lighting | MT-4LD226N-F35-** | MT-4LD226N-F35-** |  | Indoor | LED | Downlight Recessed | 3450 | 64 | 65.5 |  | 3500K | 82 | 49500 | Continuously Dimmable | " ** " denoting finish color and may be BK,WT | 2016-09-09
WAC Lighting | WAC Lighting | MT-4LD226N-F40-** | MT-4LD226N-F40-** |  | Indoor | LED | Downlight Recessed | 3450 | 64 | 65.5 |  | 4000/4100K | 82 | 49500 | Continuously Dimmable | " ** " denoting finish color and may be BK,WT | 2016-09-09
WAC Lighting | WAC Lighting | MT-4LD226N-S27-** | MT-4LD226N-S27-** |  | Indoor | LED | Downlight Recessed | 3500 | 64 | 66.5 |  | 2700K | 82 | 49500 | Continuously Dimmable | " ** " denoting finish color and may be BK,WT | 2016-09-09
WAC Lighting | WAC Lighting | MT-4LD226N-S30-** | MT-4LD226N-S30-** |  | Indoor | LED | Downlight Recessed | 3500 | 64 | 66.5 |  | 3000K | 82 | 49500 | Continuously Dimmable | " ** " denoting finish color and may be BK,WT | 2016-09-09
WAC Lighting | WAC Lighting | MT-4LD226N-S35-** | MT-4LD226N-S35-** |  | Indoor | LED | Downlight Recessed | 3500 | 64 | 66.5 |  | 3500K | 82 | 49500 | Continuously Dimmable | " ** " denoting finish color and may be BK,WT | 2016-09-09
WAC Lighting | WAC Lighting | MT-4LD226N-S40-** | MT-4LD226N-S40-** |  | Indoor | LED | Downlight Recessed | 3500 | 64 | 66.5 |  | 4000/4100K | 82 | 49500 | Continuously Dimmable | " ** " denoting finish color and may be BK,WT | 2016-09-09
WAC Lighting | WAC Lighting | MT-4LD316N-F27-** | MT-4LD316N-F27-** |  | Indoor | LED | Downlight Recessed | 2600 | 48 | 65.7 |  | 2700K | 81 | 49500 | Continuously Dimmable | " ** " denoting finish color and may be BK,WT | 2016-09-09
WAC Lighting | WAC Lighting | MT-4LD316N-F30-** | MT-4LD316N-F30-** |  | Indoor | LED | Downlight Recessed | 2600 | 48 | 65.7 |  | 3000K | 81 | 49500 | Continuously Dimmable | " ** " denoting finish color and may be BK,WT | 2016-09-09
WAC Lighting | WAC Lighting | MT-4LD316N-F35-** | MT-4LD316N-F35-** |  | Indoor | LED | Downlight Recessed | 2600 | 48 | 65.7 |  | 3500K | 81 | 49500 | Continuously Dimmable | " ** " denoting finish color and may be BK,WT | 2016-09-09
WAC Lighting | WAC Lighting | MT-4LD316N-F40-** | MT-4LD316N-F40-** |  | Indoor | LED | Downlight Recessed | 2600 | 48 | 65.7 |  | 4000/4100K | 81 | 49500 | Continuously Dimmable | " ** " denoting finish color and may be BK,WT | 2016-09-09
WAC Lighting | WAC Lighting | MT-4LD316N-S27-** | MT-4LD316N-S27-** |  | Indoor | LED | Downlight Recessed | 2700 | 48 | 68.9 |  | 2700K | 81 | 49500 | Continuously Dimmable | " ** " denoting finish color and may be BK,WT | 2016-09-09
WAC Lighting | WAC Lighting | MT-4LD316N-S30-** | MT-4LD316N-S30-** |  | Indoor | LED | Downlight Recessed | 2700 | 48 | 68.9 |  | 3000K | 81 | 49500 | Continuously Dimmable | " ** " denoting finish color and may be BK,WT | 2016-09-09
WAC Lighting | WAC Lighting | MT-4LD316N-S35-** | MT-4LD316N-S35-** |  | Indoor | LED | Downlight Recessed | 2700 | 48 | 68.9 |  | 3500K | 81 | 49500 | Continuously Dimmable | " ** " denoting finish color and may be BK,WT | 2016-09-09
WAC Lighting | WAC Lighting | MT-4LD316N-S40-** | MT-4LD316N-S40-** |  | Indoor | LED | Downlight Recessed | 2700 | 48 | 68.9 |  | 4000/4100K | 81 | 49500 | Continuously Dimmable | " ** " denoting finish color and may be BK,WT | 2016-09-09
WAC Lighting | WAC Lighting | MT-4LD416N-F27-** | MT-4LD416N-F27-** |  | Indoor | LED | Downlight Recessed | 3560 | 64 | 66.9 |  | 2700K | 81 | 49500 | Continuously Dimmable | " ** " denoting finish color and may be BK,WT | 2016-09-09
WAC Lighting | WAC Lighting | MT-4LD416N-F30-** | MT-4LD416N-F30-** |  | Indoor | LED | Downlight Recessed | 3560 | 64 | 66.9 |  | 3000K | 81 | 49500 | Continuously Dimmable | " ** " denoting finish color and may be BK,WT | 2016-09-09
WAC Lighting | WAC Lighting | MT-4LD416N-F35-** | MT-4LD416N-F35-** |  | Indoor | LED | Downlight Recessed | 3560 | 64 | 66.9 |  | 3500K | 81 | 49500 | Continuously Dimmable | " ** " denoting finish color and may be BK,WT | 2016-09-09
WAC Lighting | WAC Lighting | MT-4LD416N-F40-** | MT-4LD416N-F40-** |  | Indoor | LED | Downlight Recessed | 3560 | 64 | 66.9 |  | 4000/4100K | 81 | 49500 | Continuously Dimmable | " ** " denoting finish color and may be BK,WT | 2016-09-09
WAC Lighting | WAC Lighting | MT-4LD416N-S27-** | MT-4LD416N-S27-** |  | Indoor | LED | Downlight Recessed | 3600 | 64 | 67.7 |  | 2700K | 81 | 49500 | Continuously Dimmable | " ** " denoting finish color and may be BK,WT | 2016-09-09
WAC Lighting | WAC Lighting | MT-4LD416N-S30-** | MT-4LD416N-S30-** |  | Indoor | LED | Downlight Recessed | 3600 | 64 | 67.7 |  | 3000K | 81 | 49500 | Continuously Dimmable | " ** " denoting finish color and may be BK,WT | 2016-09-09
WAC Lighting | WAC Lighting | MT-4LD416N-S35-** | MT-4LD416N-S35-** |  | Indoor | LED | Downlight Recessed | 3600 | 64 | 67.7 |  | 3500K | 81 | 49500 | Continuously Dimmable | " ** " denoting finish color and may be BK,WT | 2016-09-09
WAC Lighting | WAC Lighting | MT-4LD416N-S40-** | MT-4LD416N-S40-** |  | Indoor | LED | Downlight Recessed | 3600 | 64 | 67.7 |  | 4000/4100K | 81 | 49500 | Continuously Dimmable | " ** " denoting finish color and may be BK,WT | 2016-09-09
Wenzhou Yongtai Electric Co., Ltd | YOTI | SSL Downlight Retrofit Kits | CDR615-291 |  | Indoor | LED | Downlight Solid State Retrofit | 1000 | 15 | 67.5 |  | 2700K | 94 | 35000 | Continuously Dimmable |  | 2016-08-30
Wenzhou Yongtai Electric Co., Ltd | YOTI | SSL Downlight Retrofit Kits | CDR615-391 |  | Indoor | LED | Downlight Solid State Retrofit | 1000 | 15 | 70.4 |  | 3000K | 94 | 35000 | Continuously Dimmable |  | 2016-08-30
Wenzhou Yongtai Electric Co., Ltd | YOTI | SSL Downlight Retrofit Kits | CDR615-491 |  | Indoor | LED | Downlight Solid State Retrofit | 1000 | 15 | 73.8 |  | 4000/4100K | 94 | 35000 | Continuously Dimmable |  | 2016-08-30
Wenzhou Yongtai Electric Co., Ltd | YOTI | SSL Downlight Retrofit Kits | CDR615-581 |  | Indoor | LED | Downlight Solid State Retrofit | 1000 | 15 | 84.2 |  | 5000K | 82 | 35000 | Continuously Dimmable |  | 2016-08-30
Wenzhou Yongtai Electric Co., Ltd | YOTI | LED DOWNLIGHT RETROFIT | LDR410-291B |  | Indoor | LED | Downlight Solid State Retrofit | 708 | 10.5 | 69.4 |  | 2700K | 93 | 36000 | Continuously Dimmable |  | 2016-03-22
Wenzhou Yongtai Electric Co., Ltd | YOTI | LED DOWNLIGHT RETROFIT | LDR410-291C |  | Indoor | LED | Downlight Solid State Retrofit | 708 | 10.5 | 69.4 |  | 2700K | 93 | 36000 | Continuously Dimmable |  | 2016-03-22
Wenzhou Yongtai Electric Co., Ltd | YOTI | LED DOWNLIGHT RETROFIT | LDR410-291F |  | Indoor | LED | Downlight Solid State Retrofit | 708 | 10.5 | 69.3 |  | 2700K | 93 | 36000 | Continuously Dimmable |  | 2016-03-22
Wenzhou Yongtai Electric Co., Ltd | YOTI | LED DOWNLIGHT RETROFIT | LDR410-291S |  | Indoor | LED | Downlight Solid State Retrofit | 708 | 10.5 | 69.3 |  | 2700K | 93 | 36000 | Continuously Dimmable |  | 2016-03-22
Wenzhou Yongtai Electric Co., Ltd | YOTI | LED DOWNLIGHT RETROFIT | LDR410-391B |  | Indoor | LED | Downlight Solid State Retrofit | 769 | 10.5 | 75.6 |  | 3000K | 92 | 36000 | Continuously Dimmable |  | 2016-03-22
Wenzhou Yongtai Electric Co., Ltd | YOTI | LED DOWNLIGHT RETROFIT | LDR410-391C |  | Indoor | LED | Downlight Solid State Retrofit | 769 | 10.5 | 75.6 |  | 3000K | 92 | 36000 | Continuously Dimmable |  | 2016-03-22
Wenzhou Yongtai Electric Co., Ltd | YOTI | LED DOWNLIGHT RETROFIT | LDR410-391F |  | Indoor | LED | Downlight Solid State Retrofit | 769 | 10.5 | 75.6 |  | 3000K | 92 | 36000 | Continuously Dimmable |  | 2016-03-22
Wenzhou Yongtai Electric Co., Ltd | YOTI | LED DOWNLIGHT RETROFIT | LDR410-391S |  | Indoor | LED | Downlight Solid State Retrofit | 769 | 10.5 | 75.6 |  | 3000K | 92 | 36000 | Continuously Dimmable |  | 2016-03-22
Wenzhou Yongtai Electric Co., Ltd | YOTI | LED DOWNLIGHT RETROFIT | LDR410-491B |  | Indoor | LED | Downlight Solid State Retrofit | 791 | 10.5 | 76.8 |  | 4000/4100K | 93 | 36000 | Continuously Dimmable |  | 2016-03-22
Wenzhou Yongtai Electric Co., Ltd | YOTI | LED DOWNLIGHT RETROFIT | LDR410-491C |  | Indoor | LED | Downlight Solid State Retrofit | 791 | 10.5 | 76.8 |  | 4000/4100K | 93 | 36000 | Continuously Dimmable |  | 2016-03-22
Wenzhou Yongtai Electric Co., Ltd | YOTI | LED DOWNLIGHT RETROFIT | LDR410-491F |  | Indoor | LED | Downlight Solid State Retrofit | 791 | 10.5 | 76.8 |  | 4000/4100K | 93 | 36000 | Continuously Dimmable |  | 2016-03-22
Wenzhou Yongtai Electric Co., Ltd | YOTI | LED DOWNLIGHT RETROFIT | LDR410-491S |  | Indoor | LED | Downlight Solid State Retrofit | 791 | 10.5 | 76.8 |  | 4000/4100K | 93 | 36000 | Continuously Dimmable |  | 2016-03-22
Wenzhou Yongtai Electric Co., Ltd | YOTI | LED DOWNLIGHT RETROFIT | LDR410-591B |  | Indoor | LED | Downlight Solid State Retrofit | 808 | 10.5 | 78 |  | 5000K | 90 | 36000 | Continuously Dimmable |  | 2016-03-22
Wenzhou Yongtai Electric Co., Ltd | YOTI | LED DOWNLIGHT RETROFIT | LDR410-591C |  | Indoor | LED | Downlight Solid State Retrofit | 808 | 10.5 | 78 |  | 5000K | 90 | 36000 | Continuously Dimmable |  | 2016-03-22
Wenzhou Yongtai Electric Co., Ltd | YOTI | LED DOWNLIGHT RETROFIT | LDR410-591F |  | Indoor | LED | Downlight Solid State Retrofit | 808 | 10.5 | 78 |  | 5000K | 90 | 36000 | Continuously Dimmable |  | 2016-03-22
Wenzhou Yongtai Electric Co., Ltd | YOTI | LED DOWNLIGHT RETROFIT | LDR410-591S |  | Indoor | LED | Downlight Solid State Retrofit | 808 | 10.5 | 78 |  | 5000K | 90 | 36000 | Continuously Dimmable |  | 2016-03-22
Wenzhou Yongtai Electric Co., Ltd | YOTI | LED DOWNLIGHT RETROFIT | LDR612-291B |  | Indoor | LED | Downlight Recessed | 819 | 12.5 | 70.9 |  | 2700K | 93 | 36000 | Continuously Dimmable |  | 2016-03-22
Wenzhou Yongtai Electric Co., Ltd | YOTI | LED DOWNLIGHT RETROFIT | LDR612-291S |  | Indoor | LED | Downlight Recessed | 819 | 12.5 | 67.7 |  | 2700K | 93 | 36000 | Continuously Dimmable |  | 2016-03-22
Wenzhou Yongtai Electric Co., Ltd | YOTI | LED DOWNLIGHT RETROFIT | LDR612-391B |  | Indoor | LED | Downlight Recessed | 842 | 12.5 | 68.1 |  | 3000K | 92 | 36000 | Continuously Dimmable |  | 2016-03-22
Wenzhou Yongtai Electric Co., Ltd | YOTI | LED DOWNLIGHT RETROFIT | LDR612-391S |  | Indoor | LED | Downlight Recessed | 842 | 12.5 | 68.1 |  | 3000K | 92 | 36000 | Continuously Dimmable |  | 2016-03-22
Wenzhou Yongtai Electric Co., Ltd | YOTI | LED DOWNLIGHT RETROFIT | LDR612-491B |  | Indoor | LED | Downlight Recessed | 860 | 12.5 | 71.2 |  | 4000/4100K | 93 | 36000 | Continuously Dimmable |  | 2016-03-22
Wenzhou Yongtai Electric Co., Ltd | YOTI | LED DOWNLIGHT RETROFIT | LDR612-491S |  | Indoor | LED | Downlight Recessed | 860 | 12.5 | 71.2 |  | 4000/4100K | 93 | 36000 | Continuously Dimmable |  | 2016-03-22
Wenzhou Yongtai Electric Co., Ltd | YOTI | LED DOWNLIGHT RETROFIT | LDR612-591B |  | Indoor | LED | Downlight Recessed | 881 | 12.5 | 71.5 |  | 5000K | 91 | 36000 | Continuously Dimmable |  | 2016-03-22
Wenzhou Yongtai Electric Co., Ltd | YOTI | LED DOWNLIGHT RETROFIT | LDR612-591S |  | Indoor | LED | Downlight Recessed | 881 | 12.5 | 71.5 |  | 5000K | 91 | 36000 | Continuously Dimmable |  | 2016-03-22
Wenzhou Yongtai Electric Co., Ltd | YOTI | Downlight | LDR614-381 |  | Indoor | LED | Downlight Solid State Retrofit | 1100 | 14.9 | 77.9 |  | 3000K | 85 | 36000 | Non-Dimmable |  | 2015-08-24
Wenzhou Yongtai Electric Co., Ltd | YOTI | Downlight | LDR614-391 |  | Indoor | LED | Downlight Solid State Retrofit | 1100 | 14.9 | 75.4 |  | 3000K | 94 | 36000 | Non-Dimmable |  | 2015-08-24
Wenzhou Yongtai Electric Co., Ltd | YOTI | Downlight | LDR614-481 |  | Indoor | LED | Downlight Solid State Retrofit | 1100 | 14.9 | 80.6 |  | 4000/4100K | 83 | 36000 | Non-Dimmable |  | 2015-08-24
Wenzhou Yongtai Electric Co., Ltd | YOTI | Downlight | LDR614-491 |  | Indoor | LED | Downlight Solid State Retrofit | 1100 | 14.9 | 76.8 |  | 4000/4100K | 97 | 36000 | Non-Dimmable |  | 2015-08-24
Wenzhou Yongtai Electric Co., Ltd | YOTI | Downlight | LDR614-581 |  | Indoor | LED | Downlight Solid State Retrofit | 1100 | 14.9 | 83.6 |  | 5000K | 82 | 36000 | Non-Dimmable |  | 2015-08-24
Westgate MFG | Westgate | RDL3-27K | RDL3-27K |  | Indoor | LED | Downlight Solid State Retrofit | 540 | 9 | 64.8 |  | 2700K | 92 | 35000 | Continuously Dimmable |  | 2016-02-25
Westgate MFG | Westgate | RDL3-30K | RDL3-30K |  | Indoor | LED | Downlight Solid State Retrofit | 540 | 9 | 69.3 |  | 3000K | 91 | 35000 | Continuously Dimmable |  | 2016-02-25
Westgate MFG | Westgate | RDL4-2700K-WP | RDL4-2700K-WP |  | Indoor/Outdoor | LED | Downlight Solid State Retrofit | 600 | 10 | 60 |  | 2700K | 92 | 35000 | Continuously Dimmable |  | 2016-04-06
Westgate MFG | Westgate | RDL4-3000K-WP | RDL4-3000K-WP |  | Indoor/Outdoor | LED | Downlight Solid State Retrofit | 650 | 10 | 65 |  | 3000K | 92 | 35000 | Continuously Dimmable |  | 2016-04-06
Westgate MFG | Westgate | RDL4-ADJ-27K | RDL4-ADJ-27K |  | Indoor | LED | Downlight Solid State Retrofit | 600 | 10 | 68.7 |  | 2700K | 91 | 35000 | Continuously Dimmable |  | 2016-02-25
Westgate MFG | Westgate | RDL4-ADJ-30K | RDL4-ADJ-30K |  | Indoor | LED | Downlight Solid State Retrofit | 650 | 10 | 72 |  | 3000K | 91 | 35000 | Continuously Dimmable |  | 2016-02-25
Westgate MFG | Westgate | RDL6-27K-WP | RDL6-27K-WP | ,RDL6-30K-WP,3000K | Indoor/Outdoor | LED | Downlight Solid State Retrofit | 1200 | 19 | 69.7 |  | 2700K | 92 | 35000 | Continuously Dimmable |  | 2016-07-29
Westgate MFG | Westgate | RDL6-ADJ-27K | RDL6-ADJ-27K |  | Indoor | LED | Downlight Solid State Retrofit | 900 | 12 | 83.2 |  | 2700K | 93 | 35000 | Continuously Dimmable |  | 2016-02-25
Westgate MFG | Westgate | RDL6-ADJ-30K | RDL6-ADJ-30K |  | Indoor | LED | Downlight Solid State Retrofit | 900 | 12 | 83.2 |  | 3000K | 93 | 35000 | Continuously Dimmable |  | 2016-02-25
Westinghouse Lighting Corporation | Westinghouse | 14R/5"/LED/DIM/27 | 31040 |  | Indoor/Outdoor | LED | Downlight Solid State Retrofit | 1000 | 14 | 72.2 |  | 2700K | 82 | 50000 | Continuously Dimmable |  | 2016-07-05
Westinghouse Lighting Corporation | Westinghouse | 8R/4"/LED/DIM/30 | 31041 |  | Indoor/Outdoor | LED | Downlight Solid State Retrofit | 650 | 9 | 79.3 |  | 3000K | 83 | 50000 | Continuously Dimmable |  | 2016-07-05
Westinghouse Lighting Corporation | Westinghouse | 8R/4"/LED/DIM/27 | 31043 |  | Indoor/Outdoor | LED | Downlight Solid State Retrofit | 650 | 9 | 75.1 |  | 2700K | 82 | 50000 | Continuously Dimmable |  | 2016-07-05
Westinghouse Lighting Corporation | Westinghouse | 14R/5"/LED/DIM/30 | 31044 |  | Indoor/Outdoor | LED | Downlight Solid State Retrofit | 1000 | 14.4 | 72.9 |  | 3000K | 82 | 50000 | Continuously Dimmable |  | 2016-07-05
Westinghouse Lighting Corporation | Westinghouse | 14R/6"/LED/DIM/27 | 31045 |  | Indoor/Outdoor | LED | Downlight Solid State Retrofit | 1000 | 14 | 83.2 |  | 2700K | 82 | 50000 | Continuously Dimmable |  | 2016-07-05
Westinghouse Lighting Corporation | Westinghouse | 14R/6"/LED/DIM/30 | 31046 |  | Indoor/Outdoor | LED | Downlight Solid State Retrofit | 1000 | 14 | 84.1 |  | 3000K | 82 | 50000 | Continuously Dimmable |  | 2016-07-05
Westinghouse Lighting Corporation | Westinghouse | 41047 | 41047 |  | Indoor | LED | Downlight Solid State Retrofit | 650 | 10 | 74.4 |  | 3000K | 81 | 35000 | Continuously Dimmable |  | 2016-03-31
Westinghouse Lighting Corporation | Westinghouse | 41048 | 41048 |  | Indoor | LED | Downlight Solid State Retrofit | 750 | 10 | 80.4 |  | 3000K | 81 | 35000 | Continuously Dimmable |  | 2016-03-31
WHD ENERGY INC | WHD Energy | SSL Downlight Retrofit | WHD-A4A-9W(3000K) |  | Indoor | LED | Downlight Solid State Retrofit | 602 | 9 | 67.8 |  | 3000K | 90 | 35000 | Continuously Dimmable |  | 2016-06-21
WHD ENERGY INC | WHD Energy | SSL Downlight Retrofit | WHD-A4A-9W(4000K) |  | Indoor | LED | Downlight Solid State Retrofit | 602 | 9 | 67.8 |  | 4000/4100K | 90 | 35000 | Continuously Dimmable |  | 2016-06-21
WHD ENERGY INC | WHD Energy | SSL Downlight Retrofit | WHD-A4A-9W(5000K) |  | Indoor | LED | Downlight Solid State Retrofit | 602 | 9 | 67.8 |  | 5000K | 90 | 35000 | Continuously Dimmable |  | 2016-06-21
WHD ENERGY INC | WHD Energy | SSL Downlight Retrofit | WHD-A4R-9W(3000K) |  | Indoor | LED | Downlight Solid State Retrofit | 666 | 9 | 78.8 |  | 3000K | 90 | 35000 | Continuously Dimmable |  | 2016-06-21
WHD ENERGY INC | WHD Energy | SSL Downlight Retrofit | WHD-A4R-9W(4000K) |  | Indoor | LED | Downlight Solid State Retrofit | 666 | 9 | 78.8 |  | 4000/4100K | 90 | 35000 | Continuously Dimmable |  | 2016-06-21
WHD ENERGY INC | WHD Energy | SSL Downlight Retrofit | WHD-A4R-9W(5000K) |  | Indoor | LED | Downlight Solid State Retrofit | 666 | 9 | 78.8 |  | 5000K | 90 | 35000 | Continuously Dimmable |  | 2016-06-21
WHD ENERGY INC | WHD Energy | SSL Downlight Retrofit | WHD-A6A-14W(3000K) |  | Indoor | LED | Downlight Solid State Retrofit | 819 | 14 | 60.3 |  | 3000K | 90 | 35000 | Continuously Dimmable |  | 2016-06-21
WHD ENERGY INC | WHD Energy | SSL Downlight Retrofit | WHD-A6A-14W(4000K) |  | Indoor | LED | Downlight Solid State Retrofit | 819 | 14 | 60.3 |  | 4000/4100K | 90 | 35000 | Continuously Dimmable |  | 2016-06-21
WHD ENERGY INC | WHD Energy | SSL Downlight Retrofit | WHD-A6A-14W(5000K) |  | Indoor | LED | Downlight Solid State Retrofit | 819 | 14 | 60.3 |  | 5000K | 90 | 35000 | Continuously Dimmable |  | 2016-06-21
WHD ENERGY INC | WHD Energy | LED Downlight Retrofit | WHD-A6R-14W(3000K) | LED Downlight Retrofit,WHD-A6R-14W(4000K),; LED Downlight Retrofit,WHD-A6R-14W(5000K), | Indoor/Outdoor | LED | Downlight Solid State Retrofit | 975 | 14 | 70.9 |  | 4000/4100K,3000K,5000K | 90 | 35000 | Continuously Dimmable |  | 2016-06-30
Xiamen Bymea Lighting Co., Ltd. | BYMEA | SSL Downlight Retrofit Kits | D04K0#-D-XXS | ,,(Where â€œ#â€ refers electrical connection and could be 1 or 2, 1 refers E26 base and 2 refers GU24 base; the last two â€œXâ€ refers CCT and could be 27, 30, 40 or 50, which refers to 2700K, 3000K, 4000K or 5000K) | Indoor | LED | Downlight Solid State Retrofit | 720 | 10 | 78.7 |  | 2700K,4000/4100K,3000K,5000K | 91 | 40000 | Continuously Dimmable | (Where â€œ#â€ refers electrical connection and could be 1 or 2, 1 refers E26 base and 2 refers GU24 base; the last two â€œXâ€ refers CCT and could be 27, 30, 40 or 50, which refers to 2700K, 3000K, 4000K or 5000K) | 2015-10-30
Xiamen Bymea Lighting Co., Ltd. | BYMEA | LED recessed downlight | D04N01-D-27H | ,D04N01-D-30H,CCT: 3000K; ,D04N01-D-35H,CCT: 3500K; ,D04N01-D-40H,CCT: 4000K,; ,D04N01-D-50H,CCT: 5000K | Indoor | LED | Downlight Recessed | 500 | 9 | 80.9 |  | 2700K | 83 | 50000 | Continuously Dimmable,Damp Location Rated |  | 2015-09-23
Xiamen Bymea Lighting Co., Ltd. | BYMEA | LED downlight retrofit | D06K01-D-27S | LED downlight retrofit,D06K01-D-30S,CCT: 3000K, E26 base; LED downlight retrofit,D06K01-D-40S,CCT: 4000K, E26 base; LED downlight retrofit,D06K01-D-50S,CCT: 5000K, E26 base; LED downlight retrofit,D06K02-D-27S,CCT: 2700K, GU24 base; LED downlight retrofit,D06K02-D-30S,CCT: 3000K, GU24 base; LED downlight retrofit,D06K02-D-40S,CCT: 4000K, GU24 base; LED downlight retrofit,D06K02-D-50S,CCT: 5000K, GU24 base | Indoor | LED | Downlight Solid State Retrofit | 1400 | 20 | 72.7 |  | 2700K | 91 | 50000 | Continuously Dimmable,Damp Location Rated |  | 2015-08-28
Xiamen Bymea Lighting Co., Ltd. | BYMEA | LED downlight retrofit | D06K11-D-27S | LED downlight retrofit,D06K11-D-30S,CCT: 3000K, E26 base; LED downlight retrofit,D06K11-D-40S,CCT: 4000K, E26 base; LED downlight retrofit,D06K11-D-50S,CCT: 5000K, E26 base; LED downlight retrofit,D06K12-D-27S,CCT: 2700K, GU24 base; LED downlight retrofit,D06K12-D-30S,CCT: 3000K, GU24 base; LED downlight retrofit,D06K12-D-40S,CCT: 4000K, GU24 base; LED downlight retrofit,D06K12-D-50S,CCT: 5000K, GU24 base | Indoor | LED | Downlight Solid State Retrofit | 1050 | 15 | 72.2 |  | 2700K | 91 | 50000 | Continuously Dimmable,Damp Location Rated |  | 2015-08-28
Xiamen Bymea Lighting Co., Ltd. | BYMEA | LED downlight retrofit | D06K21-D-27S | LED downlight retrofit,D06K21-D-30S,CCT: 3000K, E26 base; LED downlight retrofit,D06K21-D-40S,CCT: 4000K, E26 base; LED downlight retrofit,D06K21-D-50S,CCT: 5000K, E26 base; LED downlight retrofit,D06K22-D-27S,CCT: 2700K, GU24 base; LED downlight retrofit,D06K22-D-30S,CCT: 3000K, GU24 base; LED downlight retrofit,D06K22-D-40S,CCT: 4000K, GU24 base; LED downlight retrofit,D06K22-D-50S,CCT: 5000K, GU24 base | Indoor | LED | Downlight Solid State Retrofit | 840 | 12 | 71.3 |  | 2700K | 91 | 50000 | Continuously Dimmable,Damp Location Rated |  | 2015-08-28
Xiamen Bymea Lighting Co., Ltd. | BYMEA | LED Downlight Retrofit | D06M01-D-27E | ,D06M01-D-30E,CCT 3000K; ,D06M01-D-35E,CCT 3500K; ,D06M01-D-40E,CCT 4000K; ,D06M01-D-50E,CCT 5000K | Indoor | LED | Downlight Solid State Retrofit | 1000 | 14 | 74.1 |  | 2700K | 92 | 50000 | Continuously Dimmable,Damp Location Rated |  | 2016-09-30
Xiamen Bymea Lighting Co., Ltd. | BYMEA | LED Downlight Retrofit | D06M11-D-27E | ,D06M11-D-30E,CCT 3000K; ,D06M11-D-35E,CCT 3500K; ,D06M11-D-40E,CCT 4000K; ,D06M11-D-50E,CCT 5000K | Indoor | LED | Downlight Solid State Retrofit | 800 | 12 | 70 |  | 2700K | 92 | 50000 | Continuously Dimmable,Damp Location Rated |  | 2016-09-30
Yankon Lighting, Inc. | Yankon | MX5001-LED2/24K840 | MX5001-LED2/24K840 |  | Indoor | LED | Downlight Surface Mount | 4000 | 48 | 98.9 |  | 4000/4100K | 83 | 50000 | Non-Dimmable |  | 2016-08-09
Yankon Lighting, Inc. | Yankon | MQT6004f-LED18K830GH | MQT6004f-LED18K830GH |  | Indoor | LED | Downlight Solid State Retrofit | 1200 | 18 | 77 |  | 3000K | 82 | 35000 | Continuously Dimmable |  | 2016-08-09
Yankon Lighting, Inc. | Yankon | MQT6004f-LED18K840GH | MQT6004f-LED18K840GH |  | Indoor | LED | Downlight Solid State Retrofit | 1200 | 18 | 77 |  | 4000/4100K | 85 | 35000 | Continuously Dimmable |  | 2016-08-09
Yankon Lighting, Inc. | Yankon | MQT6005f-LED11.5K830H | MQT6005f-LED11.5K830H |  | Indoor | LED | Downlight Solid State Retrofit | 750 | 11.5 | 80.6 |  | 3000K | 81 | 35000 | Continuously Dimmable |  | 2016-08-09
Yankon Lighting, Inc. | Yankon | MQT6005f-LED11.5K840H | MQT6005f-LED11.5K840H |  | Indoor | LED | Downlight Solid State Retrofit | 750 | 11.5 | 80.6 |  | 4000/4100K | 81 | 35000 | Continuously Dimmable |  | 2016-08-09
YE imports Inc. | Jet Lighting | LED Downlight | JRT-3-27K |  | Indoor/Outdoor | LED | Downlight Solid State Retrofit | 540 | 9 | 64.8 |  | 2700K | 92 | 35000 | Continuously Dimmable |  | 2016-01-28
YE imports Inc. | Jet Lighting | LED Downlight | JRT-3-3K |  | Indoor/Outdoor | LED | Downlight Solid State Retrofit | 540 | 9 | 69.3 |  | 3000K | 91 | 35000 | Continuously Dimmable |  | 2016-01-28
YE imports Inc. | Jet Lighting | LED Downlight | JRT-4-27K |  | Indoor/Outdoor | LED | Downlight Solid State Retrofit | 600 | 10 | 69.4 |  | 2700K | 92 | 35000 | Continuously Dimmable,Damp Location Rated |  | 2016-08-26
YE imports Inc. | Jet Lighting | LED Downlight | JRT-4-27K-S |  | Indoor/Outdoor | LED | Downlight Solid State Retrofit | 600 | 10 | 69.3 |  | 2700K | 92 | 35000 | Continuously Dimmable,Damp Location Rated |  | 2016-08-26
YE imports Inc. | Jet Lighting | LED Downlight | JRT-4-3K | ,,Retail Number: JRT-4-3K-S | Indoor/Outdoor | LED | Downlight Solid State Retrofit | 650 | 10 | 73.1 |  | 3000K | 93 | 35000 | Continuously Dimmable,Damp Location Rated |  | 2016-08-26
YE imports Inc. | Jet Lighting | LED Downlight | JRT-4-5K | ,,Listed Model CCT: 5000K | Indoor/Outdoor | LED | Downlight Solid State Retrofit | 850 | 13 | 75.4 |  | 2700K | 82 | 35000 | Continuously Dimmable,Damp Location Rated |  | 2016-08-26
YE imports Inc. | Jet Lighting | LED Downlight | JRT-6-27K-P |  | Indoor/Outdoor | LED | Downlight Solid State Retrofit | 800 | 13 | 72.4 |  | 2700K | 92 | 35000 | Continuously Dimmable |  | 2015-11-30
YE imports Inc. | Jet Lighting | LED Downlight | JRT-6-3K |  | Indoor/Outdoor | LED | Downlight Solid State Retrofit | 750 | 12 | 86.1 |  | 3000K | 91 | 35000 | Continuously Dimmable,Damp Location Rated |  | 2016-08-26
YE imports Inc. | Jet Lighting | LED Downlight | JRT-6-5K | ,,Listed Model CCT: 5000K | Indoor/Outdoor | LED | Downlight Solid State Retrofit | 750 | 12 | 85.9 |  | 2700K | 81 | 35000 | Continuously Dimmable,Damp Location Rated |  | 2016-08-26
YE imports Inc. | Jet Lighting | Retrofit 5/6" | LEDR56/930/JET |  | Indoor | LED | Downlight Solid State Retrofit | 850 | 12 | 74.6 |  | 3000K | 95 | 50000 | Continuously Dimmable |  | 2016-07-25
YE imports Inc. | Ye Imports, Inc. | LED Downlight | JRT-6-3K-P |  | Indoor/Outdoor | LED | Downlight Solid State Retrofit | 800 | 13 | 75.9 |  | 3000K | 94 | 35000 | Continuously Dimmable |  | 2015-11-30
YUYAO BELL-LIGHT LIGHTING CO.,LTD | BELL-LIGHT | LED Downlight Retrofit | BL-TD4RD10A-930 |  | Indoor | LED | Downlight Solid State Retrofit | 750 | 10.5 | 81.4 |  | 3000K | 93 | 50000 | Continuously Dimmable |  | 2016-03-04
YUYAO BELL-LIGHT LIGHTING CO.,LTD | BELL-LIGHT | LED Downlight Retrofit | BL-TD4RD10A-940 |  | Indoor | LED | Downlight Solid State Retrofit | 750 | 10.5 | 84.8 |  | 4000/4100K | 94 | 50000 | Continuously Dimmable |  | 2016-03-04
YUYAO BELL-LIGHT LIGHTING CO.,LTD | BELL-LIGHT | LED Downlight Retrofit | BL-TD4RD10A-950 |  | Indoor | LED | Downlight Solid State Retrofit | 750 | 10.5 | 86.7 |  | 5000K | 94 | 50000 | Continuously Dimmable |  | 2016-03-04
YUYAO BELL-LIGHT LIGHTING CO.,LTD | BELL-LIGHT | LED Downlight Retrofit | BL-TD4RD10B-930 |  | Indoor | LED | Downlight Solid State Retrofit | 750 | 10.5 | 80.8 |  | 3000K | 93 | 50000 | Continuously Dimmable |  | 2016-03-04
YUYAO BELL-LIGHT LIGHTING CO.,LTD | BELL-LIGHT | LED Downlight Retrofit | BL-TD4RD10B-940 |  | Indoor | LED | Downlight Solid State Retrofit | 750 | 10.5 | 84.8 |  | 4000/4100K | 94 | 50000 | Continuously Dimmable |  | 2016-03-04
YUYAO BELL-LIGHT LIGHTING CO.,LTD | BELL-LIGHT | LED Downlight Retrofit | BL-TD4RD10B-950 |  | Indoor | LED | Downlight Solid State Retrofit | 750 | 10.5 | 86.7 |  | 5000K | 94 | 50000 | Continuously Dimmable |  | 2016-03-04
YUYAO BELL-LIGHT LIGHTING CO.,LTD | BELL-LIGHT | LED Downlight Retrofit | BL-TD56RD12A-930 |  | Indoor | LED | Downlight Solid State Retrofit | 850 | 12.5 | 89.6 |  | 3000K | 93 | 50000 | Continuously Dimmable |  | 2016-03-04
YUYAO BELL-LIGHT LIGHTING CO.,LTD | BELL-LIGHT | LED Downlight Retrofit | BL-TD56RD12A-940 |  | Indoor | LED | Downlight Solid State Retrofit | 850 | 12.5 | 93.6 |  | 4000/4100K | 93 | 50000 | Continuously Dimmable |  | 2016-03-04
YUYAO BELL-LIGHT LIGHTING CO.,LTD | BELL-LIGHT | LED Downlight Retrofit | BL-TD56RD12A-950 |  | Indoor | LED | Downlight Solid State Retrofit | 850 | 12.5 | 97.2 |  | 5000K | 93 | 50000 | Continuously Dimmable |  | 2016-03-04
YUYAO BELL-LIGHT LIGHTING CO.,LTD | BELL-LIGHT | LED Downlight Retrofit | BL-TD56RD12B-930 |  | Indoor | LED | Downlight Solid State Retrofit | 850 | 12.5 | 88.3 |  | 3000K | 93 | 50000 | Continuously Dimmable |  | 2016-03-04
YUYAO BELL-LIGHT LIGHTING CO.,LTD | BELL-LIGHT | LED Downlight Retrofit | BL-TD56RD12B-940 |  | Indoor | LED | Downlight Solid State Retrofit | 850 | 12.5 | 93.6 |  | 4000/4100K | 93 | 50000 | Continuously Dimmable |  | 2016-03-04
YUYAO BELL-LIGHT LIGHTING CO.,LTD | BELL-LIGHT | LED Downlight Retrofit | BL-TD56RD12B-950 |  | Indoor | LED | Downlight Solid State Retrofit | 850 | 12.5 | 97.2 |  | 5000K | 93 | 50000 | Continuously Dimmable |  | 2016-03-04
Zhejiang Shenghui Lighting Co., Ltd | SENGLED | 1103220006(3000K) | 1103220006(3000K) |  | Indoor | LED | Downlight Solid State Retrofit | 900 | 13 | 83.6 |  | 3000K | 83 | 35000 | Continuously Dimmable |  | 2016-07-21
Zhejiang Yankon Group Co., Ltd | Yankon | LED Downlight Fixtures | MQTL3001-LED6KAOW | LED Downlight Fixtures,MQTL3001-LED6KAOB, | Indoor | LED | Downlight Recessed | 500 | 8.5 | 61.2 |  | 3000K | 84 | 35000 | Continuously Dimmable |  | 2016-08-30
Zhejiang Yankon Group Co., Ltd | Yankon | LED Downlight Fixtures | MQTL4003-LED8KAT | LED Downlight Fixtures,YGE00A69-9.5K830, | Indoor | LED | Downlight Recessed | 550 | 9.5 | 82.1 |  | 3000K | 84 | 35000 | Continuously Dimmable |  | 2016-09-22
Zhejiang Yankon Group Co., Ltd | Yankon | LED Downlight Fixtures | MQTL6003-LED10KAT | LED Downlight Fixtures,YGE00A70-11.5K830, | Indoor | LED | Downlight Recessed | 700 | 11.5 | 62.7 |  | 3000K | 84 | 35000 | Continuously Dimmable |  | 2016-09-22
Zotia International Trade Ltd. | DawnRay | DR4x0y | DR430A | ,,DR430A | Indoor | LED | Downlight Recessed | 660 | 12 | 78.2 |  | 3000K | 81 | 25000 | Continuously Dimmable |  | 2016-09-27
Zotia International Trade Ltd. | DawnRay | DR4x0y | DR450A | ,,DR450A | Indoor | LED | Downlight Recessed | 720 | 12 | 78.2 |  | 5000K | 81 | 25000 | Continuously Dimmable |  | 2016-09-27
Zumtobel Lighting, Inc. USA | Zumtobel Lighting | 2.75" Basys II | BR2xLED2xxxWx35yyDxx | ,BR2xLED2xxxWx40yyDxx, | Indoor | LED | Downlight Recessed | 713 | 12.6 | 56.4 |  | 2700K | 82 | 60000 | 0-10V Dimming,Connected |  | 2015-10-19
Zumtobel Lighting, Inc. USA | Zumtobel Lighting | 4" Basys II | BR4xLED2xxxWx35yyDxx | ,BR4xLED2xxxWx40yyDxx, | Indoor | LED | Downlight Recessed | 909 | 13 | 70.1 |  | 2700K | 82 | 37000 | 0-10V Dimming,Connected |  | 2015-10-19
Zumtobel Lighting, Inc. USA | Zumtobel Lighting | 6" Basys II | BR6xLED2xxxWx35yyDxx | ,BR6xLED2xxxWx40yyDxx, | Indoor | LED | Downlight Recessed | 1078 | 17.9 | 60.3 |  | 2700K | 82 | 37000 | 0-10V Dimming,Connected |  | 2015-10-19
Zumtobel Lighting, Inc. USA | Zumtobel Lighting | 2.75" Basys II | BS2xLED2xxxWx35yyDxx | ,BS2xLED2xxxWx40yyDxx, | Indoor | LED | Downlight Recessed | 713 | 12.6 | 56.4 |  | 2700K | 82 | 60000 | 0-10V Dimming,Connected |  | 2015-10-19
Zumtobel Lighting, Inc. USA | Zumtobel Lighting | 4" Basys II | BS4xLED2xxxWx35yyDxx | ,BS4xLED2xxxWx40yyDxx, | Indoor | LED | Downlight Recessed | 909 | 13 | 70.1 |  | 2700K | 82 | 37000 | 0-10V Dimming,Connected |  | 2015-10-19
Zumtobel Lighting, Inc. USA | Zumtobel Lighting | 6" Basys II | BS6xLED2xxxWx35yyDxx | ,BS6xLED2xxxWx40yyDxx, | Indoor | LED | Downlight Recessed | 1078 | 17.9 | 60.3 |  | 2700K | 82 | 37000 | 0-10V Dimming,Connected |  | 2015-10-19

## Other LED Fixtures-Energy Star
ENERGY STAR Qualified Light Fixtures Product List
Last Updated October 18, 2016
Below are currently qualified ENERGY STAR models available for sale in the U.S. and Canada.
ENERGY STAR Partner | Brand Name | Model Name | Model Number | Additional Model Information | Indoor/Outdoor | Technology | Fixture Type | Light Output (lm) | Total Input Power (Watts) | Energy Efficiency - Measured Outside the Fixture (lm/W) | Power Factor | Appearance/Correlated Color Temperature (K) | Color Quality (CRI) | Light Source Life (hrs) | Special Features | Notes | Date Qualified
AFX Inc. | AFX | Accent Lighting | APRF4450L30SN |  | Indoor | LED | Accent Light Line-voltage | 1800 | 27 | 68.5 |  | 3000K | 83 | 50000 | Continuously Dimmable |  | 2016-09-29
AFX Inc. | AFX | 4 Light LED Fixed Track | CARF4300L30SN | 4 Light LED Fixed Track,CHRF4300L30SN,; 4 Light LED Fixed Track,TRRF4300L30SN, | Indoor | LED | Accent Light Line-voltage | 1200 | 23 | 60.3 |  | 3000K | 93 | 35000 | Continuously Dimmable |  | 2015-09-01
AFX Inc. | AFX | 6LT Light Fixed Track | CHRF6300L30SN(326632) |  | Indoor | LED | Accent Light Line-voltage | 300 | 32 | 60 |  | 3000K | 93 | 50000 | Continuously Dimmable |  | 2015-12-23
AFX Inc. | AFX | Accent Lights | HFF4450L30WH |  | Indoor | LED | Accent Light Line-voltage | 2100 | 27 | 80 |  | 3000K | 84 | 50000 | Continuously Dimmable |  | 2016-09-29
AFX Inc. | AFX | Accent Lighting | KARF3450L30RB |  | Indoor | LED | Accent Light Line-voltage | 1400 | 21 | 69.2 |  | 3000K | 84 | 50000 | Continuously Dimmable |  | 2016-09-29
AFX Inc. | AFX | Accent Lighting | KARF4450L30RB |  | Indoor | LED | Accent Light Line-voltage | 1800 | 28 | 69.6 |  | 3000K | 83 | 50000 | Continuously Dimmable |  | 2016-09-29
AFX Inc. | AFX | Accent Lighting | MACFG3450L30RB |  | Indoor | LED | Accent Light Line-voltage | 1400 | 21 | 70.5 |  | 3000K | 84 | 50000 | Continuously Dimmable |  | 2016-09-29
AFX Inc. | AFX Inc. | 4 Light LED Fixed Track | CRRF4300L30SN | 4 Light LED Fixed Track,CRRF4300L30PC, | Indoor | LED | Accent Light Line-voltage | 1200 | 23 | 60.5 |  | 3000K | 93 | 35000 | Continuously Dimmable |  | 2015-07-30
AFX Inc. | AFX Inc. | 6 Light LED Fixed Track | CRRF6300L30SN |  | Indoor | LED | Accent Light Line-voltage | 1800 | 33 | 63.4 |  | 3000K | 93 | 35000 | Continuously Dimmable |  | 2015-07-30
AFX Inc. | AFX Inc. | 4 Light LED Fixed Track | MTRF4300L30SN |  | Indoor | LED | Accent Light Line-voltage | 1200 | 23 | 61.8 |  | 3000K | 93 | 35000 | Continuously Dimmable |  | 2015-07-30
AFX Inc. | Aspects | Accent Lighting | MADFG3400L30SN |  | Indoor | LED | Accent Light Line-voltage | 1200 | 21 | 60.3 |  | 3000K | 92 | 50000 | Continuously Dimmable |  | 2016-09-01
AFX Inc. | Aspects | Accent Lighting | SENF4400L30SN |  | Indoor | LED | Accent Light Line-voltage | 1600 | 27 | 63.5 |  | 3000K | 92 | 50000 | Continuously Dimmable |  | 2016-09-01
AFX Inc. | Aspects | Accent Lighting | WALF4400L30RB |  | Indoor | LED | Accent Light Line-voltage | 1600 | 27 | 63.1 |  | 3000K | 92 | 50000 | Continuously Dimmable |  | 2016-09-01
Amerlux Global Lighting Solutions | Amerlux | Contour | CNTRV33-17-LED-E-XX-YYY-120/277-ZZ-3000-TTT | ,CNTRV33-17-LED-E-XX-YYY-120/277-ZZ-3500-TTT,; ,CNTRV33-17-LED-E-XX-YYY-120/277-ZZ-4000-TTT, | Indoor | LED | Accent Light Line-voltage | 1125 | 15.21 | 74 |  | 3000K | 82 | 47000 | Continuously Dimmable | XX = White, Black, or Silver YYY = TN1,TEK, TN3, TN2, CT, LOL, LLAB,B,C or CCL2 ZZ = NF, MFL, FL, WF, VWF TTT = Blank or DIM-ELV | 2016-08-09
ASG ENERGY LLC | ASG Energy | Line-voltage directional track lighting | ASG-TRK-25W-95-XXD-Y-ZZ-AAAA-277 | ,,(where XX could be 38 or 90, which denotes beam angle. Y could be G, H or L which denotes electrical connnection. ZZ could be BL, WH or SL, whichi denotes luminaire body color. AAAA could be 2700,3000,4000 or 5000, which denotes CCT. | Indoor | LED | Accent Light Line-voltage | 1900 | 25 | 77.9 |  | 4000/4100K,3000K,5000K | 97 | 36000 | Non-Dimmable | (where the first XX could be 38 or 90, which denotes beam angle. Y could be G, H or L which denotes electrical connnection. ZZ could be BL, WH or SL, whichi denotes luminaire body color. AAAA could be 2700,3000,4000 or 5000, which denotes CCT of 2700K, 3000K, 4000K, 5000K) | 2015-11-05
ASG ENERGY LLC | ASG Energy | Line-voltage directional track lighting | ASG-TRK-25W-95-XXD-Y-ZZ-AAAA-277 | ,,(where XX could be 38 or 90, which denotes beam angle. Y could be G, H or L which denotes electrical connnection. ZZ could be BL, WH or SL, whichi denotes luminaire body color. AAAA could be 2700,3000,4000 or 5000, which denotes CCT. | Indoor | LED | Accent Light Line-voltage | 1700 | 25 | 77.9 |  | 2700K | 97 | 36000 | Non-Dimmable | (where the first XX could be 38 or 90, which denotes beam angle. Y could be G, H or L which denotes electrical connnection. ZZ could be BL, WH or SL, whichi denotes luminaire body color. AAAA could be 2700,3000,4000 or 5000, which denotes CCT of 2700K, 3000K, 4000K, 5000K) | 2015-11-05
Aurora Lighting Inc. | VENTIX | Mounted Adjustable LED Track Spotlight | AR-T12XLY8/## |  | Indoor | LED | Accent Light Line-voltage | 2140 | 25.5 | 85.8 |  | 3000K | 82 | 50000 | Non-Dimmable | "X" could be N, M or W denotes Narrow, Medium or Wide Diffuser; "Y" could be W, S or B denotes body color of White, Silver or Black; "##" could be 30, 35 or 40 denotes CCT 3000K, 3500K or 4000K. | 2016-02-16
Aurora Lighting Inc. | VENTIX | Mounted Adjustable LED Track Spotlight | AR-T12XLY9/## |  | Indoor | LED | Accent Light Line-voltage | 2010 | 24 | 85.9 |  | 3000K | 92 | 50000 | Non-Dimmable | "X" could be N, M or W denotes Narrow, Medium or Wide Diffuser; "Y" could be W, S or B denotes body color of White, Silver or Black; "##" could be 30, 35 or 40 denotes CCT 3000K, 3500K or 4000K. | 2016-02-08
Aurora Lighting Inc. | VENTIX | Mounted Adjustable LED Track Spotlight | AR-T12XRY8/## |  | Indoor | LED | Accent Light Line-voltage | 2030 | 25.5 | 80.6 |  | 3000K | 82 | 50000 | Non-Dimmable | "X" could be N, M or W denotes Narrow, Medium or Wide Reflector; "Y" could be W, S or B denotes body color of White, Silver or Black; "##" could be 30, 35 or 40 denotes CCT 3000K, 3500K or 4000K. | 2016-02-08
Aurora Lighting Inc. | VENTIX | Mounted Adjustable LED Track Spotlight | AR-T12XRY9/## |  | Indoor | LED | Accent Light Line-voltage | 1890 | 24 | 81 |  | 3000K | 92 | 50000 | Non-Dimmable | "X" could be N, M or W denotes Narrow, Medium or Wide Reflector; "Y" could be W, S or B denotes body color of White, Silver or Black; "##" could be 30, 35 or 40 denotes CCT 3000K, 3500K or 4000K. | 2016-02-16
Aurora Lighting Inc. | VENTIX | Mounted Adjustable LED Track Spotlight | AR-T13XLY8/## |  | Indoor | LED | Accent Light Line-voltage | 3250 | 35.5 | 92.3 |  | 3000K | 80 | 50000 | Non-Dimmable | "X" could be N, M or W denotes Narrow, Medium or Wide Diffuser; "Y" could be W, S or B denotes body color of White, Silver or Black; "##" could be 30, 35 or 40 denotes CCT 3000K, 3500K or 4000K. | 2016-02-16
Aurora Lighting Inc. | VENTIX | Mounted Adjustable LED Track Spotlight | AR-T13XLY9/## |  | Indoor | LED | Accent Light Line-voltage | 2810 | 33.6 | 85.4 |  | 3000K | 92 | 50000 | Non-Dimmable | "X" could be N, M or W denotes Narrow, Medium or Wide Diffuser; "Y" could be W, S or B denotes body color of White, Silver or Black; "##" could be 30, 35 or 40 denotes CCT 3000K, 3500K or 4000K. | 2016-02-01
Aurora Lighting Inc. | VENTIX | Mounted Adjustable LED Track Spotlight | AR-T13XRY8/## |  | Indoor | LED | Accent Light Line-voltage | 2850 | 35.5 | 82.2 |  | 3000K | 81 | 50000 | Non-Dimmable | "X" could be N, M or W denotes Narrow, Medium or Wide Reflector; "Y" could be W, S or B denotes body color of White, Silver or Black; "##" could be 30, 35 or 40 denotes CCT 3000K, 3500K or 4000K. | 2016-02-01
Aurora Lighting Inc. | VENTIX | Mounted Adjustable LED Track Spotlight | AR-T13XRY9/## |  | Indoor | LED | Accent Light Line-voltage | 2470 | 33.6 | 76.6 |  | 3000K | 93 | 50000 | Non-Dimmable | "X" could be N, M or W denotes Narrow Reflector, Medium Reflector or Wide Reflector; "Y" could be W, S or B denotes body color of White, Silver or Black; "##" could be 30, 35 or 40 denotes CCT 3000K, 3500K or 4000K. | 2016-01-04
Baero North America, Inc. | BAERO | H3 | AH3-B-CCE50-FFFF-GGG-HHH |  | Indoor/Outdoor | LED | Accent Light Line-voltage | 3383 | 50 | 63.1 |  | 2700K | 80 | 50000 | Non-Dimmable | B= T, P, H; CC= 27(CCT 2700K), 30(CCT 3000K), 35(CCT 3500K), 40(CCT 4000K);E=80CRI; 50=Power designation; FFFF= LNBM, BRBM, SQ30, SQFL, SQSP; GGG= EU1, EU1-D, EU2, P1, P2, P3, P4, P5; HHH=B-BLK, B-SLV, W-SLV, W-WHT | 2016-07-14
Baero North America, Inc. | BAERO | H3 | AH3-B-CCG50-FFFF-GGG-HHH |  | Indoor/Outdoor | LED | Accent Light Line-voltage | 3590 | 50 | 66.4 |  | 2700K | 91 | 50000 | Non-Dimmable | B= T, P, H; CC= 27(CCT 2700K), 30(CCT 3000K), 35(CCT 3500K), 40(CCT 4000K);G=90CRI; 50=Power designation; FFFF= LNBM, BRBM, SQ30, SQFL, SQSP; GGG= EU1, EU1-D, EU2, P1, P2, P3, P4, P5; HHH=B-BLK, B-SLV, W-SLV, W-WHT | 2016-07-14
BARO North America | Baro | Zeta | ZT1-27G50-40-H-D-W-WHT | ,ZT1-27G50-20-X-Y-Q-ZZZ,; ,ZT1-27G50-30-X-Y-Q-ZZZ,; ,ZT1-30E50-20-X-Y-Q-ZZZ,; ,ZT1-30E50-30-X-Y-Q-ZZZ,; ,ZT1-30E50-40-X-Y-Q-ZZZ,; ,ZT1-30G50-20-X-Y-Q-ZZZ,; ,ZT1-30G50-30-X-Y-Q-ZZZ,; ,ZT1-30G50-40-X-Y-Q-ZZZ,; ,ZT1-30H50-20-X-Y-Q-ZZZ,; ,ZT1-30H50-30-X-Y-Q-ZZZ,; ,ZT1-30H50-40-X-Y-Q-ZZZ,; ,ZT1-35A50-20-X-Y-Q-ZZZ,; ,ZT1-35A50-30-X-Y-Q-ZZZ,; ,ZT1-35A50-40-X-Y-Q-ZZZ,; ,ZT1-35E50-20-X-Y-Q-ZZZ,; ,ZT1-35E50-30-X-Y-Q-ZZZ,; ,ZT1-35E50-40-X-Y-Q-ZZZ,; ,ZT1-40E50-20-X-Y-Q-ZZZ,; ,ZT1-40E50-30-X-Y-Q-ZZZ,; ,ZT1-40E50-40-X-Y-Q-ZZZ, | Indoor | LED | Accent Light Line-voltage | 1764 | 30.7 | 57.5 |  | 2700K | 90 | 55000 | Continuously Dimmable | X = J, H, or EU1 , Y = D or Blank, Q= B or W, ZZZ = WHT, BLK, or SLV | 2016-06-29
Con-Tech Lighting | ConTech Lighting | CTL184[V,H][27,27C,3,3C,35,35C,4,4C]D-[P,B,S] | CTL184[V,H][27,27C,3,3C,35,35C,4,4C]D-[P,B,S] | ,HTL184[V,H][27,27C,3,3C,35,35C,4,4C]D-[P,B,S],; ,LTL184[V,H][27,27C,3,3C,35,35C,4,4C]D-[P,B,S],; ,NCTL184[V,H][27,27C,3,3C,35,35C,4,4C]D-[P,B,S][_,2,; ,PTL184[V,H][27,27C,3,3C,35,35C,4,4C]D-[P,B,S],; CTL184[V,H][27,27C,3,3C,35,35C,4,4C]D-[P,B,S],CTL184[V,H][27,27C,3,3C,35,35C,4,4C]D-[P,B,S], | Indoor | LED | Accent Light Line-voltage | 4818 | 55.7 | 86.5 |  | 2700K | 91 | 49500 | Continuously Dimmable |  | 2015-11-20
Con-Tech Lighting | ConTech Lighting | CTL189[V,H][27,27C,3,3C,35,35C,4,4C][D,D3]-[P,B,S] | CTL189[V,H][27,27C,3,3C,35,35C,4,4C][D,D3]-[P,B,S] | ,HTL189[V,H][27,27C,3,3C,35,35C,4,4C][D,D3]-[P,B,S],; ,NCTL189[V,H][27,27C,3,3C,35,35C,4,4C][D,D3]-[P,B,S][_,27,1C,3C],; ,PTL189[V,H][27,27C,3,3C,35,35C,4,4C][D,D3]-[P,B,S], | Indoor | LED | Accent Light Line-voltage | 1960 | 18.5 | 106 |  | 2700K | 92 | 49500 | Continuously Dimmable |  | 2016-04-18
Con-Tech Lighting | ConTech Lighting | CTL171SM27DBFA-42-B | CTL171SM27DBFA-42-B | CTL170FM27D-B,CTL170FM27D-B,; CTL170FM27D-P,CTL170FM27D-P,; CTL170FM27D-S,CTL170FM27D-S,; CTL170FM35D-B,CTL170FM35D-B,; CTL170FM35D-P,CTL170FM35D-P,; CTL170FM35D-S,CTL170FM35D-S,; CTL170FM3D-B,CTL170FM3D-B,; CTL170FM3D-P,CTL170FM3D-P,; CTL170FM3D-S,CTL170FM3D-S,; CTL170SM27D-B,CTL170SM27D-B,; CTL170SM27D-P,CTL170SM27D-P,; CTL170SM27D-S,CTL170SM27D-S,; CTL170SM35D-B,CTL170SM35D-B,; CTL170SM35D-P,CTL170SM35D-P,; CTL170SM35D-S,CTL170SM35D-S,; CTL170SM3D-B,CTL170SM3D-B,; CTL170SM3D-P,CTL170SM3D-P,; CTL170SM3D-S,CTL170SM3D-S,; CTL171FM27D-B,CTL171FM27D-B,; CTL171FM27D-P,CTL171FM27D-P,; CTL171FM27D-S,CTL171FM27D-S,; CTL171FM35D-B,CTL171FM35D-B,; CTL171FM35D-P,CTL171FM35D-P,; CTL171FM35D-S,CTL171FM35D-S,; CTL171FM3D-B,CTL171FM3D-B,; CTL171FM3D-P,CTL171FM3D-P,; CTL171FM3D-S,CTL171FM3D-S,; CTL171SM27D-B,CTL171SM27D-B,; CTL171SM27D-P,CTL171SM27D-P,; CTL171SM27D-S,CTL171SM27D-S,; CTL171SM35D-B,CTL171SM35D-B,; CTL171SM35D-P,CTL171SM35D-P,; CTL171SM35D-S,CTL171SM35D-S,; CTL171SM3D-B,CTL171SM3D-B,; CTL171SM3D-P,CTL171SM3D-P,; CTL171SM3D-S,CTL171SM3D-S, | Indoor | LED | Accent Light Line-voltage | 3685 | 52.5 | 70.3 |  | 2700K | 80 | 47000 | Continuously Dimmable |  | 2016-07-01
Con-Tech Lighting | ConTech Lighting | CTL180[V,H][27,27C,3,3C,35,35C,4,4C][D,D3]-[P,B,S] | CTL180[V,H][27,27C,3,3C,35,35C,4,4C][D,D3]-[P,B,S] | ,HTL180[V,H][27,27C,3,3C,35,35C,4,4C][D,D3]-[P,B,S],; ,NCTL180[V,H][27,27C,3,3C,35,35C,4,4C][D,D3]-[P,B,S][_,27,1C,3C],; ,PTL180[V,H][27,27C,3,3C,35,35C,4,4C][D,D3]-[P,B,S], | Indoor | LED | Accent Light Line-voltage | 2670 | 26.1 | 102 |  | 2700K | 92 | 49500 | Continuously Dimmable |  | 2016-04-18
Con-Tech Lighting | ConTech Lighting | CTL181[V,H][27,27C,3,3C,35,35C,4,4C][D,D3]-[P,B,S] | CTL181[V,H][27,27C,3,3C,35,35C,4,4C][D,D3]-[P,B,S] | ,HTL181[V,H][27,27C,3,3C,35,35C,4,4C][D,D3]-[P,B,S],; ,LTL181[V,H][27,27C,3,3C,35,35C,4,4C][D,D3]-[P,B,S],; ,NCTL181[V,H][27,27C,3,3C,35,35C,4,4C][D,D3]-[P,B,S][_,27,1C,3C],; ,PTL181[V,H][27,27C,3,3C,35,35C,4,4C][D,D3]-[P,B,S], | Indoor | LED | Accent Light Line-voltage | 3222 | 34.1 | 94.4 |  | 2700K | 92 | 49500 | Continuously Dimmable |  | 2015-11-20
Con-Tech Lighting | ConTech Lighting | CTL182[V,H][27,27C,3,3C,35,35C,4,4C]D-[P,B,S] | CTL182[V,H][27,27C,3,3C,35,35C,4,4C]D-[P,B,S] | ,HTL182[V,H][27,27C,3,3C,35,35C,4,4C]D-[P,B,S],; ,LTL182[V,H][27,27C,3,3C,35,35C,4,4C]D-[P,B,S],; ,NCTL182[V,H][27,27C,3,3C,35,35C,4,4C]D-[P,B,S][_,2,; ,PTL182[V,H][27,27C,3,3C,35,35C,4,4C]D-[P,B,S],; CTL182[V,H][27,27C,3,3C,35,35C,4,4C]D-[P,B,S],CTL182[V,H][27,27C,3,3C,35,35C,4,4C]D-[P,B,S], | Indoor | LED | Accent Light Line-voltage | 3763 | 40 | 94.1 |  | 2700K | 92 | 49500 | Continuously Dimmable |  | 2015-11-20
Con-Tech Lighting | ConTech Lighting | CTL183[V,H][27,27C,3,3C,35,35C,4,4C]D-[P,B,S] | CTL183[V,H][27,27C,3,3C,35,35C,4,4C]D-[P,B,S] | ,HTL183[V,H][27,27C,3,3C,35,35C,4,4C]D-[P,B,S],; ,LTL183[V,H][27,27C,3,3C,35,35C,4,4C]D-[P,B,S],; ,NCTL183[V,H][27,27C,3,3C,35,35C,4,4C]D-[P,B,S][_,2,; ,PTL183[V,H][27,27C,3,3C,35,35C,4,4C]D-[P,B,S],; CTL183[V,H][27,27C,3,3C,35,35C,4,4C]D-[P,B,S],CTL183[V,H][27,27C,3,3C,35,35C,4,4C]D-[P,B,S], | Indoor | LED | Accent Light Line-voltage | 4138 | 46.3 | 89.4 |  | 2700K | 91 | 49500 | Continuously Dimmable |  | 2015-11-20
Con-Tech Lighting | O3 LED Track Fixture | CTL8251V[S,M,F,W][27,3,35,4]D-[P,B,S] | CTL8251V[S,M,F,W][27,3,35,4]D-[P,B,S] | ,CTL8251H[S,M,F,W][27,3,35,4]D-[P,B,S],; ,HTL8251H[S,M,F,W][27,3,35,4]D-[P,B,S],; ,HTL8251V[S,M,F,W][27,3,35,4]D-[P,B,S],; ,LTL8251H[S,M,F,W][27,3,35,4]D-[P,B,S],; ,LTL8251V[S,M,F,W][27,3,35,4]D-[P,B,S],; ,NCTL8251V[S,M,F,W][27,3,35,4]D-[P,B,S][_,27,1C,3C],; ,PTL8251H[S,M,F,W][27,3,35,4]D-[P,B,S],; ,PTL8251V[S,M,F,W][27,3,35,4]D-[P,B,S], | Indoor | LED | Accent Light Line-voltage | 1832 | 20 | 91.6 |  | 2700K,4000/4100K,3000K,3500K | 83 | 55000 | Continuously Dimmable |  | 2015-10-07
Con-Tech Lighting | O3 LED Track Fixture | CTL8251V[S,M,F,W][27C,3C,35C,4C]D-[P,B,S] | CTL8251V[S,M,F,W][27C,3C,35C,4C]D-[P,B,S] | ,CTL8251H[S,M,F,W][27C,3C,35C,4C]D-[P,B,S],; ,HTL8251H[S,M,F,W][27C,3C,35C,4C]D-[P,B,S],; ,HTL8251V[S,M,F,W][27C,3C,35C,4C]D-[P,B,S],; ,LTL8251H[S,M,F,W][27C,3C,35C,4C]D-[P,B,S],; ,LTL8251V[S,M,F,W][27C,3C,35C,4C]D-[P,B,S],; ,NCTL8251V[S,M,F,W][27C,3C,35C,4C]D-[P,B,S][_,27,1C,3C],; ,PTL8251H[S,M,F,W][27C,3C,35C,4C]D-[P,B,S],; ,PTL8251V[S,M,F,W][27C,3C,35C,4C]D-[P,B,S], | Indoor | LED | Accent Light Line-voltage | 1491 | 21 | 70.8 |  | 2700K,4000/4100K,3000K,3500K | 94 | 55000 | Continuously Dimmable |  | 2015-10-08
Con-Tech Lighting | O3 LED Track Fixture | CTL8252V[S,M,F,W][27,3,35,4]D-[P,B,S] | CTL8252V[S,M,F,W][27,3,35,4]D-[P,B,S] | ,CTL8252H[S,M,F,W][27,3,35,4]D-[P,B,S],; ,HTL8252H[S,M,F,W][27,3,35,4]D-[P,B,S],; ,HTL8252V[S,M,F,W][27,3,35,4]D-[P,B,S],; ,LTL8252H[S,M,F,W][27,3,35,4]D-[P,B,S],; ,LTL8252V[S,M,F,W][27,3,35,4]D-[P,B,S],; ,NCTL8252V[S,M,F,W][27,3,35,4]D-[P,B,S][_,27,1C,3C],; ,PTL8252H[S,M,F,W][27,3,35,4]D-[P,B,S],; ,PTL8252V[S,M,F,W][27,3,35,4]D-[P,B,S], | Indoor | LED | Accent Light Line-voltage | 2582 | 29 | 89 |  | 2700K,4000/4100K,3000K,3500K | 82 | 55000 | Continuously Dimmable |  | 2015-10-08
Con-Tech Lighting | O3 LED Track Fixture | CTL8252V[S,M,F,W][27C,3C,35C,4C]D-[P,B,S] | CTL8252V[S,M,F,W][27C,3C,35C,4C]D-[P,B,S] | ,CTL8252H[S,M,F,W][27C,3C,35C,4C]D-[P,B,S],; ,HTL8252H[S,M,F,W][27C,3C,35C,4C]D-[P,B,S],; ,HTL8252V[S,M,F,W][27C,3C,35C,4C]D-[P,B,S],; ,LTL8252H[S,M,F,W][27C,3C,35C,4C]D-[P,B,S],; ,LTL8252V[S,M,F,W][27C,3C,35C,4C]D-[P,B,S],; ,NCTL8252V[S,M,F,W][27C,3C,35C,4C]D-[P,B,S][_,27,1C,3C],; ,PTL8252H[S,M,F,W][27C,3C,35C,4C]D-[P,B,S],; ,PTL8252V[S,M,F,W][27C,3C,35C,4C]D-[P,B,S], | Indoor | LED | Accent Light Line-voltage | 2069 | 29.1 | 71.1 |  | 2700K,4000/4100K,3000K,3500K | 94 | 55000 | Continuously Dimmable |  | 2015-10-08
Con-Tech Lighting | O3 LED Track Fixture | CTL8253V[S,M,F,W][27,3,35,4]D-[P,B,S] | CTL8253V[S,M,F,W][27,3,35,4]D-[P,B,S] | ,CTL8253H[S,M,F,W][27,3,35,4]D-[P,B,S],; ,HTL8253H[S,M,F,W][27,3,35,4]D-[P,B,S],; ,HTL8253V[S,M,F,W][27,3,35,4]D-[P,B,S],; ,LTL8253H[S,M,F,W][27,3,35,4]D-[P,B,S],; ,LTL8253V[S,M,F,W][27,3,35,4]D-[P,B,S],; ,NCTL8253V[S,M,F,W][27,3,35,4]D-[P,B,S][_,27,1C,3C],; ,PTL8253H[S,M,F,W][27,3,35,4]D-[P,B,S],; ,PTL8253V[S,M,F,W][27,3,35,4]D-[P,B,S], | Indoor | LED | Accent Light Line-voltage | 3061 | 36 | 85 |  | 2700K,4000/4100K,3000K,3500K | 82 | 55000 | Continuously Dimmable |  | 2015-10-08
Con-Tech Lighting | O3 LED Track Fixture | CTL8253V[S,M,F,W][27C,3C,35C,4C]D-[P,B,S] | CTL8253V[S,M,F,W][27C,3C,35C,4C]D-[P,B,S] | ,CTL8253H[S,M,F,W][27C,3C,35C,4C]D-[P,B,S],; ,HTL8253H[S,M,F,W][27C,3C,35C,4C]D-[P,B,S],; ,HTL8253V[S,M,F,W][27C,3C,35C,4C]D-[P,B,S],; ,LTL8253H[S,M,F,W][27C,3C,35C,4C]D-[P,B,S],; ,LTL8253V[S,M,F,W][27C,3C,35C,4C]D-[P,B,S],; ,NCTL8253V[S,M,F,W][27C,3C,35C,4C]D-[P,B,S][_,27,1C,3C],; ,PTL8253H[S,M,F,W][27C,3C,35C,4C]D-[P,B,S],; ,PTL8253V[S,M,F,W][27C,3C,35C,4C]D-[P,B,S], | Indoor | LED | Accent Light Line-voltage | 2357 | 37.6 | 62.6 |  | 2700K,4000/4100K,3000K,3500K | 92 | 55000 | Continuously Dimmable |  | 2015-10-08
Con-Tech Lighting | O3 LED Track Fixture | CTL8254V[S,M,F,W][27,3,35,4]D-[P,B,S] | CTL8254V[S,M,F,W][27,3,35,4]D-[P,B,S] | ,CTL8254H[S,M,F,W][27,3,35,4]D-[P,B,S],; ,HTL8254H[S,M,F,W][27,3,35,4]D-[P,B,S],; ,HTL8254V[S,M,F,W][27,3,35,4]D-[P,B,S],; ,LTL8254H[S,M,F,W][27,3,35,4]D-[P,B,S],; ,LTL8254V[S,M,F,W][27,3,35,4]D-[P,B,S],; ,NCTL8254V[S,M,F,W][27,3,35,4]D-[P,B,S][_,27,1C,3C],; ,PTL8254H[S,M,F,W][27,3,35,4]D-[P,B,S],; ,PTL8254V[S,M,F,W][27,3,35,4]D-[P,B,S], | Indoor | LED | Accent Light Line-voltage | 3505 | 42.5 | 82.4 |  | 2700K,4000/4100K,3000K,3500K | 82 | 55000 | Continuously Dimmable |  | 2015-10-08
Con-Tech Lighting | O3 LED Track Fixture | CTL8254V[S,M,F,W][27C,3C,35C,4C]D-[P,B,S] | CTL8254V[S,M,F,W][27C,3C,35C,4C]D-[P,B,S] | ,CTL8254H[S,M,F,W][27C,3C,35C,4C]D-[P,B,S],; ,HTL8254H[S,M,F,W][27C,3C,35C,4C]D-[P,B,S],; ,HTL8254V[S,M,F,W][27C,3C,35C,4C]D-[P,B,S],; ,LTL8254H[S,M,F,W][27C,3C,35C,4C]D-[P,B,S],; ,LTL8254V[S,M,F,W][27C,3C,35C,4C]D-[P,B,S],; ,NCTL8254V[S,M,F,W][27C,3C,35C,4C]D-[P,B,S][_,27,1C,3C],; ,PTL8254H[S,M,F,W][27C,3C,35C,4C]D-[P,B,S],; ,PTL8254V[S,M,F,W][27C,3C,35C,4C]D-[P,B,S], | Indoor | LED | Accent Light Line-voltage | 2449 | 42.3 | 57.9 |  | 2700K,4000/4100K,3000K,3500K | 92 | 55000 | Continuously Dimmable |  | 2015-10-08
Cordelia Lighting Inc. | EnviroLite | EVT101227-Y | EVT101227-Y |  | Indoor | LED | Accent Light Line-voltage | 2024 | 26 | 80.4 |  | 2700K | 83 | 54000 | Continuously Dimmable | Y is for finish | 2015-12-18
Cordelia Lighting Inc. | EnviroLite | EVT101727-Y | EVT101727-Y |  | Indoor | LED | Accent Light Line-voltage | 2016 | 26 | 80.8 |  | 2700K | 83 | 54000 | Continuously Dimmable | Y is for finish | 2015-12-18
Cordelia Lighting Inc. | EnviroLite | EVT102027-Y | EVT102027-Y |  | Indoor | LED | Accent Light Line-voltage | 1994 | 26 | 79.2 |  | 2700K | 83 | 54000 | Continuously Dimmable | Y is for finish | 2015-12-18
Cordelia Lighting Inc. | EnviroLite | EVT102527-Y | EVT102527-Y |  | Indoor | LED | Accent Light Line-voltage | 2001 | 26 | 78.1 |  | 2700K | 84 | 54000 | Continuously Dimmable | Y is for finish | 2015-12-18
Excellence Industries Company limited | Excellence | 29229-XXX | 29229-XXX | 29229-XXX,,2700K; 29229-XXXX,,2700K | Indoor/Outdoor | LED | Accent Light Line-voltage | 2320 | 41 | 59 |  | 2700K | 93 | 50000 | Continuously Dimmable |  | 2016-05-13
Excellence Industries Company limited | Excellence | 29522-XXX | 29522-XXX |  | Indoor/Outdoor | LED | Accent Light Line-voltage | 2850 | 39 | 73.6 |  | 3000K | 92 | 50000 | Continuously Dimmable |  | 2016-05-13
GE Lighting | GE Lighting | TS1L1xx827xxx1V | TS1L1xx827xxx1V | ,TS1L1xx830xxx1V,; ,TS1L1xx835xxx1V,; ,TS1L1xx840xxx1V, | Indoor | LED | Accent Light Line-voltage | 640 | 10.3 | 68.9 |  | 2700K | 87 | 50000 | Non-Dimmable |  | 2016-07-05
GE Lighting | GE Lighting | TS1L2xx827xxx1V | TS1L2xx827xxx1V | ,TS1L2xx830xxx1V,; ,TS1L2xx835xxx1V,; ,TS1L2xx840xxx1V, | Indoor | LED | Accent Light Line-voltage | 940 | 15.5 | 67.5 |  | 2700K | 88 | 50000 | Non-Dimmable |  | 2016-07-06
GE Lighting | GE Lighting | TS1L3xx827xxx1V | TS1L3xx827xxx1V | ,TS1L3xx830xxx1V,; ,TS1L3xx835xxx1V,; ,TS1L3xx840xxx1V, | Indoor | LED | Accent Light Line-voltage | 1136 | 19.5 | 59.9 |  | 2700K | 87 | 50000 | Non-Dimmable |  | 2016-07-06
Green Creative | Green Creative | 33TRLG4DIM/927/W/H | 33TRLG4DIM/927/W/H |  | Indoor/Outdoor | LED | Accent Light Line-voltage | 2200 | 33.8 | 70.5 |  | 2700K | 91 | 40000 | Continuously Dimmable |  | 2016-09-30
Green Creative | Green Creative | 33TRLG4DIM/927/W/J | 33TRLG4DIM/927/W/J |  | Indoor/Outdoor | LED | Accent Light Line-voltage | 2200 | 33.8 | 70.5 |  | 2700K | 91 | 40000 | Continuously Dimmable |  | 2016-09-30
Green Creative | Green Creative | 33TRLG4DIM/927/W/L | 33TRLG4DIM/927/W/L |  | Indoor/Outdoor | LED | Accent Light Line-voltage | 2200 | 33.8 | 70.5 |  | 2700K | 91 | 40000 | Continuously Dimmable |  | 2016-09-30
Green Creative | Green Creative | 33TRLG4DIM/930/B/H | 33TRLG4DIM/930/B/H |  | Indoor/Outdoor | LED | Accent Light Line-voltage | 2200 | 33.8 | 70.5 |  | 3000K | 91 | 40000 | Continuously Dimmable |  | 2016-05-31
Green Creative | Green Creative | 33TRLG4DIM/930/B/J | 33TRLG4DIM/930/B/J |  | Indoor/Outdoor | LED | Accent Light Line-voltage | 2200 | 33.8 | 70.5 |  | 3000K | 91 | 40000 | Continuously Dimmable |  | 2016-09-30
Green Creative | Green Creative | 33TRLG4DIM/930/B/L | 33TRLG4DIM/930/B/L |  | Indoor/Outdoor | LED | Accent Light Line-voltage | 2200 | 33.8 | 70.5 |  | 3000K | 91 | 40000 | Continuously Dimmable |  | 2016-09-30
Green Creative | Green Creative | 33TRLG4DIM/930/W/H | 33TRLG4DIM/930/W/H |  | Indoor/Outdoor | LED | Accent Light Line-voltage | 2200 | 33.8 | 70.5 |  | 3000K | 91 | 40000 | Continuously Dimmable |  | 2016-09-30
Green Creative | Green Creative | 33TRLG4DIM/930/W/J | 33TRLG4DIM/930/W/J |  | Indoor/Outdoor | LED | Accent Light Line-voltage | 2200 | 33.8 | 70.5 |  | 3000K | 91 | 40000 | Continuously Dimmable |  | 2016-09-30
Green Creative | Green Creative | 33TRLG4DIM/930/W/L | 33TRLG4DIM/930/W/L |  | Indoor/Outdoor | LED | Accent Light Line-voltage | 2200 | 33.8 | 70.5 |  | 3000K | 91 | 40000 | Continuously Dimmable |  | 2016-09-30
Green Creative | Green Creative | 33TRLG4DIM/940/B/H | 33TRLG4DIM/940/B/H |  | Indoor/Outdoor | LED | Accent Light Line-voltage | 2200 | 33.8 | 70.5 |  | 4000/4100K | 91 | 40000 | Continuously Dimmable |  | 2016-05-31
Green Creative | Green Creative | 33TRLG4DIM/940/B/J | 33TRLG4DIM/940/B/J |  | Indoor/Outdoor | LED | Accent Light Line-voltage | 2200 | 33.8 | 70.5 |  | 4000/4100K | 91 | 40000 | Continuously Dimmable |  | 2016-09-30
Green Creative | Green Creative | 33TRLG4DIM/940/B/L | 33TRLG4DIM/940/B/L |  | Indoor/Outdoor | LED | Accent Light Line-voltage | 2200 | 33.8 | 70.5 |  | 4000/4100K | 91 | 40000 | Continuously Dimmable |  | 2016-09-30
Green Creative | Green Creative | 33TRLG4DIM/940/W/H | 33TRLG4DIM/940/W/H |  | Indoor/Outdoor | LED | Accent Light Line-voltage | 2200 | 33.8 | 70.5 |  | 4000/4100K | 91 | 40000 | Continuously Dimmable |  | 2016-09-30
Green Creative | Green Creative | 33TRLG4DIM/940/W/J | 33TRLG4DIM/940/W/J |  | Indoor/Outdoor | LED | Accent Light Line-voltage | 2200 | 33.8 | 70.5 |  | 4000/4100K | 91 | 40000 | Continuously Dimmable |  | 2016-09-30
Green Creative | Green Creative | 33TRLG4DIM/940/W/L | 33TRLG4DIM/940/W/L |  | Indoor/Outdoor | LED | Accent Light Line-voltage | 2200 | 33.8 | 70.5 |  | 4000/4100K | 91 | 40000 | Continuously Dimmable |  | 2016-09-30
Green Creative | Green Creative | 8TRSG4DIM/827/NF30/B/H | 8TRSG4DIM/827/NF30/B/H |  | Indoor/Outdoor | LED | Accent Light Line-voltage | 600 | 8.8 | 91.1 |  | 2700K | 81 | 40000 | Continuously Dimmable |  | 2016-05-31
Green Creative | Green Creative | 8TRSG4DIM/827/NF30/B/J | 8TRSG4DIM/827/NF30/B/J |  | Indoor/Outdoor | LED | Accent Light Line-voltage | 600 | 8.8 | 91.1 |  | 2700K | 81 | 40000 | Continuously Dimmable |  | 2016-05-31
Green Creative | Green Creative | 8TRSG4DIM/827/NF30/B/L | 8TRSG4DIM/827/NF30/B/L |  | Indoor/Outdoor | LED | Accent Light Line-voltage | 600 | 8.8 | 91.1 |  | 2700K | 81 | 40000 | Continuously Dimmable |  | 2016-05-31
Green Creative | Green Creative | 8TRSG4DIM/827/NF30/W/H | 8TRSG4DIM/827/NF30/W/H |  | Indoor/Outdoor | LED | Accent Light Line-voltage | 600 | 8.8 | 91.1 |  | 2700K | 81 | 40000 | Continuously Dimmable |  | 2016-05-31
Green Creative | Green Creative | 8TRSG4DIM/827/NF30/W/J | 8TRSG4DIM/827/NF30/W/J |  | Indoor/Outdoor | LED | Accent Light Line-voltage | 600 | 8.8 | 91.1 |  | 2700K | 81 | 40000 | Continuously Dimmable |  | 2016-05-31
Green Creative | Green Creative | 8TRSG4DIM/827/NF30/W/L | 8TRSG4DIM/827/NF30/W/L |  | Indoor/Outdoor | LED | Accent Light Line-voltage | 600 | 8.8 | 91.1 |  | 2700K | 81 | 40000 | Continuously Dimmable |  | 2016-05-31
Green Creative | Green Creative | 8TRSG4DIM/830/NF30/B/H | 8TRSG4DIM/830/NF30/B/H |  | Indoor/Outdoor | LED | Accent Light Line-voltage | 625 | 8.8 | 82.2 |  | 3000K | 83 | 40000 | Continuously Dimmable |  | 2016-05-31
Green Creative | Green Creative | 8TRSG4DIM/830/NF30/B/J | 8TRSG4DIM/830/NF30/B/J |  | Indoor/Outdoor | LED | Accent Light Line-voltage | 625 | 8.8 | 82.2 |  | 3000K | 83 | 40000 | Continuously Dimmable |  | 2016-05-31
Green Creative | Green Creative | 8TRSG4DIM/830/NF30/B/L | 8TRSG4DIM/830/NF30/B/L |  | Indoor/Outdoor | LED | Accent Light Line-voltage | 625 | 8.8 | 82.2 |  | 3000K | 83 | 40000 | Continuously Dimmable |  | 2016-05-31
Green Creative | Green Creative | 8TRSG4DIM/830/NF30/W/H | 8TRSG4DIM/830/NF30/W/H |  | Indoor/Outdoor | LED | Accent Light Line-voltage | 625 | 8.8 | 82.2 |  | 3000K | 83 | 40000 | Continuously Dimmable |  | 2016-05-31
Green Creative | Green Creative | 8TRSG4DIM/830/NF30/W/J | 8TRSG4DIM/830/NF30/W/J |  | Indoor/Outdoor | LED | Accent Light Line-voltage | 625 | 8.8 | 82.2 |  | 3000K | 83 | 40000 | Continuously Dimmable |  | 2016-05-31
Green Creative | Green Creative | 8TRSG4DIM/830/NF30/W/L | 8TRSG4DIM/830/NF30/W/L |  | Indoor/Outdoor | LED | Accent Light Line-voltage | 625 | 8.8 | 82.2 |  | 3000K | 83 | 40000 | Continuously Dimmable |  | 2016-05-31
Green Creative | Green Creative | 8TRSG4DIM/840/NF30/B/H | 8TRSG4DIM/840/NF30/B/H |  | Indoor/Outdoor | LED | Accent Light Line-voltage | 600 | 8.8 | 91.1 |  | 4000/4100K | 83 | 40000 | Continuously Dimmable |  | 2016-05-31
Green Creative | Green Creative | 22TRMG4DIM/927/B/H | 22TRMG4DIM/927/B/H |  | Indoor/Outdoor | LED | Accent Light Line-voltage | 1200 | 22 | 62.8 |  | 2700K | 92 | 40000 | Continuously Dimmable |  | 2016-05-31
Green Creative | Green Creative | 22TRMG4DIM/927/B/J | 22TRMG4DIM/927/B/J |  | Indoor/Outdoor | LED | Accent Light Line-voltage | 1200 | 22 | 62.8 |  | 2700K | 92 | 40000 | Continuously Dimmable |  | 2016-09-30
Green Creative | Green Creative | 22TRMG4DIM/927/B/L | 22TRMG4DIM/927/B/L |  | Indoor/Outdoor | LED | Accent Light Line-voltage | 1200 | 22 | 62.8 |  | 2700K | 92 | 40000 | Continuously Dimmable |  | 2016-09-30
Green Creative | Green Creative | 22TRMG4DIM/927/W/H | 22TRMG4DIM/927/W/H |  | Indoor/Outdoor | LED | Accent Light Line-voltage | 1200 | 22 | 62.8 |  | 2700K | 92 | 40000 | Continuously Dimmable |  | 2016-09-30
Green Creative | Green Creative | 22TRMG4DIM/927/W/J | 22TRMG4DIM/927/W/J |  | Indoor/Outdoor | LED | Accent Light Line-voltage | 1200 | 22 | 62.8 |  | 2700K | 92 | 40000 | Continuously Dimmable |  | 2016-09-30
Green Creative | Green Creative | 22TRMG4DIM/927/W/L | 22TRMG4DIM/927/W/L |  | Indoor/Outdoor | LED | Accent Light Line-voltage | 1200 | 22 | 62.8 |  | 2700K | 92 | 40000 | Continuously Dimmable |  | 2016-09-30
Green Creative | Green Creative | 22TRMG4DIM/930/B/H | 22TRMG4DIM/930/B/H |  | Indoor/Outdoor | LED | Accent Light Line-voltage | 1200 | 22 | 62.8 |  | 3000K | 92 | 40000 | Continuously Dimmable |  | 2016-05-31
Green Creative | Green Creative | 22TRMG4DIM/930/B/J | 22TRMG4DIM/930/B/J |  | Indoor/Outdoor | LED | Accent Light Line-voltage | 1200 | 22 | 62.8 |  | 3000K | 92 | 40000 | Continuously Dimmable |  | 2016-09-30
Green Creative | Green Creative | 22TRMG4DIM/930/B/L | 22TRMG4DIM/930/B/L |  | Indoor/Outdoor | LED | Accent Light Line-voltage | 1200 | 22 | 62.8 |  | 3000K | 92 | 40000 | Continuously Dimmable |  | 2016-09-30
Green Creative | Green Creative | 22TRMG4DIM/930/W/H | 22TRMG4DIM/930/W/H |  | Indoor/Outdoor | LED | Accent Light Line-voltage | 1200 | 22 | 62.8 |  | 3000K | 92 | 40000 | Continuously Dimmable |  | 2016-09-30
Green Creative | Green Creative | 22TRMG4DIM/930/W/J | 22TRMG4DIM/930/W/J |  | Indoor/Outdoor | LED | Accent Light Line-voltage | 1200 | 22 | 62.8 |  | 3000K | 92 | 40000 | Continuously Dimmable |  | 2016-09-30
Green Creative | Green Creative | 22TRMG4DIM/930/W/L | 22TRMG4DIM/930/W/L |  | Indoor/Outdoor | LED | Accent Light Line-voltage | 1200 | 22 | 62.8 |  | 3000K | 92 | 40000 | Continuously Dimmable |  | 2016-09-30
Green Creative | Green Creative | 22TRMG4DIM/940/B/H | 22TRMG4DIM/940/B/H |  | Indoor/Outdoor | LED | Accent Light Line-voltage | 1200 | 22 | 62.8 |  | 4000/4100K | 92 | 40000 | Continuously Dimmable |  | 2016-05-31
Green Creative | Green Creative | 22TRMG4DIM/940/B/J | 22TRMG4DIM/940/B/J |  | Indoor/Outdoor | LED | Accent Light Line-voltage | 1200 | 22 | 62.8 |  | 4000/4100K | 92 | 40000 | Continuously Dimmable |  | 2016-09-30
Green Creative | Green Creative | 22TRMG4DIM/940/B/L | 22TRMG4DIM/940/B/L |  | Indoor/Outdoor | LED | Accent Light Line-voltage | 1200 | 22 | 62.8 |  | 4000/4100K | 92 | 40000 | Continuously Dimmable |  | 2016-09-30
Green Creative | Green Creative | 22TRMG4DIM/940/W/H | 22TRMG4DIM/940/W/H |  | Indoor/Outdoor | LED | Accent Light Line-voltage | 1200 | 22 | 62.8 |  | 4000/4100K | 92 | 40000 | Continuously Dimmable |  | 2016-09-30
Green Creative | Green Creative | 22TRMG4DIM/940/W/J | 22TRMG4DIM/940/W/J |  | Indoor/Outdoor | LED | Accent Light Line-voltage | 1200 | 22 | 62.8 |  | 4000/4100K | 92 | 40000 | Continuously Dimmable |  | 2016-09-30
Green Creative | Green Creative | 22TRMG4DIM/940/W/L | 22TRMG4DIM/940/W/L |  | Indoor/Outdoor | LED | Accent Light Line-voltage | 1200 | 22 | 62.8 |  | 4000/4100K | 92 | 40000 | Continuously Dimmable |  | 2016-09-30
Green Creative | Green Creative | 33TRLG4DIM/927/B/H | 33TRLG4DIM/927/B/H |  | Indoor/Outdoor | LED | Accent Light Line-voltage | 2200 | 33.8 | 70.5 |  | 2700K | 91 | 40000 | Continuously Dimmable |  | 2016-05-31
Green Creative | Green Creative | 33TRLG4DIM/927/B/J | 33TRLG4DIM/927/B/J |  | Indoor/Outdoor | LED | Accent Light Line-voltage | 2200 | 33.8 | 70.5 |  | 2700K | 91 | 40000 | Continuously Dimmable |  | 2016-09-30
Green Creative | Green Creative | 33TRLG4DIM/927/B/L | 33TRLG4DIM/927/B/L |  | Indoor/Outdoor | LED | Accent Light Line-voltage | 2200 | 33.8 | 70.5 |  | 2700K | 91 | 40000 | Continuously Dimmable |  | 2016-09-30
Hengdian Group Tospo Lighting Co., Ltd. | Tospo | LED | TP120-25W_DIM_TLS/4_30 | LED,TP120-25W_DIM_CL/4_30, | Indoor | LED | Accent Light Line-voltage | 1536 | 25 | 68 |  | 3000K | 82 | 35000 | Continuously Dimmable |  | 2015-09-30
Jiawei Technology (USA), Ltd | Duracell | Accent lights | D-10TL-930-OR-BK-24-D |  | Indoor | LED | Accent Light Line-voltage | 550 | 10 | 61.7 |  | 3000K | 98 | 50000 | Continuously Dimmable |  | 2016-08-29
Jiawei Technology (USA), Ltd | Duracell | Accent lights | D-10TL-930-RL-BK-24-D |  | Indoor | LED | Accent Light Line-voltage | 550 | 10 | 64 |  | 3000K | 98 | 30000 | Continuously Dimmable |  | 2016-08-26
Jiawei Technology (USA), Ltd | Duracell | Accent lights | D-10TL-930-XX-24-D | ,,(Where â€œXXâ€œ denotes paint color, and â€œXXâ€œ could be WH BK or NI) | Indoor | LED | Accent Light Line-voltage | 550 | 10 | 60.5 |  | 3000K | 98 | 50000 | Continuously Dimmable | (Where â€œXXâ€œ denotes paint color, and â€œXXâ€œ could be WH, BK or NI) | 2016-08-26
Jiawei Technology (USA), Ltd | Duracell | Accent lights | D-12TL-830-XX-NFL-D | ,,(Where â€œXXâ€œ denotes paint color, and â€œXXâ€œ could be WH BK or NI) | Indoor | LED | Accent Light Line-voltage | 660 | 12 | 61.6 |  | 3000K | 94 | 50000 | Continuously Dimmable | (Where â€œXXâ€œ denotes paint color, and â€œXXâ€œ could be WH BK or NI) | 2016-09-02
Jiawei Technology (USA), Ltd | Maximus | Accent lights | M-10C-930-1R-XX-24-D | ,,(Where â€œXXâ€œ denotes paint color, and â€œXXâ€œ could be WH or NI) | Indoor | LED | Accent Light Line-voltage | 550 | 10 | 63.9 |  | 3000K | 98 | 35000 | Continuously Dimmable | (Where â€œXXâ€œ denotes paint color, and â€œXXâ€œ could be WH or NI) | 2016-07-15
Jiawei Technology (USA), Ltd | Maximus | Accent lights | M-10TL-930-OR-BK-24-D |  | Indoor | LED | Accent Light Line-voltage | 550 | 10 | 61.7 |  | 3000K | 98 | 50000 | Continuously Dimmable |  | 2016-08-29
Jiawei Technology (USA), Ltd | Maximus | Accent lights | M-10TL-930-RL-BK-24-D |  | Indoor | LED | Accent Light Line-voltage | 550 | 10 | 64 |  | 3000K | 98 | 30000 | Continuously Dimmable |  | 2016-08-26
Jiawei Technology (USA), Ltd | Maximus | Accent lights | M-10TL-930-XX-24-D | ,,(Where â€œXXâ€œ denotes paint color, and â€œXXâ€œ could be WH BK or NI) | Indoor | LED | Accent Light Line-voltage | 550 | 10 | 60.5 |  | 3000K | 98 | 50000 | Continuously Dimmable | (Where â€œXXâ€œ denotes paint color, and â€œXXâ€œ could be WH, BK or NI) | 2016-08-26
Jiawei Technology (USA), Ltd | Maximus | Accent lights | M-12TL-830-XX-NFL-D | ,,(Where â€œXXâ€œ denotes paint color, and â€œXXâ€œ could be WH BK or NI) | Indoor | LED | Accent Light Line-voltage | 660 | 12 | 61.6 |  | 3000K | 94 | 50000 | Continuously Dimmable | (Where â€œXXâ€œ denotes paint color, and â€œXXâ€œ could be WH BK or NI) | 2016-09-02
Jiawei Technology (USA), Ltd | Maximus | Accent lights | M-30C-930-3L-XX-24-D | ,,(Where â€œXXâ€œ denotes paint color, and â€œXXâ€œ could be WH or NI) | Indoor | LED | Accent Light Line-voltage | 1650 | 30 | 61.3 |  | 3000K | 98 | 35000 | Continuously Dimmable | (Where â€œXXâ€œ denotes paint color, and â€œXXâ€œ could be WH or NI) | 2016-07-15
Jiawei Technology (USA), Ltd | Maximus | Accent lights | M-30C-930-3R-XX-24-D | ,,(Where â€œXXâ€œ denotes paint color, and â€œXXâ€œ could be WH or NI) | Indoor | LED | Accent Light Line-voltage | 1650 | 30 | 57.1 |  | 3000K | 92 | 36000 | Continuously Dimmable | (Where â€œXXâ€œ denotes paint color, and â€œXXâ€œ could be WH or NI) | 2016-07-15
Jiawei Technology (USA), Ltd | Maximus | Accent lights | M-36TL-830-3L-XX-24-D | ,,(Where â€œXXâ€œ denotes paint color, and â€œXXâ€œ could be WH BK or NI) | Indoor | LED | Accent Light Line-voltage | 1980 | 36 | 61.6 |  | 3000K | 94 | 50000 | Continuously Dimmable | (Where â€œXXâ€œ denotes paint color, and â€œXXâ€œ could be WH BK or NI) | 2016-09-02
JUNO LIGHTING, LLC | Juno | R600Lxxyzz | R600Lxxyzz | ,R4K3600LxxHCUzz,; ,R4K3600LxxKUzz,; ,R600LG2xx97yzz,; ,R600LG2xxHCyzz,; ,R600LG2xxyzz,; ,R600LxxHCyzz, | Indoor | LED | Accent Light Line-voltage | 539 | 9.7 | 55.4 |  | 2700K | 92 | 42000 | Continuously Dimmable |  | 2015-02-19
JUNO LIGHTING, LLC | Juno | S311L3-yK-zzz | S311L3-yK-zzz | ,S312L3-yK-zzz,; ,S313L3-yK-zzz,; ,S314L3-yK-zzz,; ,S401L3-yK-zzz,; ,S411L3-yK-zzz,; ,S412L3-yK-zzz,; ,S413L3-yK-zzz,; ,S414L3-yK-zzz, | Indoor/Outdoor | LED | Accent Light Line-voltage | 777 | 9.9 | 78.5 |  | 2700K | 80 | 56000 | Continuously Dimmable,Connected |  | 2016-07-20
JUNO LIGHTING, LLC | Juno | T209LG2-xxyzz | T209LG2-xxyzz | ,HTEK209LG2xxHCyzz,; ,HTEK209LG2xxyzz,; ,SP209MLLG2xxHCyzz,; ,SP209MLLG2xxyzz,; ,T209LG2-xxHCyzz,; ,TEK209LG2xxHCyzz,; ,TEK209LG2xxyzz, | Indoor | LED | Accent Light Line-voltage | 1478 | 19.09 | 77.4 |  | 2700K | 92 | 42000 | Continuously Dimmable,Connected | xx suffix 27, 3, 35, and 4 refer to the products CCT: 2700K, 3000K, 3500K, 4000K respectively. y is Reflector/lenses: S=Spot Light, N=Narrow Flood Light, F=Flood Light. zz is External colors of the fixture: BL=Black, SL=Siver, WH=White, STN=Satin Nickel. | 2015-06-16
JUNO LIGHTING, LLC | Juno | T252LG2-xxyzz | T252LG2-xxyzz | ,T252LG2-35Vyzz,; ,T252LG2-3Vyzz,; ,T252LG2-xxHCyzz, | Indoor/Outdoor | LED | Accent Light Line-voltage | 639 | 10.8 | 59 |  | 2700K | 81 | 56100 | Continuously Dimmable,Connected |  | 2016-07-07
JUNO LIGHTING, LLC | Juno | T254L-27K-y-zz | T254L-27K-y-zz | ,SP254MLL-2HC-y-STN,; ,SP254MLL-2K-y-STN,; ,SP254MLL-35HC-y-STN,; ,SP254MLL-35K-y-STN,; ,SP254MLL-3HC-y-STN,; ,SP254MLL-3K-y-STN,; ,SP254MLL-4HC-y-STN,; ,SP254MLL-4K-y-STN,; ,T254L-27K-HC-y-zz,; ,T254L-35K-HC-y-zz,; ,T254L-35K-y-zz,; ,T254L-3K-HC-y-zz,; ,T254L-3K-y-zz,; ,T254L-4K-HC-y-zz,; ,T254L-4K-y-zz,; ,TEK254L27KHCyzz,; ,TEK254L27Kyzz,; ,TEK254L35KHCyzz,; ,TEK254L35Kyzz,; ,TEK254L3KHCyzz,; ,TEK254L3Kyzz,; ,TEK254L4KHCyzz,; ,TEK254L4Kyzz, | Indoor | LED | Accent Light Line-voltage | 1010 | 17.9 | 56.5 |  | 2700K | 82 | 56500 | Continuously Dimmable | y' = F, N, S for Flood, Narrow Flood, Spot, and 'zz' = BL, SL, WH, for Black, Silver, and White. | 2012-11-02
JUNO LIGHTING, LLC | Juno | T255LG2-xxyzz | T255LG2-xxyzz | ,HTEK255LG2xxHCyzz,; ,HTEK255LG2xxyzz,; ,T255LG2-xxHCyzz,; ,TEK255LG2xxHCyzz,; ,TEK255LG2xxyzz, | Indoor | LED | Accent Light Line-voltage | 2815 | 36.1 | 77.9 |  | 2700K | 81 | 55000 | Continuously Dimmable |  | 2015-03-30
JUNO LIGHTING, LLC | Juno | T259L-xxK-zz | T259L-xxK-zz | ,HTEK259LxxKHCzz,; ,HTEK259LxxKzz,; ,SP259MLLxxKHCSTN,; ,SP259MLLxxKSTN,; ,T259L-xxK-HC-zz,; ,TEK259LxxKHCzz,; ,TEK259LxxKzz, | Indoor | LED | Accent Light Line-voltage | 4340 | 60.1 | 72.2 |  | 2700K | 86 | 42000 | Continuously Dimmable | 'xx' denotes CCT where 27 = 2700K, 3 = 3000K, 35 = 3500K, 4 = 4000K. 'zz' denotes finish where BL = Black, SL = Silver, WH = White. T259L uses the Trac-Master adaptor, SP259 uses the Monoline track system, TEK259L and HTEK259L uses the HD Commercial Trac adaptor at 120V and 277V respectively. 'HC' denotes High CRI of 90. | 2014-11-05
JUNO LIGHTING, LLC | Juno | T261LG3-xxyzz | T261LG3-xxyzz | ,HTEK261LG335Vyzz,; ,HTEK261LG33Vyzz,; ,HTEK261LG3xxHCyzz,; ,HTEK261LG3xxyzz,; ,SP261MLLG335VySTN,; ,SP261MLLG33VySTN,; ,SP261MLLG3xxHCySTN,; ,SP261MLLG3xxySTN,; ,T261LG3-35Vyzz,; ,T261LG3-3Vyzz,; ,T261LG3-xxHCyzz,; ,TEK261LG335Vyzz,; ,TEK261LG33Vyzz,; ,TEK261LG3xxHCyzz,; ,TEK261LG3xxyzz, | Indoor | LED | Accent Light Line-voltage | 639 | 10.84 | 60 |  | 2700K | 81 | 56000 | Continuously Dimmable,Connected | â€˜xxâ€™ suffix denotes color temperature where 27 = 2700K, 3 = 3000K, 35 = 3500K, or 4 = 4000K. 'y' suffix denotes light distribution where F = Flood, S = Spot W = Wide Flood or N = Narrow Flood Light. â€˜zzâ€™ suffix denotes fixture finish where BL = Black, SL = Silver, WH = White or STN = Satin Nickel. K = non-Dimmable and D = Dimmable. HC=high CRI of 90. SP261MLL uses the MonoLine track adaptor, T261L uses the Trac-Master adaptor, and TEK261L uses the HD Commercial Trac adaptor.â€˜zzâ€™ suffix denotes fixture finish where BL = Black, SL = Silver, or WH = White. | 2013-06-04
JUNO LIGHTING, LLC | Juno | T262L-xxK-y-zz | T262L-xxK-y-zz | ,HTEK262LxxKHCyzz,; ,HTEK262LxxKyzz,; ,SP262MLLxxDHCyzz,; ,SP262MLLxxDyzz,; ,SP262MLLxxKHCyzz,; ,SP262MLLxxKyzz,; ,T262L-xxD-HC-y-zz,; ,T262L-xxD-y-zz,; ,T262L-xxK-HC-y-zz,; ,TEK262LxxDHCyzz,; ,TEK262LxxDyzz,; ,TEK262LxxKHCyzz,; ,TEK262LxxKyzz, | Indoor | LED | Accent Light Line-voltage | 1302 | 23.69 | 55 |  | 3500K | 83 | 42000 | Continuously Dimmable,Connected | â€˜xxâ€™ suffix denotes color temperature where 3 = 3000K, 35 = 3500K, or 4 = 4000K. *3K Only Available in 80 CRI. 'y' suffix denotes light distribution where F = Flood, S = Spot or N = Narrow Flood Light. â€˜zzâ€™ suffix denotes fixture finish where BL = Black, SL = Silver, WH = White or STN = Satin Nickel. K = non-Dimmable and D = Dimmable. HC=high CRI of 90. SP262MLL uses the MonoLine track adaptor, T262L uses the Trac-Master adaptor, HTEK262L and TEK262L uses the HD Commercial Trac adaptor. | 2013-06-04
JUNO LIGHTING, LLC | Juno | T263LG2-xxyzz | T263LG2-xxyzz | ,HTEK263LG2xxHCyzz,; ,HTEK263LG2xxyzz,; ,SP263MLLG2xxHCySTN,; ,SP263MLLG2xxySTN,; ,T263LG2-xxHCyzz,; ,TEK263LG2xxHCyzz,; ,TEK263LG2xxyzz, | Indoor | LED | Accent Light Line-voltage | 1450 | 26.3 | 55.1 |  | 2700K | 82 | 42000 | Continuously Dimmable | â€˜xxâ€™ suffix denotes color temperature where 27 = 2700K, 3 = 3000K, 35 = 3500K, or 4 = 4000K. 'y' suffix denotes beam spread where F = Flood, S = Spot or N = Narrow Flood Light. â€˜zzâ€™ suffix denotes fixture finish where BL = Black, SL = Silver, WH = White or STN = Satin Nickel. HC=high CRI of 90. SP263ML uses the MonoLine track adaptor, T263L uses the Trac-Master adaptor, HTEK263L and TEK263L uses the HD Commercial Trac adaptor. | 2013-07-10
JUNO LIGHTING, LLC | Juno | T265LG2-xxyzz | T265LG2-xxyzz | ,HTEK265LG2-xxHCyzz,; ,HTEK265LG2-xxyzz,; ,T265LG2-xxHCyzz,; ,TEK265LG2-xxHCyzz,; ,TEK265LG2-xxyzz, | Indoor | LED | Accent Light Line-voltage | 2521 | 37.2 | 67.8 |  | 2700K | 92 | 55000 | Continuously Dimmable | â€˜xxâ€™ suffix denotes color temperature where 27 = 2700K, 3 = 3000K, 35 = 3500K, or 4 = 4000K. 'y' suffix denotes beam spread where F = Flood, S = Spot or N = Narrow Flood Light. â€˜zzâ€™ suffix denotes fixture finish where BL = Black, SL = Silver, WH = White or STN = Satin Nickel. HC = high CRI of 90. SP265MLL uses the MonoLine track adaptor, T265L uses the Trac-Master adaptor, HTEK265L and TEK265L uses the HD Commercial Trac adaptor. | 2013-07-01
JUNO LIGHTING, LLC | Juno | T267L-xxK-y-zz | T267L-xxK-y-zz | ,T267L-27K-HC-y-zz,Where 'y' = S, N or F and 'zz' = BL, SL, or WH; ,T267L-3K-HC-y-zz,Where 'y' = S, N or F and 'zz' = BL, SL, or WH; ,T267L-xxK-y-zz,Where 'xx' = 27, 3, 35 or 4 and 'y' = S, N or F and 'zz' = BL, SL, or WH; ,TEK267L27KHCyzz,Where 'y' = S, N or F and 'zz' = BL, SL, or WH; ,TEK267L3KHCyzz,Where 'y' = S, N or F and 'zz' = BL, SL, or WH; ,TEK267LxxKyzz,Where 'xx' = 27, 3, 35 or 4 and 'y' = S, N or F and 'zz' = BL, SL, or WH | Indoor | LED | Accent Light Line-voltage | 3796 | 64.41 | 60 |  | 2700K | 81 | 42000 | Continuously Dimmable,Connected | xx' denotes CCT where 27 = 2700K, 3 = 3000K, 35 = 3500K, 4 = 4000K. 'y' denotes the beam spread where F = Flood, N = Narrow Flood, S = Spot. 'zz' denotes finish where BL = Blank, SL = Silver, WH = White. T267L uses the Trac-Master adaptor, and TEK267L uses the HD Commercial Trac adaptor. | 2014-05-02
JUNO LIGHTING, LLC | Juno | T271LxxKyzz | T271LxxKyzz | ,SP271MLL27HCySTN,; ,SP271MLL3HCySTN,; ,SP271MLLxxKySTN,; ,T271L27HCyzz,; ,T271L3HCyzz,; ,TEK271L27HCyzz,; ,TEK271L3HCyzz,; ,TEK271LxxKyzz, | Indoor | LED | Accent Light Line-voltage | 850 | 13 | 64.7 |  | 2700K | 80 | 46200 | Continuously Dimmable | y' suffix denotes light distribution where S = Spot, N = Narrow Flood Light, or F = Flood Light.â€˜zzâ€™ suffix denotes fixture finish where BL = Black, SL = Silver, or WH = White. | 2013-02-20
JUNO LIGHTING, LLC | Juno | T272LxxKyzz | T272LxxKyzz | ,SP272MLLxxHCySTN,; ,SP272MLLxxKySTN,; ,T272LxxHCyzz,; ,TEK272LxxHCyzz,; ,TEK272LxxKyzz, | Indoor | LED | Accent Light Line-voltage | 965 | 12.7 | 76 |  | 2700K | 83 | 31000 | Continuously Dimmable | 27 = 2700K, 35 = 3500K, 3 = 3000K, 4 = 4000K. F = Flood light, N = Narrow Flood light, S = Spot light. BL = Blank finish, SL = Silver finish, WH = White finish, (STN = Satin Nickel). SP272MLL uses the MonoLine track adaptor, T272L uses the Trac-Master adaptor, and TEK272L uses the HD Commercial Trac adaptor. | 2015-05-11
JUNO LIGHTING, LLC | Juno | T275LxxHCyzz | T275LxxHCyzz | ,HTEK275LxxHCyzz,; ,HTEK275LxxKyzz,; ,SP275MLLxxHCySTN,; ,SP275MLLxxKySTN,; ,T275LxxKyzz,; ,TEK275LxxHCyzz,; ,TEK275LxxKyzz, | Indoor | LED | Accent Light Line-voltage | 1620 | 25.9 | 62.5 |  | 2700K | 84 | 56000 | Continuously Dimmable | xx' denotes CCT where 27 = 2700K, 3 = 3000K, 35 = 3500K, 4 = 4000K. 'y' denotes beam spread where F = Flood, N = Narrow Flood, S = Spot. 'zz' denotes finish where BL = Black, SL = Silver, WH = White. T275L uses the Trac-Master adaptor, TEK275L and HTEK uses the HD Commercial Trac adaptor at 120V and 277V respectively. STN suffix refer to the available finish: STN=Satin Nickel. SP model utilizes Monoline trac adaptor. | 2014-10-14
JUNO LIGHTING, LLC | Juno | T283L-xxKyzz | T283L-xxKyzz | ,HTEK283LxxHCyzz,; ,HTEK283LxxKyzz,; ,HTEK283LxxVyzz,; ,SP283MLLxxHCySTN,; ,SP283MLLxxKySTN,; ,SP283MLLxxVySTN,; ,T283L-xxHCyzz,; ,T283L-xxVyzz,; ,TEK283LxxHCyzz,; ,TEK283LxxKyzz,; ,TEK283LxxVyzz, | Indoor | LED | Accent Light Line-voltage | 1838 | 26.3 | 69.8 |  | 2700K | 82 | 55000 | Continuously Dimmable | xx suffix refer to CCT: 27=2700K, 3=3000K, 35=3500K, and 4=4000Ky suffix S, N, F refer to the available optic: Spot, Narrow flood, and Flood respectively. zz suffix refer to the available finish: BL=Black, SL=Silver, WH=White and STN=Satin Nickel | 2015-11-16
JUNO LIGHTING, LLC | Juno | T285L-xxKyzz | T285L-xxKyzz | ,HTEK285LxxHCyzz,; ,HTEK285LxxKyzz,; ,HTEK285LxxVyzz,; ,SP285MLLxxHCySTN,; ,SP285MLLxxKySTN,; ,SP285MLLxxVySTN,; ,T285L-xxHCyzz,; ,T285L-xxVyzz,; ,TEK285LxxHCyzz,; ,TEK285LxxKyzz,; ,TEK285LxxVyzz, | Indoor | LED | Accent Light Line-voltage | 2146 | 33.8 | 63.3 |  | 2700K | 81 | 55000 | Continuously Dimmable | xx suffix refer to CCT: 27=2700K, 3=3000K, 35=3500K, and 4=4000Ky suffix S, N, F refer to the available optic: Spot, Narrow flood, and Flood respectively. zz suffix refer to the available finish: BL=Black, SL=Silver, WH=White and STN=Satin Nickel | 2015-11-19
Kinglumi Co., Ltd. | CAMETA | G-TR017-10-2740-BK | G-TR017-10-2740-BK |  | Indoor | LED | Accent Light Line-voltage | 806 | 10 | 81.4 |  | 2700K,4000/4100K,3000K,3500K,5000K | 83 | 36000 | Continuously Dimmable |  | 2016-10-13
Kinglumi Co., Ltd. | CAMETA | G-TR017-10-2740-SL | G-TR017-10-2740-SL |  | Indoor | LED | Accent Light Line-voltage | 806 | 10 | 81.4 |  | 2700K,4000/4100K,3000K,3500K,5000K | 83 | 36000 | Continuously Dimmable |  | 2016-10-13
Kinglumi Co., Ltd. | CAMETA | G-TR017-10-2740-WH | G-TR017-10-2740-WH |  | Indoor | LED | Accent Light Line-voltage | 806 | 10 | 81.4 |  | 2700K,4000/4100K,3000K,3500K,5000K | 83 | 36000 | Continuously Dimmable |  | 2016-10-13
Kinglumi Co., Ltd. | CAMETA | G-TR017-10-3040-BK | G-TR017-10-3040-BK |  | Indoor | LED | Accent Light Line-voltage | 831 | 10 | 83.6 |  | 3000K | 83 | 36000 | Continuously Dimmable |  | 2016-10-13
Kinglumi Co., Ltd. | CAMETA | G-TR017-10-3040-SL | G-TR017-10-3040-SL |  | Indoor | LED | Accent Light Line-voltage | 831 | 10 | 83.6 |  | 3000K | 83 | 36000 | Continuously Dimmable |  | 2016-10-13
Kinglumi Co., Ltd. | CAMETA | G-TR017-10-3040-WH | G-TR017-10-3040-WH |  | Indoor | LED | Accent Light Line-voltage | 831 | 10 | 83.6 |  | 3000K | 83 | 36000 | Continuously Dimmable |  | 2016-10-13
Kinglumi Co., Ltd. | CAMETA | G-TR017-10-4040-BK | G-TR017-10-4040-BK |  | Indoor | LED | Accent Light Line-voltage | 853 | 10 | 86 |  | 4000/4100K | 83 | 36000 | Continuously Dimmable |  | 2016-10-13
Kinglumi Co., Ltd. | CAMETA | G-TR017-10-4040-SL | G-TR017-10-4040-SL |  | Indoor | LED | Accent Light Line-voltage | 853 | 10 | 86 |  | 4000/4100K | 83 | 36000 | Continuously Dimmable |  | 2016-10-13
Kinglumi Co., Ltd. | CAMETA | G-TR017-10-4040-WH | G-TR017-10-4040-WH |  | Indoor | LED | Accent Light Line-voltage | 853 | 10 | 86 |  | 4000/4100K | 83 | 36000 | Continuously Dimmable |  | 2016-10-13
Kinglumi Co., Ltd. | CAMETA | G-TR017-10-5040-BK | G-TR017-10-5040-BK |  | Indoor | LED | Accent Light Line-voltage | 865 | 10 | 87.1 |  | 5000K | 84 | 36000 | Continuously Dimmable |  | 2016-10-13
Kinglumi Co., Ltd. | CAMETA | G-TR017-10-5040-SL | G-TR017-10-5040-SL |  | Indoor | LED | Accent Light Line-voltage | 865 | 10 | 87.1 |  | 5000K | 84 | 36000 | Continuously Dimmable |  | 2016-10-13
Kinglumi Co., Ltd. | CAMETA | G-TR017-10-5040-WH | G-TR017-10-5040-WH |  | Indoor | LED | Accent Light Line-voltage | 865 | 10 | 87.1 |  | 5000K | 84 | 36000 | Continuously Dimmable |  | 2016-10-13
Kinglumi Co., Ltd. | CAMETA | H-TR017-10-2740-BK | H-TR017-10-2740-BK |  | Indoor | LED | Accent Light Line-voltage | 806 | 10 | 81.4 |  | 2700K,4000/4100K,3000K,3500K,5000K | 83 | 36000 | Continuously Dimmable |  | 2016-10-13
Kinglumi Co., Ltd. | CAMETA | H-TR017-10-2740-SL | H-TR017-10-2740-SL |  | Indoor | LED | Accent Light Line-voltage | 806 | 10 | 81.4 |  | 2700K,4000/4100K,3000K,3500K,5000K | 83 | 36000 | Continuously Dimmable |  | 2016-10-13
Kinglumi Co., Ltd. | CAMETA | H-TR017-10-2740-WH | H-TR017-10-2740-WH |  | Indoor | LED | Accent Light Line-voltage | 806 | 10 | 81.4 |  | 2700K,4000/4100K,3000K,3500K,5000K | 83 | 36000 | Continuously Dimmable |  | 2016-10-13
Kinglumi Co., Ltd. | CAMETA | H-TR017-10-3040-BK | H-TR017-10-3040-BK |  | Indoor | LED | Accent Light Line-voltage | 831 | 10 | 83.6 |  | 3000K | 83 | 36000 | Continuously Dimmable |  | 2016-10-13
Kinglumi Co., Ltd. | CAMETA | H-TR017-10-3040-SL | H-TR017-10-3040-SL |  | Indoor | LED | Accent Light Line-voltage | 831 | 10 | 83.6 |  | 3000K | 83 | 36000 | Continuously Dimmable |  | 2016-10-13
Kinglumi Co., Ltd. | CAMETA | H-TR017-10-3040-WH | H-TR017-10-3040-WH |  | Indoor | LED | Accent Light Line-voltage | 831 | 10 | 83.6 |  | 3000K | 83 | 36000 | Continuously Dimmable |  | 2016-10-13
Kinglumi Co., Ltd. | CAMETA | H-TR017-10-4040-BK | H-TR017-10-4040-BK |  | Indoor | LED | Accent Light Line-voltage | 853 | 10 | 86 |  | 4000/4100K | 83 | 36000 | Continuously Dimmable |  | 2016-10-13
Kinglumi Co., Ltd. | CAMETA | H-TR017-10-4040-SL | H-TR017-10-4040-SL |  | Indoor | LED | Accent Light Line-voltage | 853 | 10 | 86 |  | 4000/4100K | 83 | 36000 | Continuously Dimmable |  | 2016-10-13
Kinglumi Co., Ltd. | CAMETA | H-TR017-10-4040-WH | H-TR017-10-4040-WH |  | Indoor | LED | Accent Light Line-voltage | 853 | 10 | 86 |  | 4000/4100K | 83 | 36000 | Continuously Dimmable |  | 2016-10-13
Kinglumi Co., Ltd. | CAMETA | H-TR017-10-5040-BK | H-TR017-10-5040-BK |  | Indoor | LED | Accent Light Line-voltage | 865 | 10 | 87.1 |  | 5000K | 84 | 36000 | Continuously Dimmable |  | 2016-10-13
Kinglumi Co., Ltd. | CAMETA | H-TR017-10-5040-SL | H-TR017-10-5040-SL |  | Indoor | LED | Accent Light Line-voltage | 865 | 10 | 87.1 |  | 5000K | 84 | 36000 | Continuously Dimmable |  | 2016-10-13
Kinglumi Co., Ltd. | CAMETA | H-TR017-10-5040-WH | H-TR017-10-5040-WH |  | Indoor | LED | Accent Light Line-voltage | 865 | 10 | 87.1 |  | 5000K | 84 | 36000 | Continuously Dimmable |  | 2016-10-13
Kinglumi Co., Ltd. | CAMETA | L-TR017-10-2740-BK | L-TR017-10-2740-BK |  | Indoor | LED | Accent Light Line-voltage | 806 | 10 | 81.4 |  | 2700K,4000/4100K,3000K,3500K,5000K | 83 | 36000 | Continuously Dimmable |  | 2016-10-13
Kinglumi Co., Ltd. | CAMETA | L-TR017-10-2740-SL | L-TR017-10-2740-SL |  | Indoor | LED | Accent Light Line-voltage | 806 | 10 | 81.4 |  | 2700K,4000/4100K,3000K,3500K,5000K | 83 | 36000 | Continuously Dimmable |  | 2016-10-13
Kinglumi Co., Ltd. | CAMETA | L-TR017-10-2740-WH | L-TR017-10-2740-WH |  | Indoor | LED | Accent Light Line-voltage | 806 | 10 | 81.4 |  | 2700K,4000/4100K,3000K,3500K,5000K | 83 | 36000 | Continuously Dimmable |  | 2016-10-13
Kinglumi Co., Ltd. | CAMETA | L-TR017-10-3040-BK | L-TR017-10-3040-BK |  | Indoor | LED | Accent Light Line-voltage | 831 | 10 | 83.6 |  | 3000K | 83 | 36000 | Continuously Dimmable |  | 2016-10-13
Kinglumi Co., Ltd. | CAMETA | L-TR017-10-3040-SL | L-TR017-10-3040-SL |  | Indoor | LED | Accent Light Line-voltage | 831 | 10 | 83.6 |  | 3000K | 83 | 36000 | Continuously Dimmable |  | 2016-10-13
Kinglumi Co., Ltd. | CAMETA | L-TR017-10-3040-WH | L-TR017-10-3040-WH |  | Indoor | LED | Accent Light Line-voltage | 831 | 10 | 83.6 |  | 3000K | 83 | 36000 | Continuously Dimmable |  | 2016-10-13
Kinglumi Co., Ltd. | CAMETA | L-TR017-10-4040-BK | L-TR017-10-4040-BK |  | Indoor | LED | Accent Light Line-voltage | 853 | 10 | 86 |  | 4000/4100K | 83 | 36000 | Continuously Dimmable |  | 2016-10-13
Kinglumi Co., Ltd. | CAMETA | L-TR017-10-4040-SL | L-TR017-10-4040-SL |  | Indoor | LED | Accent Light Line-voltage | 853 | 10 | 86 |  | 4000/4100K | 83 | 36000 | Continuously Dimmable |  | 2016-10-13
Kinglumi Co., Ltd. | CAMETA | L-TR017-10-4040-WH | L-TR017-10-4040-WH |  | Indoor | LED | Accent Light Line-voltage | 853 | 10 | 86 |  | 4000/4100K | 83 | 36000 | Continuously Dimmable |  | 2016-10-13
Kinglumi Co., Ltd. | CAMETA | L-TR017-10-5040-BK | L-TR017-10-5040-BK |  | Indoor | LED | Accent Light Line-voltage | 865 | 10 | 87.1 |  | 5000K | 84 | 36000 | Continuously Dimmable |  | 2016-10-13
Kinglumi Co., Ltd. | CAMETA | L-TR017-10-5040-SL | L-TR017-10-5040-SL |  | Indoor | LED | Accent Light Line-voltage | 865 | 10 | 87.1 |  | 5000K | 84 | 36000 | Continuously Dimmable |  | 2016-10-13
Kinglumi Co., Ltd. | CAMETA | L-TR017-10-5040-WH | L-TR017-10-5040-WH |  | Indoor | LED | Accent Light Line-voltage | 865 | 10 | 87.1 |  | 5000K | 84 | 36000 | Continuously Dimmable |  | 2016-10-13
Kinglumi Co., Ltd. | CAMETA | Accent Lights | TR-003-25 3000K |  | Indoor | LED | Accent Light Line-voltage | 2250 | 25 | 101.4 |  | 3000K | 83 | 35000 | Continuously Dimmable |  | 2016-09-19
Kinglumi Co., Ltd. | CAMETA | Accent Lights | TR-003-25 3500K |  | Indoor | LED | Accent Light Line-voltage | 2250 | 25 | 101.4 |  | 3500K | 83 | 35000 | Continuously Dimmable |  | 2016-09-19
Kinglumi Co., Ltd. | CAMETA | Accent Lights | TR-003-25 4000K |  | Indoor | LED | Accent Light Line-voltage | 2250 | 25 | 101.4 |  | 4000/4100K | 83 | 35000 | Continuously Dimmable |  | 2016-09-19
Kinglumi Co., Ltd. | CAMETA | Accent Lights | TR-003-25 5000K |  | Indoor | LED | Accent Light Line-voltage | 2250 | 25 | 101.4 |  | 5000K | 83 | 35000 | Continuously Dimmable |  | 2016-09-19
Kinglumi Co., Ltd. | CAMETA | Accent lights | TR-003-36 3000K |  | Indoor | LED | Accent Light Line-voltage | 3000 | 36 | 99.1 |  | 3000K | 83 | 35000 | Continuously Dimmable |  | 2016-09-19
Kinglumi Co., Ltd. | CAMETA | Accent lights | TR-003-36 3500K |  | Indoor | LED | Accent Light Line-voltage | 3000 | 36 | 99.1 |  | 3500K | 83 | 35000 | Continuously Dimmable |  | 2016-09-19
Kinglumi Co., Ltd. | CAMETA | Accent lights | TR-003-36 4000K |  | Indoor | LED | Accent Light Line-voltage | 3000 | 36 | 99.1 |  | 4000/4100K | 83 | 35000 | Continuously Dimmable |  | 2016-09-19
Kinglumi Co., Ltd. | CAMETA | Accent lights | TR-003-36 5000K |  | Indoor | LED | Accent Light Line-voltage | 3000 | 36 | 99.1 |  | 5000K | 83 | 35000 | Continuously Dimmable |  | 2016-09-19
Kinglumi Co., Ltd. | CAMETA | Accent Lights | TR-004-15 3000K |  | Indoor | LED | Accent Light Line-voltage | 1400 | 15 | 100.7 |  | 3000K | 83 | 35000 | Continuously Dimmable |  | 2016-09-19
Kinglumi Co., Ltd. | CAMETA | Accent Lights | TR-004-15 3500K |  | Indoor | LED | Accent Light Line-voltage | 1400 | 15 | 100.7 |  | 3500K | 83 | 35000 | Continuously Dimmable |  | 2016-09-19
Kinglumi Co., Ltd. | CAMETA | Accent Lights | TR-004-15 4000K |  | Indoor | LED | Accent Light Line-voltage | 1400 | 15 | 100.7 |  | 4000/4100K | 83 | 35000 | Continuously Dimmable |  | 2016-09-19
Kinglumi Co., Ltd. | CAMETA | Accent Lights | TR-004-15 5000K |  | Indoor | LED | Accent Light Line-voltage | 1400 | 15 | 100.7 |  | 5000K | 83 | 35000 | Continuously Dimmable |  | 2016-09-19
Kinglumi Co., Ltd. | CAMETA | Accent Lights | TR-011-8(1304) 3000K |  | Indoor | LED | Accent Light Line-voltage | 570 | 8 | 72.9 |  | 3000K | 83 | 35000 | Continuously Dimmable |  | 2016-09-19
Kinglumi Co., Ltd. | CAMETA | Accent Lights | TR-011-8(1304) 3500K |  | Indoor | LED | Accent Light Line-voltage | 570 | 8 | 72.9 |  | 3500K | 83 | 35000 | Continuously Dimmable |  | 2016-09-19
Kinglumi Co., Ltd. | CAMETA | Accent Lights | TR-011-8(1304) 4000K |  | Indoor | LED | Accent Light Line-voltage | 570 | 8 | 72.9 |  | 4000/4100K | 83 | 35000 | Continuously Dimmable |  | 2016-09-19
Kinglumi Co., Ltd. | CAMETA | Accent Lights | TR-011-8(1304) 5000K |  | Indoor | LED | Accent Light Line-voltage | 570 | 8 | 72.9 |  | 5000K | 83 | 35000 | Continuously Dimmable |  | 2016-09-19
Kinglumi Co., Ltd. | CAMETA | Accent Lights | TR-011-8(1507) 3000K |  | Indoor | LED | Accent Light Line-voltage | 750 | 8.5 | 91.2 |  | 3000K | 83 | 35000 | Continuously Dimmable |  | 2016-09-19
Kinglumi Co., Ltd. | CAMETA | Accent Lights | TR-011-8(1507) 3500K |  | Indoor | LED | Accent Light Line-voltage | 750 | 8.5 | 91.2 |  | 3500K | 83 | 35000 | Continuously Dimmable |  | 2016-09-19
Kinglumi Co., Ltd. | CAMETA | Accent Lights | TR-011-8(1507) 4000K |  | Indoor | LED | Accent Light Line-voltage | 750 | 8.5 | 91.2 |  | 4000/4100K | 83 | 35000 | Continuously Dimmable |  | 2016-09-19
Kinglumi Co., Ltd. | CAMETA | Accent Lights | TR-011-8(1507) 5000K |  | Indoor | LED | Accent Light Line-voltage | 750 | 8.5 | 91.2 |  | 5000K | 83 | 35000 | Continuously Dimmable |  | 2016-09-19
Kinglumi Co., Ltd. | CAMETA | TR017-10-2740-BK | TR017-10-2740-BK |  | Indoor | LED | Accent Light Line-voltage | 806 | 10 | 81.4 |  | 2700K,4000/4100K,3000K,3500K,5000K | 83 | 36000 | Continuously Dimmable |  | 2016-10-13
Kinglumi Co., Ltd. | CAMETA | TR017-10-2740-SL | TR017-10-2740-SL |  | Indoor | LED | Accent Light Line-voltage | 806 | 10 | 81.4 |  | 2700K,4000/4100K,3000K,3500K,5000K | 83 | 36000 | Continuously Dimmable |  | 2016-10-13
Kinglumi Co., Ltd. | CAMETA | TR017-10-2740-WH | TR017-10-2740-WH |  | Indoor | LED | Accent Light Line-voltage | 806 | 10 | 81.4 |  | 2700K,4000/4100K,3000K,3500K,5000K | 83 | 36000 | Continuously Dimmable |  | 2016-10-13
Kinglumi Co., Ltd. | CAMETA | TR017-10-3040-BK | TR017-10-3040-BK |  | Indoor | LED | Accent Light Line-voltage | 831 | 10 | 83.6 |  | 3000K | 83 | 36000 | Continuously Dimmable |  | 2016-10-13
Kinglumi Co., Ltd. | CAMETA | TR017-10-3040-SL | TR017-10-3040-SL |  | Indoor | LED | Accent Light Line-voltage | 831 | 10 | 83.6 |  | 3000K | 83 | 36000 | Continuously Dimmable |  | 2016-10-13
Kinglumi Co., Ltd. | CAMETA | TR017-10-3040-WH | TR017-10-3040-WH |  | Indoor | LED | Accent Light Line-voltage | 831 | 10 | 83.6 |  | 3000K | 83 | 36000 | Continuously Dimmable |  | 2016-10-13
Kinglumi Co., Ltd. | CAMETA | TR017-10-4040-BK | TR017-10-4040-BK |  | Indoor | LED | Accent Light Line-voltage | 853 | 10 | 86 |  | 4000/4100K | 83 | 36000 | Continuously Dimmable |  | 2016-10-13
Kinglumi Co., Ltd. | CAMETA | TR017-10-4040-SL | TR017-10-4040-SL |  | Indoor | LED | Accent Light Line-voltage | 853 | 10 | 86 |  | 4000/4100K | 83 | 36000 | Continuously Dimmable |  | 2016-10-13
Kinglumi Co., Ltd. | CAMETA | TR017-10-4040-WH | TR017-10-4040-WH |  | Indoor | LED | Accent Light Line-voltage | 853 | 10 | 86 |  | 4000/4100K | 83 | 36000 | Continuously Dimmable |  | 2016-10-13
Kinglumi Co., Ltd. | CAMETA | TR017-10-5040-BK | TR017-10-5040-BK |  | Indoor | LED | Accent Light Line-voltage | 865 | 10 | 87.1 |  | 5000K | 84 | 36000 | Continuously Dimmable |  | 2016-10-13
Kinglumi Co., Ltd. | CAMETA | TR017-10-5040-SL | TR017-10-5040-SL |  | Indoor | LED | Accent Light Line-voltage | 865 | 10 | 87.1 |  | 5000K | 84 | 36000 | Continuously Dimmable |  | 2016-10-13
Kinglumi Co., Ltd. | CAMETA | TR017-10-5040-WH | TR017-10-5040-WH |  | Indoor | LED | Accent Light Line-voltage | 865 | 10 | 87.1 |  | 5000K | 84 | 36000 | Continuously Dimmable |  | 2016-10-13
Lightolier | LyteSpan | SpotLED | LLAB340RFxxxxVA |  | Indoor | LED | Accent Light Line-voltage | 3172 | 39.3 | 80.7 |  | 4000/4100K | 83 | 54000 | Continuously Dimmable |  | 2016-03-24
Lightolier | LyteSpan | SpotLED | LLAB340RNFxxxxVA |  | Indoor | LED | Accent Light Line-voltage | 3140 | 39.3 | 79.8 |  | 4000/4100K | 83 | 54000 | Continuously Dimmable |  | 2016-03-24
Lightolier | LyteSpan | SpotLED | LLAB340RSxxxxVA |  | Indoor | LED | Accent Light Line-voltage | 3436 | 39.3 | 87.3 |  | 4000/4100K | 82 | 54000 | Continuously Dimmable |  | 2016-03-24
Lightolier | LyteSpan | SpotLED | LLABS27xxRFxx | ,LLABS27xxRNFxx,; ,LLABS27xxRSxx,; ,LLABS30xxRFxx,; ,LLABS30xxRNFxx,; ,LLABS30xxRSxx, | Indoor | LED | Accent Light Line-voltage | 581 | 10.1 | 57.5 |  | 2700K | 81 | 54000 | Continuously Dimmable | Data listed is for 2700K 80CRI. For specific fixture data please visit the Lightingproducts.philips website. | 2016-07-26
Lightolier | LyteSpan | Alcyon | LLAV2027BK / LLAV11Rxx | ,LLAV2027AL / LLAV11Rxx,; ,LLAV2027HAL / LLAV11Rxx,; ,LLAV2027HBK / LLAV11Rxx,; ,LLAV2027HWH / LLAV11Rxx,; ,LLAV2027JAL / LLAV11Rxx,; ,LLAV2027JBK / LLAV11Rxx,; ,LLAV2027JWH / LLAV11Rxx,; ,LLAV2027PBK / LLAV11Rxx,; ,LLAV2027PWH / LLAV11Rxx,; ,LLAV2027WH / LLAV11Rxx,; Alcyon,LLAV2027BK / LLAV11Rxx, | Indoor | LED | Accent Light Line-voltage | 1806 | 27 | 66.9 |  | 2700K | 80 | 55000 | Continuously Dimmable | Data listed is with (RF) flood reflector, the worst case scenario fixture. For specific fixture data please visit the Lightingproducts.philips website. | 2015-12-08
Lightolier | LyteSpan | Alcyon | LLAV2030WH / LLAV11Rxx | ,LLAV2030AL / LLAV11Rxx,; ,LLAV2030BK / LLAV11Rxx,; ,LLAV2030HAL / LLAV11Rxx,; ,LLAV2030HBK / LLAV11Rxx,; ,LLAV2030HWH / LLAV11Rxx,; ,LLAV2030JAL / LLAV11Rxx,; ,LLAV2030JBK / LLAV11Rxx,; ,LLAV2030JWH / LLAV11Rxx,; ,LLAV2030PBK / LLAV11Rxx,; ,LLAV2030PWH / LLAV11Rxx,; Alcyon,LLAV2030WH / LLAV11Rxx, | Indoor | LED | Accent Light Line-voltage | 1787 | 26.1 | 68.3 |  | 3000K | 81 | 55000 | Continuously Dimmable | Data listed is with (RF) flood reflector, the worst case scenario fixture. For specific fixture data please visit the Lightingproducts.philips website. | 2015-12-08
Lightolier | LyteSpan | Alcyon | LLAV2040BK / LLAV11Rxx | ,LLAV2040AL / LLAV11Rxx,; ,LLAV2040HAL / LLAV11Rxx,; ,LLAV2040HBK / LLAV11Rxx,; ,LLAV2040HWH / LLAV11Rxx,; ,LLAV2040JAL / LLAV11Rxx,; ,LLAV2040JBK / LLAV11Rxx,; ,LLAV2040JWH / LLAV11Rxx,; ,LLAV2040PBK / LLAV11Rxx,; ,LLAV2040PWH / LLAV11Rxx,; ,LLAV2040WH / LLAV11Rxx,; Alcyon,LLAV2040BK / LLAV11Rxx, | Indoor | LED | Accent Light Line-voltage | 1850 | 28.6 | 64.6 |  | 4000/4100K | 80 | 55000 | Continuously Dimmable | Data listed is with (RF) flood reflector, the worst case scenario fixture. For specific fixture data please visit the Lightingproducts.philips website. | 2015-12-08
Lightolier | LyteSpan | Alcyon | LLAV30927xxx / LLAV12xxx | ,LLAV3027xxx / LLAV12xxx,; ,LLAV3030xxx / LLAV12xxx,; ,LLAV3040xxx / LLAV12xxx, | Indoor | LED | Accent Light Line-voltage | 1958 | 32.84 | 59.6 |  | 2700K | 92 | 55000 | Continuously Dimmable | Data listed is for 2700K 80CRI. For specific fixture data please visit the Lightingproducts.philips website. | 2016-07-22
Lightolier | LyteSpan | Alcyon | LLAV30930xxxCW / LLAV12xxx |  | Indoor | LED | Accent Light Line-voltage | 2223 | 34.55 | 64.3 |  | 3000K | 89 | 39000 | Continuously Dimmable |  | 2016-07-22
Lightolier | LyteSpan | LightFlood LED | LLF230Hxx | ,LLF230GGxx,; ,LLF230GTxx,; ,LLF230Jxx,; ,LLF240GGxx,; ,LLF240GTxx,; ,LLF240Hxx,; ,LLF240Jxx,; LightFlood LED,LLF230GHxx,; LightFlood LED,LLF240GHxx, | Indoor | LED | Accent Light Line-voltage | 2405 | 22.58 | 106 |  | 3000K | 82 | 60000 | Continuously Dimmable | Data listed is for 3000K 80CRI. For specific fixture data please visit the Lightingproducts.philips website. | 2016-07-08
Lightolier | LyteSpan | LightFlood LED | LLF230xx | LightFlood LED,LLF240xx, | Indoor | LED | Accent Light Line-voltage | 2405 | 22.5 | 106.5 |  | 3000K | 82 | 60000 | Continuously Dimmable | Data listed is for 3000K 80CRI. For specific fixture data please visit the Lightingproducts.philips website. | 2016-03-02
Lightolier | LyteSpan | LightFlood LED | LLF430xx | ,LLF430GGxx,; ,LLF430GTxx,; ,LLF430Hxx,; ,LLF430Jxx,; ,LLF440GGxx,; ,LLF440GTxx,; ,LLF440Hxx,; ,LLF440Jxx,; ,LLF440xx,; LightFlood LED,LLF430GHxx,; LightFlood LED,LLF440GHxx, | Indoor | LED | Accent Light Line-voltage | 4095 | 44.85 | 91.3 |  | 3000K | 81 | 60000 | Continuously Dimmable | Data listed is for 3000K 80CRI. For specific fixture data please visit the Lightingproducts.philips website. | 2016-07-08
Lightolier | Alcyon | Horizontal Cylinder | LLAH11830xxx / LLRxx |  | Indoor | LED | Accent Light Line-voltage | 1170 | 14.97 | 78.2 |  | 3000K | 83 | 55000 | Continuously Dimmable |  | 2016-06-23
Lightolier | Alcyon | Horizontal Cylinder | LLAH11835xxx / LLRxx |  | Indoor | LED | Accent Light Line-voltage | 1210 | 14.46 | 83.7 |  | 3500K | 82 | 55000 | Continuously Dimmable |  | 2016-06-23
Lightolier | Alcyon | Horizontal Cylinder | LLAH11840xxx / LLRxx |  | Indoor | LED | Accent Light Line-voltage | 1254 | 14.6 | 85.9 |  | 4000/4100K | 82 | 55000 | Continuously Dimmable |  | 2016-06-23
Lightolier | Alcyon | Horizontal Cylinder | LLAH11927xxx / LLRxx | ,LLAH11935xxx / LLRxx, | Indoor | LED | Accent Light Line-voltage | 998 | 15.1 | 66.1 |  | 2700K | 96 | 55000 | Continuously Dimmable |  | 2016-06-23
Lightolier | Alcyon | Horizontal Cylinder | LLAH11930xxxCW / LLRxx |  | Indoor | LED | Accent Light Line-voltage | 957 | 14.67 | 65.2 |  | 3000K | 89 | 55000 | Continuously Dimmable |  | 2016-06-23
Lightolier | Alcyon | Vertical Cylinder | LLAV0127xxx + LLAV11Rxx | ,LLAV0130xxx + LLAV11Rxx,; ,LLAV0140xxx + LLAV11Rxx, | Indoor | LED | Accent Light Line-voltage | 697 | 9.62 | 72.5 |  | 2700K | 82 | 55000 | Continuously Dimmable |  | 2016-08-02
Lightolier | Alcyon | Vertical Cylinder | LLAV01927xxxxx + LLAV11Rxx | ,LLAV01930xxxxx + LLAV11Rxx, | Indoor | LED | Accent Light Line-voltage | 672 | 9.23 | 72.8 |  | 2700K | 97 | 55000 | Continuously Dimmable |  | 2016-08-02
Lightolier | Alcyon | Vertical Cylinder | LLAV1130xxx + LLAV11Rxx (Gen 1) | ,LLAV1140xxx + LLAV11Rxx (Gen 1), | Indoor | LED | Accent Light Line-voltage | 1261 | 15.16 | 83.2 |  | 3000K | 82 | 36000 | Continuously Dimmable |  | 2016-06-03
Lightolier | Alcyon | Vertical Cylinder | LLAV11927xxx + LLAV11Rxx | ,LLAV1127xxx + LLAV11Rxx,; ,LLAV1130xxx + LLAV11Rxx (Gen 2),; ,LLAV1140xxx + LLAV11Rxx (Gen 2), | Indoor | LED | Accent Light Line-voltage | 958 | 15.36 | 62.4 |  | 2700K | 96 | 60000 | Continuously Dimmable |  | 2016-06-03
Lightolier | Alcyon | Vertical Cylinder | LLAV11930xxxCW + LLAV11Rxx |  | Indoor | LED | Accent Light Line-voltage | 1017 | 14.92 | 68.1 |  | 3000K | 91 | 60000 | Continuously Dimmable |  | 2016-06-03
Lightolier | LyteSpan | SpotLED | LLAB027RFxxxxVA |  | Indoor | LED | Accent Light Line-voltage | 963 | 14.8 | 64.7 |  | 2700K | 81 | 54000 | Continuously Dimmable |  | 2016-03-24
Lightolier | LyteSpan | SpotLED | LLAB027RNFxxxxVA |  | Indoor | LED | Accent Light Line-voltage | 966 | 14.8 | 64.9 |  | 2700K | 81 | 54000 | Continuously Dimmable |  | 2016-03-24
Lightolier | LyteSpan | SpotLED | LLAB027RSxxxxVA |  | Indoor | LED | Accent Light Line-voltage | 1009 | 14.9 | 67.7 |  | 2700K | 81 | 54000 | Continuously Dimmable |  | 2016-03-24
Lightolier | LyteSpan | SpotLED | LLAB030RFxxxxVA |  | Indoor | LED | Accent Light Line-voltage | 1021 | 14.1 | 72.2 |  | 3000K | 81 | 54000 | Continuously Dimmable |  | 2016-03-24
Lightolier | LyteSpan | SpotLED | LLAB030RNFxxxxVA | ,LLAB040RFxxxxVA,; ,LLAB040RNFxxxxVA,; ,LLAB040RSxxxxVA, | Indoor | LED | Accent Light Line-voltage | 1024 | 14.1 | 72.4 |  | 3000K | 81 | 54000 | Continuously Dimmable |  | 2016-03-24
Lightolier | LyteSpan | SpotLED | LLAB030RSxxxxVA |  | Indoor | LED | Accent Light Line-voltage | 1069 | 14.1 | 75.5 |  | 3000K | 81 | 54000 | Continuously Dimmable |  | 2016-03-24
Lightolier | LyteSpan | SpotLED | LLAB127RFxxxxVA |  | Indoor | LED | Accent Light Line-voltage | 1745 | 27.4 | 63.6 |  | 2700K | 83 | 54000 | 0-10V Dimming | Additional Allowable Finishes: white, aluminum, black | 2015-10-26
Lightolier | LyteSpan | SpotLED | LLAB127RNFxxxxVA |  | Indoor | LED | Accent Light Line-voltage | 1778 | 27.4 | 64.8 |  | 2700K | 83 | 54000 | 0-10V Dimming | Additional Allowable Finishes: white, aluminum, black | 2015-10-26
Lightolier | LyteSpan | SpotLED | LLAB127RSxxxxVA |  | Indoor | LED | Accent Light Line-voltage | 1841 | 27.4 | 67.2 |  | 2700K | 83 | 54000 | 0-10V Dimming | Additional Allowable Finishes: white, aluminum, black | 2015-10-26
Lightolier | LyteSpan | SpotLED | LLAB130RFxxxxVA |  | Indoor | LED | Accent Light Line-voltage | 1925 | 27.9 | 69 |  | 3000K | 83 | 54000 | 0-10V Dimming | Additional Allowable Finishes: white, aluminum, black | 2015-10-26
Lightolier | LyteSpan | SpotLED | LLAB130RNFxxxxVA |  | Indoor | LED | Accent Light Line-voltage | 1962 | 27.9 | 70.3 |  | 3000K | 83 | 54000 | 0-10V Dimming | Additional Allowable Finishes: white, aluminum, black | 2015-10-26
Lightolier | LyteSpan | SpotLED | LLAB130RSxxxxVA |  | Indoor | LED | Accent Light Line-voltage | 1981 | 27.9 | 70.9 |  | 3000K | 83 | 54000 | 0-10V Dimming | Additional Allowable Finishes: white, aluminum, black | 2015-10-26
Lightolier | LyteSpan | SpotLED | LLAB140RFxxxxVA |  | Indoor | LED | Accent Light Line-voltage | 2063 | 27.4 | 75.3 |  | 4000/4100K | 84 | 54000 | 0-10V Dimming | Additional Allowable Finishes: white, aluminum, black | 2015-10-26
Lightolier | LyteSpan | SpotLED | LLAB140RNFxxxxVA |  | Indoor | LED | Accent Light Line-voltage | 2240 | 27.4 | 81.7 |  | 4000/4100K | 85 | 54000 | 0-10V Dimming | Additional Allowable Finishes: white, aluminum, black | 2015-10-26
Lightolier | LyteSpan | SpotLED | LLAB140RSxxxxVA |  | Indoor | LED | Accent Light Line-voltage | 2308 | 27.4 | 84.2 |  | 4000/4100K | 85 | 54000 | 0-10V Dimming | Additional Allowable Finishes: white, aluminum, black | 2015-10-26
Lightolier | LyteSpan | SpotLED | LLAB327RFxxxxVA |  | Indoor | LED | Accent Light Line-voltage | 2777 | 39.7 | 69.8 |  | 2700K | 81 | 54000 | Continuously Dimmable |  | 2016-03-24
Lightolier | LyteSpan | SpotLED | LLAB327RNFxxxxVA |  | Indoor | LED | Accent Light Line-voltage | 2722 | 39.7 | 68.5 |  | 2700K | 81 | 54000 | Continuously Dimmable |  | 2016-03-24
Lightolier | LyteSpan | SpotLED | LLAB327RSxxxxVA |  | Indoor | LED | Accent Light Line-voltage | 2992 | 39.7 | 75.2 |  | 2700K | 81 | 54000 | Continuously Dimmable |  | 2016-03-24
Lightolier | LyteSpan | SpotLED | LLAB330RFxxxxVA |  | Indoor | LED | Accent Light Line-voltage | 2957 | 39.1 | 75.6 |  | 3000K | 81 | 54000 | Continuously Dimmable |  | 2016-03-24
Lightolier | LyteSpan | SpotLED | LLAB330RNFxxxxVA |  | Indoor | LED | Accent Light Line-voltage | 2867 | 39 | 73.3 |  | 3000K | 81 | 54000 | Continuously Dimmable |  | 2016-03-24
Lightolier | LyteSpan | SpotLED | LLAB330RSxxxxVA |  | Indoor | LED | Accent Light Line-voltage | 3186 | 39 | 81.5 |  | 3000K | 81 | 54000 | Continuously Dimmable |  | 2016-03-24
Lithonia Lighting | Lithonia Lighting | LTIHBELL LED 27K ORB | LTIHBELL LED 27K ORB |  | Indoor | LED | Accent Light Line-voltage | 560 | 8.9 | 63.1 |  | 2700K | 80 | 54000 | Continuously Dimmable |  | 2015-04-23
Lithonia Lighting | Lithonia Lighting | LTIHGAVL LED 27K BN | LTIHGAVL LED 27K BN |  | Indoor/Outdoor | LED | Accent Light Line-voltage | 502 | 8.7 | 57.9 |  | 2700K | 80 | 54000 | Continuously Dimmable |  | 2015-04-23
Lithonia Lighting | Lithonia Lighting | LTIHMSBK LED 27K BN | LTIHMSBK LED 27K BN |  | Indoor | LED | Accent Light Line-voltage | 499 | 8.6 | 57.8 |  | 2700K | 80 | 10000 | Continuously Dimmable |  | 2015-04-23
Lithonia Lighting | Lithonia Lighting | LTIHSPLT LED 27K BN | LTIHSPLT LED 27K BN |  | Indoor | LED | Accent Light Line-voltage | 493 | 8.6 | 57.2 |  | 2700K | 80 | 54000 | Continuously Dimmable |  | 2015-04-23
Lowe's Home Improvement | allen + roth | Accent lights | 19532-XXX | ,,X= 0 to 9 or blank; Note: "XXX" represents product ID | Indoor | LED | Accent Light Line-voltage | 3200 | 45 | 76.2 |  | 4000/4100K,3000K,3500K,5000K | 84 | 50000 | Continuously Dimmable | (X= 0 to 9 or blank, Note: â€œXXXâ€ represents the product ID.) | 2015-09-24
Lowe's Home Improvement | allen + roth | Accent lights | 19533-XXX | ,,X= 0 to 9 or blank; Note: "XXX" represents product ID | Indoor | LED | Accent Light Line-voltage | 3094 | 45 | 83.3 |  | 4000/4100K,3000K,3500K,5000K | 83 | 50000 | Continuously Dimmable | (X= 0 to 9 or blank, Note: â€œXXXâ€ represents the product ID.) | 2015-09-24
Lowe's Home Improvement | allen + roth | Accent lights | 19534-XXX | ,,X= 0 to 9 or blank; Note: "XXX" represents product ID | Indoor | LED | Accent Light Line-voltage | 1500 | 23 | 76.9 |  | 4000/4100K,3000K,3500K,5000K | 83 | 50000 | Continuously Dimmable | (X= 0 to 9 or blank, Note: â€œXXXâ€ represents the product ID.) | 2015-09-24
Lowe's Home Improvement | allen + roth | Accent lights | 19535-XXX | ,,X= 0 to 9 or blank; Note: "XXX" represents product ID | Indoor | LED | Accent Light Line-voltage | 1900 | 30 | 73 |  | 4000/4100K,3000K,3500K,5000K | 83 | 50000 | Continuously Dimmable | (X= 0 to 9 or blank, Note: â€œXXXâ€ represents the product ID.) | 2015-09-24
Lowe's Home Improvement | allen + roth | Accent lights | 19536-XXX | ,,X= 0 to 9 or blank; Note: "XXX" represents product ID | Indoor | LED | Accent Light Line-voltage | 2300 | 30 | 82.7 |  | 4000/4100K,3000K,3500K,5000K | 83 | 50000 | Continuously Dimmable | (X= 0 to 9 or blank, Note: â€œXXXâ€ represents the product ID.) | 2015-09-24
Lowe's Home Improvement | allen + roth | Accent lights | 19546-XXX | ,,X= 0 to 9 or blank; Note: "XXX" represents product ID | Indoor | LED | Accent Light Line-voltage | 2100 | 30 | 77.1 |  | 4000/4100K,3000K,3500K,5000K | 84 | 50000 | Continuously Dimmable | (X= 0 to 9 or blank, Note: â€œXXXâ€ represents the product ID.) | 2015-09-24
Lowe's Home Improvement | allen + roth | Accent lights | 19571-XXX | ,,(X= 0 to 9 or blank, Note: â€œXXXâ€ represents the product ID.) | Indoor | LED | Accent Light Line-voltage | 1500 | 23 | 79.7 |  | 4000/4100K,3000K,3500K,5000K | 83 | 50000 | Continuously Dimmable | (X= 0 to 9 or blank, Note: â€œXXXâ€ represents the product ID.) | 2015-10-30
Lowe's Home Improvement | allen + roth | Accent lights | 19572-XXX | ,,(X= 0 to 9 or blank, Note: â€œXXXâ€ represents the product ID.) | Indoor | LED | Accent Light Line-voltage | 1890 | 30 | 71.6 |  | 4000/4100K,3000K,3500K,5000K | 83 | 50000 | Continuously Dimmable | (X= 0 to 9 or blank, Note: â€œXXXâ€ represents the product ID.) | 2015-10-30
Lowe's Home Improvement | allen + roth | Accent lights | 19621-XXX | ,,(X= 0 to 9 or blank, Note: â€œXXXâ€ represents the product ID.) | Indoor | LED | Accent Light Line-voltage | 1300 | 23 | 71.8 |  | 4000/4100K,3000K,3500K,5000K | 83 | 50000 | Continuously Dimmable | (X= 0 to 9 or blank, Note: â€œXXXâ€ represents the product ID.) | 2015-10-30
Lowe's Home Improvement | PROJECT SOURCE | Accent lights | 19551-XXX | ,,X= 0 to 9 or blank; Note: "XXX" represents product ID | Indoor | LED | Accent Light Line-voltage | 1530 | 22.5 | 79 |  | 4000/4100K,3000K,3500K,5000K | 83 | 50000 | Continuously Dimmable | (X= 0 to 9 or blank, Note: â€œXXXâ€ represents the product ID.) | 2015-09-24
Lowe's Home Improvement | PROJECT SOURCE | Accent lights | 19552-XXX | ,,X= 0 to 9 or blank; Note: "XXX" represents product ID | Indoor | LED | Accent Light Line-voltage | 510 | 7.5 | 79 |  | 4000/4100K,3000K,3500K,5000K | 83 | 50000 | Continuously Dimmable | (X= 0 to 9 or blank, Note: â€œXXXâ€ represents the product ID.) | 2015-09-24
Lowe's Home Improvement | PROJECT SOURCE | Accent lights | 19553XXX | ,,(X= 0 to 9 or blank, Note: â€œXXXâ€ represents the product ID.) | Indoor | LED | Accent Light Line-voltage | 460 | 7.5 | 64.5 |  | 4000/4100K,3000K,3500K,5000K | 83 | 54000 | Continuously Dimmable | (X= 0 to 9 or blank, Note: â€œXXXâ€ represents the product ID.) | 2015-09-24
Lowe's Home Improvement | PROJECT SOURCE | Accent lights | 19554XXX | ,,(X= 0 to 9 or blank, Note: â€œXXXâ€ represents the product ID.) | Indoor | LED | Accent Light Line-voltage | 400 | 7.5 | 59.8 |  | 4000/4100K,3000K,3500K,5000K | 83 | 50000 | Continuously Dimmable | (X= 0 to 9 or blank, Note: â€œXXXâ€ represents the product ID.) | 2015-09-24
Lowe's Home Improvement | PROJECT SOURCE | Accent lights | 19555XXX | ,,(X= 0 to 9 or blank, Note: â€œXXXâ€ represents the product ID.) | Indoor | LED | Accent Light Line-voltage | 700 | 11 | 63.3 |  | 4000/4100K,3000K,3500K,5000K | 82 | 50000 | Continuously Dimmable | (X= 0 to 9 or blank, Note: â€œXXXâ€ represents the product ID.) | 2015-09-24
Lowe's Home Improvement | PROJECT SOURCE | Accent lights | 19600-XXX | ,,(X= 0 to 9 or blank, Note: â€œXXXâ€ represents the product ID.) | Indoor | LED | Accent Light Line-voltage | 1200 | 33 | 59.7 |  | 4000/4100K,3000K,3500K,5000K | 83 | 50000 | Continuously Dimmable | (X= 0 to 9 or blank, Note: â€œXXXâ€ represents the product ID.) | 2015-09-24
Lowe's Home Improvement | STYLE SELECTIONS | Accent lights | 19537-XXX | ,,X= 0 to 9 or blank; Note: "XXX" represents product ID | Indoor | LED | Accent Light Line-voltage | 2300 | 30 | 85.3 |  | 4000/4100K,3000K,3500K,5000K | 83 | 50000 | Continuously Dimmable | (X= 0 to 9 or blank, Note: â€œXXXâ€ represents the product ID.) | 2015-09-24
Lowe's Home Improvement | STYLE SELECTIONS | Accent lights | 19538-XXX | ,,X= 0 to 9 or blank; Note: "XXX" represents product ID | Indoor | LED | Accent Light Line-voltage | 1985 | 30 | 80 |  | 4000/4100K,3000K,3500K,5000K | 83 | 50000 | Continuously Dimmable | (X= 0 to 9 or blank, Note: â€œXXXâ€ represents the product ID.) | 2015-09-24
Lowe's Home Improvement | STYLE SELECTIONS | Accent lights | 19539-XXX | ,,X= 0 to 9 or blank; Note: "XXX" represents product ID | Indoor | LED | Accent Light Line-voltage | 1499 | 23 | 80.6 |  | 4000/4100K,3000K,3500K,5000K | 83 | 50000 | Continuously Dimmable | (X= 0 to 9 or blank, Note: â€œXXXâ€ represents the product ID.) | 2015-09-24
Lowe's Home Improvement | STYLE SELECTIONS | Accent lights | 19540-XXX | ,,X= 0 to 9 or blank; Note: "XXX" represents product ID | Indoor | LED | Accent Light Line-voltage | 1800 | 30 | 68.2 |  | 4000/4100K,3000K,3500K,5000K | 83 | 54000 | Continuously Dimmable | (X= 0 to 9 or blank, Note: â€œXXXâ€ represents the product ID.) | 2015-09-24
Lowe's Home Improvement | STYLE SELECTIONS | Accent lights | 19541-XXX | ,,X= 0 to 9 or blank; Note: "XXX" represents product ID | Indoor | LED | Accent Light Line-voltage | 1300 | 23 | 66.8 |  | 4000/4100K,3000K,3500K,5000K | 84 | 50000 | Continuously Dimmable | (X= 0 to 9 or blank, Note: â€œXXXâ€ represents the product ID.) | 2015-09-24
Lowe's Home Improvement | STYLE SELECTIONS | Accent lights | 19542-XXX | ,,X= 0 to 9 or blank; Note: "XXX" represents product ID | Indoor | LED | Accent Light Line-voltage | 2300 | 30 | 85.2 |  | 4000/4100K,3000K,3500K,5000K | 83 | 50000 | Continuously Dimmable | (X= 0 to 9 or blank, Note: â€œXXXâ€ represents the product ID.) | 2015-09-24
Microlights Ltd. | EDDI | Mounted Adjustable LED Track Spotlight | 121-20XX-9AR |  | Indoor | LED | Accent Light Line-voltage | 1890 | 24 | 81 |  | 3000K | 92 | 50000 | Non-Dimmable | "XX" could be 12-14, 16-18, 20-22, 48-50, 52-54, 56-58, 84-86, 88-90, 92-94 denotes Narrow, Medium or Wide Reflector; body color of White, Silver or Black; CCT 3000K, 3500K or 4000K. | 2016-03-18
Microlights Ltd. | EDDI | Mounted Adjustable LED Track Spotlight | 121-20XX-AR |  | Indoor | LED | Accent Light Line-voltage | 2030 | 25.5 | 80.6 |  | 3000K | 82 | 50000 | Non-Dimmable | "XX" could be 12-14, 16-18, 20-22, 48-50, 52-54, 56-58, 84-86, 88-90, 92-94 denotes Narrow, Medium or Wide Reflector; body color of White, Silver or Black; CCT 3000K, 3500K or 4000K. | 2016-03-18
Microlights Ltd. | EDDI | Mounted Adjustable LED Track Spotlight | 121-20XXL-9AR |  | Indoor | LED | Accent Light Line-voltage | 2010 | 24 | 85.9 |  | 3000K | 92 | 50000 | Non-Dimmable | "XX" could be 12-14, 16-18, 20-22, 48-50, 52-54, 56-58, 84-86, 88-90, 92-94 denotes Narrow, Medium or Wide Diffuser; body color of White, Silver or Black; CCT 3000K, 3500K or 4000K. | 2016-03-18
Microlights Ltd. | EDDI | Mounted Adjustable LED Track Spotlight | 121-20XXL-AR |  | Indoor | LED | Accent Light Line-voltage | 2140 | 25.5 | 85.8 |  | 3000K | 82 | 50000 | Non-Dimmable | "XX" could be 12-14, 16-18, 20-22, 48-50, 52-54, 56-58, 84-86, 88-90, 92-94 denotes Narrow, Medium or Wide Diffuser; body color of White, Silver or Black; CCT 3000K, 3500K or 4000K. | 2016-03-18
Microlights Ltd. | EDDI | Mounted Adjustable LED Track Spotlight | 121-2XXX-9AR |  | Indoor | LED | Accent Light Line-voltage | 2470 | 33.6 | 76.6 |  | 3000K | 93 | 50000 | Non-Dimmable | "XXX" could be 024-026, 028-030, 032-034, 060-062, 064-066, 068-070, 096-098, 100-102, 104-106 denotes Narrow, Medium or Wide Reflector; body color of White, Silver or Black; CCT 3000K, 3500K or 4000K. | 2016-03-18
Microlights Ltd. | EDDI | Mounted Adjustable LED Track Spotlight | 121-2XXX-AR |  | Indoor | LED | Accent Light Line-voltage | 2850 | 35.5 | 82.2 |  | 3000K | 81 | 50000 | Non-Dimmable | "XXX" could be 024-026, 028-030, 032-034, 060-062, 064-066, 068-070, 096-098, 100-102, 104-106 denotes Narrow, Medium or Wide Reflector; body color of White, Silver or Black; CCT 3000K, 3500K or 4000K. | 2016-03-18
Microlights Ltd. | EDDI | Mounted Adjustable LED Track Spotlight | 121-2XXXL-9AR |  | Indoor | LED | Accent Light Line-voltage | 2810 | 33.6 | 85.4 |  | 3000K | 92 | 50000 | Non-Dimmable | "XXX" could be 024-026, 028-030, 032-034, 060-062, 064-066, 068-070, 096-098, 100-102, 104-106 denotes Narrow, Medium or Wide Diffuser; body color of White, Silver or Black; CCT 3000K, 3500K or 4000K. | 2016-03-18
Microlights Ltd. | EDDI | Mounted Adjustable LED Track Spotlight | 121-2XXXL-AR |  | Indoor | LED | Accent Light Line-voltage | 3250 | 35.5 | 92.3 |  | 3000K | 80 | 50000 | Non-Dimmable | "XXX" could be 024-026, 028-030, 032-034, 060-062, 064-066, 068-070, 096-098, 100-102, 104-106 denotes Narrow, Medium or Wide Diffuser; body color of White, Silver or Black; CCT 3000K, 3500K or 4000K. | 2016-03-18
Nora Lighting | Nora Lighting | 8W CYLO LED Rail | NRE-850L30XYY | ,NRE-850L40XYY, | Indoor | LED | Accent Light Line-voltage | 622 | 8.09 | 76.8 |  | 3000K | 81 | 33000 | Continuously Dimmable | YY represents exterior color, can be any 2 letter abbreviation for color | 2016-08-11
Nora Lighting | Nora Lighting | 10W CYLO LED Rail | NRE-851L30XYY | ,NRE-850L40XYY, | Indoor | LED | Accent Light Line-voltage | 764 | 9.84 | 77.6 |  | 3000K | 82 | 33000 | Continuously Dimmable | YY represents exterior color, can be any 2 letter abbreviation for color | 2016-08-11
Nora Lighting | Nora Lighting | 20W CYLO LED Rail | NRE-852L30XYY | ,NRE-850L40XYY, | Indoor | LED | Accent Light Line-voltage | 1391 | 18.94 | 73.4 |  | 3000K | 82 | 33000 | Continuously Dimmable | YY represents exterior color, can be any 2 letter abbreviation for color | 2016-08-11
Nora Lighting | Nora Lighting | 30W CYLO DC LED Rail | NRE-853L30XYY | ,NRE-853L40XYY, | Indoor | LED | Accent Light Line-voltage | 2706 | 31.45 | 86 |  | 3000K | 92 | 39000 | Continuously Dimmable | YY= housing color, can be any 2 letter combination | 2016-09-09
Nordic Light America, Inc. | Nordic Light | Tubix 16L LED Flood Track Light | 178-16L-I-120V-700 | Tubix 16L Juno Adapter, black Flood,178-7025-20,; Tubix 16L Juno Adapter, black Medium,178-7015-20,; Tubix 16L Juno Adapter, grey Flood,178-7025-30,; Tubix 16L Juno Adapter, grey Medium,178-7015-30,; Tubix 16L Juno Adapter, white Flood,178-7025-10,; Tubix 16L Juno Adapter, white Medium,178-7015-10,; Tubix 16L Nordic Light / Halo Ad, white Medium,178-7011-10,; Tubix 16L Nordic Light / Halo Adapter, black Flood,178-7021-20,; Tubix 16L Nordic Light / Halo Adapter, grey Flood,178-7021-30,; Tubix 16L Nordic Light / Halo Adapter, grey Medium,178-7011-30,; Tubix 16L Nordic Light / Halo Adapter, white Flood,178-7021-10,; Tubix 16L Nordic Light /Halo Adapter, black Medium,178-7011-20, | Indoor | LED | Accent Light Line-voltage | 2284 | 37.48 | 60.9 |  | 3000K | 91 | 48000 | Non-Dimmable |  | 2016-07-31
Nordic Light America, Inc. | Nordic Light | Tubix 16L LED Spot Track Light | 178-16L-I-120V-700 | Tubix 16L Juno Adapter, black Spot,178-7005-20,; Tubix 16L Juno Adapter, grey Spot,178-7005-30,; Tubix 16L Juno Adapter, white Spot,178-7005-10,; Tubix 16L Nordic Light / Halo Adapter, black Spot,178-7001-20,; Tubix 16L Nordic Light / Halo Adapter, grey Spot,178-7001-30,; Tubix 16L Nordic Light / Halo Adapter, white Spot,178-7001-10, | Indoor | LED | Accent Light Line-voltage | 2445 | 37.86 | 64.6 |  | 3000K | 91 | 48000 | Non-Dimmable |  | 2016-07-31
The Home Depot | Hampton Bay | LED Linear Track Light Head | 1001002792 |  | Indoor | LED | Accent Light Line-voltage | 570 | 8.5 | 68.7 |  | 2700K | 82 | 35000 | Continuously Dimmable |  | 2016-07-13
The Home Depot | Hampton Bay | LED Linear Track Light Head | 1001002793 |  | Indoor | LED | Accent Light Line-voltage | 500 | 6.6 | 77.6 |  | 2700K | 82 | 35000 | Continuously Dimmable |  | 2016-07-13
The Home Depot | Hampton Bay | 3-Light LED Linear Track Lighting Kit | 1001003301 |  | Indoor | LED | Accent Light Line-voltage | 1500 | 19.8 | 77 |  | 2700K | 83 | 35000 | Continuously Dimmable |  | 2016-07-13
The Home Depot | Hampton Bay | 3-Light LED Linear Track Lighting Kit | 1001003302 |  | Indoor | LED | Accent Light Line-voltage | 1500 | 19.8 | 77 |  | 2700K | 83 | 35000 | Continuously Dimmable |  | 2016-07-13
The Home Depot | Hampton Bay | LED Linear Track Light Head | 1001007484 |  | Indoor | LED | Accent Light Line-voltage | 500 | 6.6 | 77.6 |  | 2700K | 82 | 35000 | Continuously Dimmable |  | 2016-07-13
The Home Depot | Hampton Bay | 3-Light LED Linear Track Lighting Kit | 1001007485 |  | Indoor | LED | Accent Light Line-voltage | 1710 | 25.5 | 71 |  | 2700K | 82 | 35000 | Continuously Dimmable |  | 2016-07-13
The Home Depot | Hampton Bay | 1015V | 1015VKIT-WH |  | Indoor | LED | Accent Light Line-voltage | 820 | 14 | 58.8 |  | 2700K | 83 | 50000 | Continuously Dimmable |  | 2016-04-15
The Home Depot | Hampton Bay | 1015V | 1015V-WH | ,1015V-BK, | Indoor | LED | Accent Light Line-voltage | 274 | 4.7 | 58.8 |  | 2700K | 83 | 50000 | Continuously Dimmable |  | 2016-04-15
The Home Depot | Hampton Bay | 1500T3V | 1500T3V-WH |  | Indoor | LED | Accent Light Line-voltage | 870 | 13 | 73.3 |  | 2700K | 83 | 50000 | Continuously Dimmable |  | 2016-04-06
The Home Depot | Hampton Bay | 16031KITV | 16031KITV-BK | 16031KITV,16031KITV-WH,housing color | Indoor | LED | Accent Light Line-voltage | 289 | 4.8 | 60.7 |  | 2700K | 83 | 50000 | Continuously Dimmable |  | 2016-04-05
The Home Depot | Hampton Bay | 16033KITV | 16033KITV-BK | 16033KITV,16033KITV-WH,housing color | Indoor | LED | Accent Light Line-voltage | 802 | 14.2 | 59.4 |  | 2700K | 82 | 50000 | Continuously Dimmable |  | 2016-04-05
The Home Depot | Hampton Bay | 1604V | 1604VKIT-WH |  | Indoor | LED | Accent Light Line-voltage | 1406 | 27 | 55.4 |  | 2700K | 83 | 50000 | Continuously Dimmable |  | 2016-04-21
The Home Depot | Hampton Bay | 1604V | 1604V-WH | 1604V,1604V-BK,; 1604V,1604V-SN, | Indoor | LED | Accent Light Line-voltage | 463 | 8.6 | 55.3 |  | 2700K | 83 | 50000 | Continuously Dimmable |  | 2016-04-21
The Home Depot | Hampton Bay | 1606V | 1606V-WH | 1606V,1606V-BK, | Indoor | LED | Accent Light Line-voltage | 636 | 11.6 | 58.5 |  | 2700K | 83 | 50000 | Continuously Dimmable |  | 2016-04-18
The Home Depot | Hampton Bay | 1616VKIT | 1616VKIT-WH |  | Indoor | LED | Accent Light Line-voltage | 2750 | 50 | 58.9 |  | 2700K | 81 | 50000 | Continuously Dimmable |  | 2016-04-18
The Home Depot | Hampton Bay | 1616V | 1616V-WH | 1616V,1616V-BK, | Indoor | LED | Accent Light Line-voltage | 917 | 16.7 | 58.2 |  | 2700K | 82 | 50000 | Continuously Dimmable |  | 2016-04-26
The Home Depot | Hampton Bay | 190452 | 190452-WH | ,190452-BK, | Indoor | LED | Accent Light Line-voltage | 1300 | 22 | 66.7 |  | 2700K | 91 | 50000 | Continuously Dimmable |  | 2016-05-31
The Home Depot | Hampton Bay | 4-Light LED Directional Track Light | 20091-000 |  | Indoor | LED | Accent Light Line-voltage | 2080 | 30 | 75.8 |  | 2700K | 82 | 35000 | Continuously Dimmable |  | 2016-07-11
The Home Depot | Hampton Bay | LED Track Light | C1191001A |  | Indoor | LED | Accent Light Line-voltage | 2593 | 45 | 62.2 |  | 3000K | 85 | 34000 | Continuously Dimmable |  | 2016-05-06
The Home Depot | Hampton Bay | LED Track Light | C1604001A |  | Indoor | LED | Accent Light Line-voltage | 2414 | 34 | 74.3 |  | 3000K | 86 | 34000 | Continuously Dimmable |  | 2016-05-06
The Home Depot | Hampton Bay | HBT101227-Y | HBT101227-Y |  | Indoor | LED | Accent Light Line-voltage | 2024 | 26 | 80.4 |  | 2700K | 83 | 54000 | Continuously Dimmable | Y is for finish | 2016-02-02
The Home Depot | Hampton Bay | HBT101727-Y | HBT101727-Y |  | Indoor | LED | Accent Light Line-voltage | 2016 | 26 | 80.8 |  | 2700K | 83 | 54000 | Continuously Dimmable | Y is for finish | 2016-02-02
The Home Depot | Hampton Bay | HBT102027-Y | HBT102027-Y |  | Indoor | LED | Accent Light Line-voltage | 1994 | 26 | 79.2 |  | 2700K | 83 | 54000 | Continuously Dimmable | Y is for finish | 2016-07-08
The Home Depot | Hampton Bay | HBT102527-Y | HBT102527-Y |  | Indoor | LED | Accent Light Line-voltage | 2001 | 26 | 78.1 |  | 2700K | 84 | 54000 | Continuously Dimmable | Y is for finish | 2016-07-08
The Home Depot | Home Decorators Collection | LED Track Light | C1572001A |  | Indoor | LED | Accent Light Line-voltage | 2298 | 34 | 66.8 |  | 2700K | 85 | 34000 | Continuously Dimmable |  | 2016-05-06
WAC Lighting | WAC | X-2010-930-BK | X-2010-930-BK |  | Indoor | LED | Accent Light Line-voltage | 790 | 10 | 80.4 |  | 3000K | 90 | 55000 | Continuously Dimmable |  | 2016-09-08
WAC Lighting | WAC | X-2010-930-BN | X-2010-930-BN |  | Indoor | LED | Accent Light Line-voltage | 790 | 10 | 80.4 |  | 3000K | 90 | 55000 | Continuously Dimmable |  | 2016-09-08
WAC Lighting | WAC | X-2010-930-PT | X-2010-930-PT |  | Indoor | LED | Accent Light Line-voltage | 790 | 10 | 80.4 |  | 3000K | 90 | 55000 | Continuously Dimmable |  | 2016-09-08
WAC Lighting | WAC | X-2010-930-WT | X-2010-930-WT |  | Indoor | LED | Accent Light Line-voltage | 790 | 10 | 80.4 |  | 3000K | 90 | 55000 | Continuously Dimmable |  | 2016-09-08
WAC Lighting | WAC | X-2010-935-BK | X-2010-935-BK |  | Indoor | LED | Accent Light Line-voltage | 750 | 10 | 75 |  | 3500K | 90 | 55000 | Continuously Dimmable |  | 2016-09-08
WAC Lighting | WAC | X-2010-935-BN | X-2010-935-BN |  | Indoor | LED | Accent Light Line-voltage | 750 | 10 | 75 |  | 3500K | 90 | 55000 | Continuously Dimmable |  | 2016-09-08
WAC Lighting | WAC | X-2010-935-PT | X-2010-935-PT |  | Indoor | LED | Accent Light Line-voltage | 750 | 10 | 75 |  | 3500K | 90 | 55000 | Continuously Dimmable |  | 2016-09-08
WAC Lighting | WAC | X-2010-935-WT | X-2010-935-WT |  | Indoor | LED | Accent Light Line-voltage | 750 | 10 | 75 |  | 3500K | 90 | 55000 | Continuously Dimmable |  | 2016-09-08
WAC Lighting | WAC | X-2010-940-BK | X-2010-940-BK |  | Indoor | LED | Accent Light Line-voltage | 750 | 10 | 75 |  | 4000/4100K | 90 | 55000 | Continuously Dimmable |  | 2016-09-08
WAC Lighting | WAC | X-2010-940-BN | X-2010-940-BN |  | Indoor | LED | Accent Light Line-voltage | 750 | 10 | 75 |  | 4000/4100K | 90 | 55000 | Continuously Dimmable |  | 2016-09-08
WAC Lighting | WAC | X-2010-940-PT | X-2010-940-PT |  | Indoor | LED | Accent Light Line-voltage | 750 | 10 | 75 |  | 4000/4100K | 90 | 55000 | Continuously Dimmable |  | 2016-09-08
WAC Lighting | WAC | X-2010-940-WT | X-2010-940-WT |  | Indoor | LED | Accent Light Line-voltage | 750 | 10 | 75 |  | 4000/4100K | 90 | 55000 | Continuously Dimmable |  | 2016-09-08
WAC Lighting | WAC Lighting | *-LED160F-27-** | *-LED160F-27-** |  | Indoor | LED | Accent Light Line-voltage | 860 | 15 | 60.6 |  | 2700K | 81 | 49500 | Continuously Dimmable | " * " denoting track series and may be H,L,J; " ** " denoting finish color and may be BK,WT | 2016-09-12
WAC Lighting | WAC Lighting | *-LED160F-30-** | *-LED160F-30-** |  | Indoor | LED | Accent Light Line-voltage | 860 | 15 | 60.6 |  | 3000K | 81 | 49500 | Continuously Dimmable | " * " denoting track series and may be H,L,J; " ** " denoting finish color and may be BK,WT | 2016-09-12
WAC Lighting | WAC Lighting | *-LED160F-35-** | *-LED160F-35-** |  | Indoor | LED | Accent Light Line-voltage | 860 | 15 | 60.6 |  | 3500K | 81 | 49500 | Continuously Dimmable | " * " denoting track series and may be H,L,J; " ** " denoting finish color and may be BK,WT | 2016-09-12
WAC Lighting | WAC Lighting | *-LED160F-40-** | *-LED160F-40-** |  | Indoor | LED | Accent Light Line-voltage | 860 | 15 | 60.6 |  | 4000/4100K | 81 | 49500 | Continuously Dimmable | " * " denoting track series and may be H,L,J; " ** " denoting finish color and may be BK,WT | 2016-09-12
WAC Lighting | WAC Lighting | *-LED160S-27-** | *-LED160S-27-** |  | Indoor | LED | Accent Light Line-voltage | 870 | 15 | 61 |  | 2700K | 81 | 49500 | Continuously Dimmable | " * " denoting track series and may be H,L,J; " ** " denoting finish color and may be BK,WT | 2016-09-12
WAC Lighting | WAC Lighting | *-LED160S-30-** | *-LED160S-30-** |  | Indoor | LED | Accent Light Line-voltage | 870 | 15 | 61 |  | 3000K | 81 | 49500 | Continuously Dimmable | " * " denoting track series and may be H,L,J; " ** " denoting finish color and may be BK,WT | 2016-09-12
WAC Lighting | WAC Lighting | *-LED160S-35-** | *-LED160S-35-** |  | Indoor | LED | Accent Light Line-voltage | 870 | 15 | 61 |  | 3500K | 81 | 49500 | Continuously Dimmable | " * " denoting track series and may be H,L,J; " ** " denoting finish color and may be BK,WT | 2016-09-12
WAC Lighting | WAC Lighting | *-LED160S-40-** | *-LED160S-40-** |  | Indoor | LED | Accent Light Line-voltage | 870 | 15 | 61 |  | 4000/4100K | 81 | 49500 | Continuously Dimmable | " * " denoting track series and may be H,L,J; " ** " denoting finish color and may be BK,WT | 2016-09-12
WAC Lighting | WAC Lighting | X-1035F-827-ZZ | X-1035F-827-ZZ |  | Indoor | LED | Accent Light Line-voltage | 2380 | 35 | 67 |  | 2700K | 82 | 50000 | Continuously Dimmable |  | 2016-05-24
WAC Lighting | WAC Lighting | X-1035F-830-ZZ | X-1035F-830-ZZ |  | Indoor | LED | Accent Light Line-voltage | 2380 | 35 | 72.1 |  | 3000K | 82 | 50000 | Continuously Dimmable |  | 2016-05-24
WAC Lighting | WAC Lighting | X-1035F-835-ZZ | X-1035F-835-ZZ |  | Indoor | LED | Accent Light Line-voltage | 2380 | 35 | 75.9 |  | 3500K | 82 | 50000 | Continuously Dimmable |  | 2016-05-24
WAC Lighting | WAC Lighting | X-1035F-840-ZZ | X-1035F-840-ZZ |  | Indoor | LED | Accent Light Line-voltage | 2380 | 35 | 78.8 |  | 4000/4100K | 82 | 50000 | Continuously Dimmable |  | 2016-05-24
WAC Lighting | WAC Lighting | X-1035F-927-ZZ | X-1035F-927-ZZ |  | Indoor | LED | Accent Light Line-voltage | 1920 | 35 | 55.4 |  | 2700K | 91 | 50000 | Continuously Dimmable |  | 2016-05-24
WAC Lighting | WAC Lighting | X-1035F-930-ZZ | X-1035F-930-ZZ |  | Indoor | LED | Accent Light Line-voltage | 1940 | 35 | 64.7 |  | 3000K | 91 | 50000 | Continuously Dimmable |  | 2016-05-24
WAC Lighting | WAC Lighting | X-1035N-827-ZZ | X-1035N-827-ZZ |  | Indoor | LED | Accent Light Line-voltage | 2380 | 35 | 71.5 |  | 2700K | 82 | 50000 | Continuously Dimmable |  | 2016-05-24
WAC Lighting | WAC Lighting | X-1035N-830-ZZ | X-1035N-830-ZZ |  | Indoor | LED | Accent Light Line-voltage | 2380 | 35 | 71.5 |  | 3000K | 82 | 50000 | Continuously Dimmable |  | 2016-05-24
WAC Lighting | WAC Lighting | X-1035N-835-ZZ | X-1035N-835-ZZ |  | Indoor | LED | Accent Light Line-voltage | 2380 | 35 | 71.5 |  | 3500K | 82 | 50000 | Continuously Dimmable |  | 2016-05-24
WAC Lighting | WAC Lighting | X-1035N-840-ZZ | X-1035N-840-ZZ |  | Indoor | LED | Accent Light Line-voltage | 2380 | 35 | 71.5 |  | 4000/4100K | 82 | 50000 | Continuously Dimmable |  | 2016-05-24
WAC Lighting | WAC Lighting | X-1035N-927-ZZ | X-1035N-927-ZZ |  | Indoor | LED | Accent Light Line-voltage | 1940 | 35 | 59.8 |  | 2700K | 91 | 50000 | Continuously Dimmable |  | 2016-05-24
WAC Lighting | WAC Lighting | X-1035N-930-ZZ | X-1035N-930-ZZ |  | Indoor | LED | Accent Light Line-voltage | 1940 | 35 | 59.8 |  | 3000K | 91 | 50000 | Continuously Dimmable |  | 2016-05-24
WAC Lighting | WAC Lighting | X-1052F-827-ZZ | X-1052F-827-ZZ |  | Indoor | LED | Accent Light Line-voltage | 2900 | 50 | 60.2 |  | 2700K | 81 | 55000 | Continuously Dimmable |  | 2016-05-24
WAC Lighting | WAC Lighting | X-1052F-830-ZZ | X-1052F-830-ZZ |  | Indoor | LED | Accent Light Line-voltage | 2900 | 50 | 69.8 |  | 3000K | 84 | 55000 | Continuously Dimmable |  | 2016-05-24
WAC Lighting | WAC Lighting | X-1052F-835-ZZ | X-1052F-835-ZZ |  | Indoor | LED | Accent Light Line-voltage | 2900 | 50 | 77.7 |  | 3500K | 82 | 55000 | Continuously Dimmable |  | 2016-05-24
WAC Lighting | WAC Lighting | X-1052F-840-ZZ | X-1052F-840-ZZ |  | Indoor | LED | Accent Light Line-voltage | 2900 | 50 | 78.5 |  | 4000/4100K | 83 | 55000 | Continuously Dimmable |  | 2016-05-24
WAC Lighting | WAC Lighting | X-1052F-927-ZZ | X-1052F-927-ZZ |  | Indoor | LED | Accent Light Line-voltage | 2716 | 50 | 56.8 |  | 2700K | 96 | 55000 | Continuously Dimmable |  | 2016-05-24
WAC Lighting | WAC Lighting | X-1052F-930-ZZ | X-1052F-930-ZZ |  | Indoor | LED | Accent Light Line-voltage | 2716 | 50 | 60.8 |  | 3000K | 96 | 55000 | Continuously Dimmable |  | 2016-05-24
WAC Lighting | WAC Lighting | X-1052N-827-ZZ | X-1052N-827-ZZ |  | Indoor | LED | Accent Light Line-voltage | 2900 | 50 | 67 |  | 2700K | 81 | 55000 | Continuously Dimmable |  | 2016-05-24
WAC Lighting | WAC Lighting | X-1052N-830-ZZ | X-1052N-830-ZZ |  | Indoor | LED | Accent Light Line-voltage | 2900 | 50 | 67 |  | 3000K | 81 | 55000 | Continuously Dimmable |  | 2016-05-24
WAC Lighting | WAC Lighting | X-1052N-835-ZZ | X-1052N-835-ZZ |  | Indoor | LED | Accent Light Line-voltage | 2900 | 50 | 67 |  | 3500K | 81 | 55000 | Continuously Dimmable |  | 2016-05-24
WAC Lighting | WAC Lighting | X-1052N-840-ZZ | X-1052N-840-ZZ |  | Indoor | LED | Accent Light Line-voltage | 2900 | 50 | 67 |  | 4000/4100K | 81 | 55000 | Continuously Dimmable |  | 2016-05-24
WAC Lighting | WAC Lighting | X-1052N-927-ZZ | X-1052N-927-ZZ |  | Indoor | LED | Accent Light Line-voltage | 2716 | 50 | 59.7 |  | 2700K | 96 | 55000 | Continuously Dimmable |  | 2016-05-24
WAC Lighting | WAC Lighting | X-1052N-930-ZZ | X-1052N-930-ZZ |  | Indoor | LED | Accent Light Line-voltage | 2716 | 50 | 59.7 |  | 3000K | 96 | 55000 | Continuously Dimmable |  | 2016-05-24
WAC Lighting | WAC | X-2010-927-BK | X-2010-927-BK |  | Indoor | LED | Accent Light Line-voltage | 750 | 10 | 75 |  | 2700K | 90 | 55000 | Continuously Dimmable |  | 2016-09-08
WAC Lighting | WAC | X-2010-927-BN | X-2010-927-BN |  | Indoor | LED | Accent Light Line-voltage | 750 | 10 | 75 |  | 2700K | 90 | 55000 | Continuously Dimmable |  | 2016-09-08
WAC Lighting | WAC | X-2010-927-PT | X-2010-927-PT |  | Indoor | LED | Accent Light Line-voltage | 750 | 10 | 75 |  | 2700K | 90 | 55000 | Continuously Dimmable |  | 2016-09-08
WAC Lighting | WAC | X-2010-927-WT | X-2010-927-WT |  | Indoor | LED | Accent Light Line-voltage | 750 | 10 | 75 |  | 2700K | 90 | 55000 | Continuously Dimmable |  | 2016-09-08

## Other LED Fixtures - DLC
DESIGNLIGHTS CONSORTIUM (DLC) |  |  |  | Language/Langue:
QUALIFED PRODUCTS LIST (QPL) |  |  |  | English
**This list is for the use of sponsors of the DesignLights Consortium (DLC) in operation of their commercial lighting programs. The QPL is updated regularly. Please refer to the date last updated, below, and check www.designlights.org to ensure you are using the most current version.
NOTES: (1) White rows represent product models that actual test reports were evaluated. Gray rows represent the corresponding family models, of a particular model number, which test reports were not evaluated. (2) "X" in the model number represents wildcard characters for multiple product variations. In these cases, all variations are considered approved. This is done to save space on the QPL.
Last Updated: | 2016-10-18 | By: www.designlights.org
DLC Product Code | Manufacturer Name | Brand Name | Model Number | Category | General Application | Primary Use | Classification | Parent Product | Measured Light Output (lm) | Measured Luminaire Efficacy (lm/W) | Measured Wattage (W) | Total Harmonic Distortion (THD) | Measured Power Factor | Measured CCT (K) | Measured CRI | Warranty (years) | Rated Lifetime (hours) | Date Qualified | Dimming Status | Dimming Type | Has Intergated Controls | Notes | Technical Requirements Version Number | Rated Light Output (lm) | Rated Luminaire Efficacy (lm/W) | Rated Wattage (W) | Total Harmonic Distortion (THD) | Rated Power Factor | Rated CCT (K) | Rated CRI
P000004OT | Amerlux Exterior Lighting Group | Amerlux | C4TV-66-LED-E-WT-TN1W-120-WF-2700 | Indoor Luminaires | Interior Directional | Track or Mono-Point Directional Luminaires | Standard | TRUE | 2971 | 45.5 | 65.23 | 8.3 | 0.963 | 2719 | 80.8 | 5 | 50000 | 3/11/2014 12:00:00 AM | Not Yet Verified | Not Yet Verified | Not Yet Verified |  | 2.1 | 2991 | 45.9 | 65.23 |  |  | 2719 | 80.8
P000004P6 | Amerlux Exterior Lighting Group | Amerlux | C4TV-66-LED-E-WT-TN1W-120-FL-2700 | Indoor Luminaires | Interior Directional | Track or Mono-Point Directional Luminaires | Standard | FALSE | [9 empty] | 3/11/2014 12:00:00 AM | Not Yet Verified | Not Yet Verified | Not Yet Verified |  |  | 3003 | 46.04 | 65.23 | 5.59 | 0.998 | 2719 | 80.8
P000004PB | Amerlux Exterior Lighting Group | Amerlux | C4TV-66-LED-E-BT-TN1W-120-FL-3000 | Indoor Luminaires | Interior Directional | Track or Mono-Point Directional Luminaires | Standard | FALSE | [9 empty] | 3/11/2014 12:00:00 AM | Not Yet Verified | Not Yet Verified | Not Yet Verified |  |  | 3144 | 48.19 | 65.23 | 5.59 | 0.998 | 3000 | 80
P000004PJ | Amerlux Exterior Lighting Group | Amerlux | C4TV-66-LED-E-WT-TN1W-120-WF-3500 | Indoor Luminaires | Interior Directional | Track or Mono-Point Directional Luminaires | Standard | FALSE | [9 empty] | 3/11/2014 12:00:00 AM | Not Yet Verified | Not Yet Verified | Not Yet Verified |  |  | 3276 | 50.22 | 65.23 | 5.99 | 0.998 | 3500 | 80
P000004OX | Amerlux Exterior Lighting Group | Amerlux | C4TV-66-LED-E-WT-TN1W-120-NF-4000 | Indoor Luminaires | Interior Directional | Track or Mono-Point Directional Luminaires | Standard | FALSE | [9 empty] | 3/11/2014 12:00:00 AM | Not Yet Verified | Not Yet Verified | Not Yet Verified |  |  | 3570 | 54.77 | 65.19 | 5.16 | 0.998 | 3970 | 84.4
P000004OY | Amerlux Exterior Lighting Group | Amerlux | C4TV-66-LED-E-BT-TN1W-120-NF-2700 | Indoor Luminaires | Interior Directional | Track or Mono-Point Directional Luminaires | Standard | FALSE | [9 empty] | 3/11/2014 12:00:00 AM | Not Yet Verified | Not Yet Verified | Not Yet Verified |  |  | 3194 | 48.97 | 65.23 | 5.59 | 0.998 | 2719 | 80.8
P000004OZ | Amerlux Exterior Lighting Group | Amerlux | C4TV-66-LED-E-BT-TN1W-120-NF-3000 | Indoor Luminaires | Interior Directional | Track or Mono-Point Directional Luminaires | Standard | FALSE | [9 empty] | 3/11/2014 12:00:00 AM | Not Yet Verified | Not Yet Verified | Not Yet Verified |  |  | 3344 | 51.26 | 65.23 | 5.59 | 0.998 | 3000 | 80
P000004P0 | Amerlux Exterior Lighting Group | Amerlux | C4TV-66-LED-E-BT-TN1W-120-NF-3500 | Indoor Luminaires | Interior Directional | Track or Mono-Point Directional Luminaires | Standard | FALSE | [9 empty] | 3/11/2014 12:00:00 AM | Not Yet Verified | Not Yet Verified | Not Yet Verified |  |  | 3499 | 53.64 | 65.23 | 5.99 | 0.998 | 3500 | 80
P000004P1 | Amerlux Exterior Lighting Group | Amerlux | C4TV-66-LED-E-BT-TN1W-120-NF-4000 | Indoor Luminaires | Interior Directional | Track or Mono-Point Directional Luminaires | Standard | FALSE | [9 empty] | 3/11/2014 12:00:00 AM | Not Yet Verified | Not Yet Verified | Not Yet Verified |  |  | 3570 | 54.77 | 65.19 | 5.16 | 0.998 | 3970 | 84.4
P000004P3 | Amerlux Exterior Lighting Group | Amerlux | C4TV-66-LED-E-ST-TN1W-120-NF-3000 | Indoor Luminaires | Interior Directional | Track or Mono-Point Directional Luminaires | Standard | FALSE | [9 empty] | 3/11/2014 12:00:00 AM | Not Yet Verified | Not Yet Verified | Not Yet Verified |  |  | 3344 | 51.26 | 65.23 | 5.59 | 0.998 | 3000 | 80
P000004PF | Amerlux Exterior Lighting Group | Amerlux | C4TV-66-LED-E-ST-TN1W-120-FL-3000 | Indoor Luminaires | Interior Directional | Track or Mono-Point Directional Luminaires | Standard | FALSE | [9 empty] | 3/11/2014 12:00:00 AM | Not Yet Verified | Not Yet Verified | Not Yet Verified |  |  | 3144 | 48.19 | 65.23 | 5.59 | 0.998 | 3000 | 80
P000004PL | Amerlux Exterior Lighting Group | Amerlux | C4TV-66-LED-E-BT-TN1W-120-WF-2700 | Indoor Luminaires | Interior Directional | Track or Mono-Point Directional Luminaires | Standard | FALSE | [9 empty] | 3/11/2014 12:00:00 AM | Not Yet Verified | Not Yet Verified | Not Yet Verified |  |  | 2991 | 45.9 | 65.23 | 5.59 | 0.998 | 2719 | 80.8
P000004P7 | Amerlux Exterior Lighting Group | Amerlux | C4TV-66-LED-E-WT-TN1W-120-FL-3000 | Indoor Luminaires | Interior Directional | Track or Mono-Point Directional Luminaires | Standard | FALSE | [9 empty] | 3/11/2014 12:00:00 AM | Not Yet Verified | Not Yet Verified | Not Yet Verified |  |  | 3144 | 48.19 | 65.23 | 5.59 | 0.998 | 3000 | 80
P000004PD | Amerlux Exterior Lighting Group | Amerlux | C4TV-66-LED-E-BT-TN1W-120-FL-4000 | Indoor Luminaires | Interior Directional | Track or Mono-Point Directional Luminaires | Standard | FALSE | [9 empty] | 3/11/2014 12:00:00 AM | Not Yet Verified | Not Yet Verified | Not Yet Verified |  |  | 3356 | 51.49 | 65.19 | 5.16 | 0.998 | 3970 | 84.4
P000004PI | Amerlux Exterior Lighting Group | Amerlux | C4TV-66-LED-E-WT-TN1W-120-WF-3000 | Indoor Luminaires | Interior Directional | Track or Mono-Point Directional Luminaires | Standard | FALSE | [9 empty] | 3/11/2014 12:00:00 AM | Not Yet Verified | Not Yet Verified | Not Yet Verified |  |  | 3131 | 47.99 | 65.23 | 5.59 | 0.998 | 3000 | 80
P000004OV | Amerlux Exterior Lighting Group | Amerlux | C4TV-66-LED-E-WT-TN1W-120-NF-3000 | Indoor Luminaires | Interior Directional | Track or Mono-Point Directional Luminaires | Standard | FALSE | [9 empty] | 3/11/2014 12:00:00 AM | Not Yet Verified | Not Yet Verified | Not Yet Verified |  |  | 3344 | 51.26 | 65.23 | 5.59 | 0.998 | 3000 | 80
P000004P8 | Amerlux Exterior Lighting Group | Amerlux | C4TV-66-LED-E-WT-TN1W-120-FL-3500 | Indoor Luminaires | Interior Directional | Track or Mono-Point Directional Luminaires | Standard | FALSE | [9 empty] | 3/11/2014 12:00:00 AM | Not Yet Verified | Not Yet Verified | Not Yet Verified |  |  | 3289 | 50.42 | 65.23 | 5.99 | 0.998 | 3500 | 80
P000004PK | Amerlux Exterior Lighting Group | Amerlux | C4TV-66-LED-E-WT-TN1W-120-WF-4000 | Indoor Luminaires | Interior Directional | Track or Mono-Point Directional Luminaires | Standard | FALSE | [9 empty] | 3/11/2014 12:00:00 AM | Not Yet Verified | Not Yet Verified | Not Yet Verified |  |  | 3343 | 51.3 | 65.19 | 5.16 | 0.998 | 3970 | 84.4
P000004PO | Amerlux Exterior Lighting Group | Amerlux | C4TV-66-LED-E-BT-TN1W-120-WF-4000 | Indoor Luminaires | Interior Directional | Track or Mono-Point Directional Luminaires | Standard | FALSE | [9 empty] | 3/11/2014 12:00:00 AM | Not Yet Verified | Not Yet Verified | Not Yet Verified |  |  | 3343 | 51.3 | 65.19 | 5.16 | 0.998 | 3970 | 84.4
P000004P5 | Amerlux Exterior Lighting Group | Amerlux | C4TV-66-LED-E-ST-TN1W-120-NF-4000 | Indoor Luminaires | Interior Directional | Track or Mono-Point Directional Luminaires | Standard | FALSE | [9 empty] | 3/11/2014 12:00:00 AM | Not Yet Verified | Not Yet Verified | Not Yet Verified |  |  | 3570 | 54.77 | 65.19 | 5.16 | 0.998 | 3970 | 84.4
P000004P9 | Amerlux Exterior Lighting Group | Amerlux | C4TV-66-LED-E-WT-TN1W-120-FL-4000 | Indoor Luminaires | Interior Directional | Track or Mono-Point Directional Luminaires | Standard | FALSE | [9 empty] | 3/11/2014 12:00:00 AM | Not Yet Verified | Not Yet Verified | Not Yet Verified |  |  | 3356 | 51.49 | 65.19 | 5.16 | 0.998 | 3970 | 84.4
P000004PA | Amerlux Exterior Lighting Group | Amerlux | C4TV-66-LED-E-BT-TN1W-120-FL-2700 | Indoor Luminaires | Interior Directional | Track or Mono-Point Directional Luminaires | Standard | FALSE | [9 empty] | 3/11/2014 12:00:00 AM | Not Yet Verified | Not Yet Verified | Not Yet Verified |  |  | 3003 | 46.04 | 65.23 | 5.59 | 0.998 | 2719 | 80.8
P000004OU | Amerlux Exterior Lighting Group | Amerlux | C4TV-66-LED-E-WT-TN1W-120-NF-2700 | Indoor Luminaires | Interior Directional | Track or Mono-Point Directional Luminaires | Standard | FALSE | [9 empty] | 3/11/2014 12:00:00 AM | Not Yet Verified | Not Yet Verified | Not Yet Verified |  |  | 3194 | 48.97 | 65.23 | 5.59 | 0.998 | 2719 | 80.8
P000004OW | Amerlux Exterior Lighting Group | Amerlux | C4TV-66-LED-E-WT-TN1W-120-NF-3500 | Indoor Luminaires | Interior Directional | Track or Mono-Point Directional Luminaires | Standard | FALSE | [9 empty] | 3/11/2014 12:00:00 AM | Not Yet Verified | Not Yet Verified | Not Yet Verified |  |  | 3499 | 53.64 | 65.23 | 5.99 | 0.998 | 3500 | 80
P000004P2 | Amerlux Exterior Lighting Group | Amerlux | C4TV-66-LED-E-ST-TN1W-120-NF-2700 | Indoor Luminaires | Interior Directional | Track or Mono-Point Directional Luminaires | Standard | FALSE | [9 empty] | 3/11/2014 12:00:00 AM | Not Yet Verified | Not Yet Verified | Not Yet Verified |  |  | 3194 | 48.97 | 65.23 | 5.59 | 0.998 | 2719 | 80.8
P000004P4 | Amerlux Exterior Lighting Group | Amerlux | C4TV-66-LED-E-ST-TN1W-120-NF-3500 | Indoor Luminaires | Interior Directional | Track or Mono-Point Directional Luminaires | Standard | FALSE | [9 empty] | 3/11/2014 12:00:00 AM | Not Yet Verified | Not Yet Verified | Not Yet Verified |  |  | 3499 | 53.64 | 65.23 | 5.99 | 0.998 | 3500 | 80
P000004PC | Amerlux Exterior Lighting Group | Amerlux | C4TV-66-LED-E-BT-TN1W-120-FL-3500 | Indoor Luminaires | Interior Directional | Track or Mono-Point Directional Luminaires | Standard | FALSE | [9 empty] | 3/11/2014 12:00:00 AM | Not Yet Verified | Not Yet Verified | Not Yet Verified |  |  | 3289 | 50.42 | 65.23 | 5.99 | 0.998 | 3500 | 80
P000004PE | Amerlux Exterior Lighting Group | Amerlux | C4TV-66-LED-E-ST-TN1W-120-FL-2700 | Indoor Luminaires | Interior Directional | Track or Mono-Point Directional Luminaires | Standard | FALSE | [9 empty] | 3/11/2014 12:00:00 AM | Not Yet Verified | Not Yet Verified | Not Yet Verified |  |  | 3003 | 46.04 | 65.23 | 5.59 | 0.998 | 2719 | 80.8
P000004PH | Amerlux Exterior Lighting Group | Amerlux | C4TV-66-LED-E-ST-TN1W-120-FL-4000 | Indoor Luminaires | Interior Directional | Track or Mono-Point Directional Luminaires | Standard | FALSE | [9 empty] | 3/11/2014 12:00:00 AM | Not Yet Verified | Not Yet Verified | Not Yet Verified |  |  | 3356 | 51.49 | 65.19 | 5.16 | 0.998 | 3970 | 84.4
P000004PM | Amerlux Exterior Lighting Group | Amerlux | C4TV-66-LED-E-BT-TN1W-120-WF-3000 | Indoor Luminaires | Interior Directional | Track or Mono-Point Directional Luminaires | Standard | FALSE | [9 empty] | 3/11/2014 12:00:00 AM | Not Yet Verified | Not Yet Verified | Not Yet Verified |  |  | 3131 | 47.99 | 65.23 | 5.59 | 0.998 | 3000 | 80
P000004PP | Amerlux Exterior Lighting Group | Amerlux | C4TV-66-LED-E-ST-TN1W-120-WF-2700 | Indoor Luminaires | Interior Directional | Track or Mono-Point Directional Luminaires | Standard | FALSE | [9 empty] | 3/11/2014 12:00:00 AM | Not Yet Verified | Not Yet Verified | Not Yet Verified |  |  | 2991 | 45.9 | 65.23 | 5.59 | 0.998 | 2719 | 80.8
P000004PQ | Amerlux Exterior Lighting Group | Amerlux | C4TV-66-LED-E-ST-TN1W-120-WF-3000 | Indoor Luminaires | Interior Directional | Track or Mono-Point Directional Luminaires | Standard | FALSE | [9 empty] | 3/11/2014 12:00:00 AM | Not Yet Verified | Not Yet Verified | Not Yet Verified |  |  | 3131 | 47.99 | 65.23 | 5.59 | 0.998 | 3000 | 80
P000004PR | Amerlux Exterior Lighting Group | Amerlux | C4TV-66-LED-E-ST-TN1W-120-WF-3500 | Indoor Luminaires | Interior Directional | Track or Mono-Point Directional Luminaires | Standard | FALSE | [9 empty] | 3/11/2014 12:00:00 AM | Not Yet Verified | Not Yet Verified | Not Yet Verified |  |  | 3276 | 50.22 | 65.23 | 5.99 | 0.998 | 3500 | 80
P000004PS | Amerlux Exterior Lighting Group | Amerlux | C4TV-66-LED-E-ST-TN1W-120-WF-4000 | Indoor Luminaires | Interior Directional | Track or Mono-Point Directional Luminaires | Standard | FALSE | [9 empty] | 3/11/2014 12:00:00 AM | Not Yet Verified | Not Yet Verified | Not Yet Verified |  |  | 3343 | 51.3 | 65.19 | 5.16 | 0.998 | 3970 | 84.4
P000004PG | Amerlux Exterior Lighting Group | Amerlux | C4TV-66-LED-E-ST-TN1W-120-FL-3500 | Indoor Luminaires | Interior Directional | Track or Mono-Point Directional Luminaires | Standard | FALSE | [9 empty] | 3/11/2014 12:00:00 AM | Not Yet Verified | Not Yet Verified | Not Yet Verified |  |  | 3289 | 50.42 | 65.23 | 5.99 | 0.998 | 3500 | 80
P000004PN | Amerlux Exterior Lighting Group | Amerlux | C4TV-66-LED-E-BT-TN1W-120-WF-3500 | Indoor Luminaires | Interior Directional | Track or Mono-Point Directional Luminaires | Standard | FALSE | [9 empty] | 3/11/2014 12:00:00 AM | Not Yet Verified | Not Yet Verified | Not Yet Verified |  |  | 3276 | 50.22 | 65.23 | 5.99 | 0.998 | 3500 | 80
PB8F9M6K2 | ATG Electronics Corp. | ATG Electronics Corp. | LIFI-35F-2FT | Indoor Luminaires | Interior Directional | Track or Mono-Point Directional Luminaires | Standard | TRUE | 2821.212 | 78.54 | 35.92 | 18.24 | 0.9192 | 3443 | 96.5 | 5 | 156000 | 1/6/2016 12:00:00 AM | Not Dimmable | Not Dimmable | No |  | 3 | 2800 | 80 | 35 | 20 | 0.9 | 3500 | 96
P00001H8J | AU Lighting Limited | AU Lighting | AU-LED-M20 | Indoor Luminaires | Interior Directional | Track or Mono-Point Directional Luminaires | Standard | TRUE | 968 | 46.5 | 20.8 | 11.96 | 0.935 | 4019 | 82 | 5 | 50000 | 12/4/2013 12:00:00 AM | Not Yet Verified | Not Yet Verified | Not Yet Verified |  | 2 | 900 | 45 | 20 |  |  | 4000 | 80
P00001H8K | AU Lighting Limited | AU Lighting | AU-LED-M65 | Indoor Luminaires | Interior Directional | Track or Mono-Point Directional Luminaires | Standard | TRUE | 3550 | 58 | 61.2 | 6.31 | 0.9939 | 3887 | 86 | 5 | 50000 | 12/4/2013 12:00:00 AM | Not Yet Verified | Not Yet Verified | Not Yet Verified |  | 2 | 3250 | 50 | 65 |  |  | 4000 | 80
PNHGA46T | ConTech Lighting | ConTech Lighting | [C,H,L,P]TL8061[H, V]S27D [120V Only] | Indoor Luminaires | Interior Directional | Track or Mono-Point Directional Luminaires | Standard | TRUE | 829.66 | 71 | 11.67 | 13 | 0.91 | 2669 | 83 | 5 | 50000 | 2/27/2015 12:00:00 AM | Dimmable | Continuous Below 10 | Not Yet Verified |  | 2.1 | 829.66 | 71 | 11.67 | 13 | 0.91 | 2700 | 83
PYJMD5A1 | ConTech Lighting | ConTech Lighting | [C,H,L,P]TL8061[H, V]M35D [120V Only] | Indoor Luminaires | Interior Directional | Track or Mono-Point Directional Luminaires | Standard | FALSE | [9 empty] | 2/27/2015 12:00:00 AM | Dimmable | Continuous Below 10 | Not Yet Verified |  |  | 941.9 | 79 | 11.86 | 13 | 0.91 | 3500 | 83
PWZVG5VC | ConTech Lighting | ConTech Lighting | [C,H,L,P]TL8061[H, V]F3D [120V Only] | Indoor Luminaires | Interior Directional | Track or Mono-Point Directional Luminaires | Standard | FALSE | [9 empty] | 2/27/2015 12:00:00 AM | Dimmable | Continuous Below 10 | Not Yet Verified |  |  | 1040.12 | 90 | 11.58 | 13 | 0.91 | 3000 | 83
P76R52Q4 | ConTech Lighting | ConTech Lighting | [C,H,L,P]TL8061[H, V]F4D [120V Only] | Indoor Luminaires | Interior Directional | Track or Mono-Point Directional Luminaires | Standard | FALSE | [9 empty] | 2/27/2015 12:00:00 AM | Dimmable | Continuous Below 10 | Not Yet Verified |  |  | 1040.12 | 90 | 11.58 | 14 | 0.9 | 4000 | 84
PTN9DJTF | ConTech Lighting | ConTech Lighting | [C,H,L,P]TL8061[H, V]S35D [120V Only] | Indoor Luminaires | Interior Directional | Track or Mono-Point Directional Luminaires | Standard | FALSE | [9 empty] | 2/27/2015 12:00:00 AM | Dimmable | Continuous Below 10 | Not Yet Verified |  |  | 829.96 | 71 | 11.67 | 13 | 0.91 | 3500 | 83
PPE3H2JS | ConTech Lighting | ConTech Lighting | [C,H,L,P]TL8061[H, V]F35D [120V Only] | Indoor Luminaires | Interior Directional | Track or Mono-Point Directional Luminaires | Standard | FALSE | [9 empty] | 2/27/2015 12:00:00 AM | Dimmable | Continuous Below 10 | Not Yet Verified |  |  | 1040.12 | 90 | 11.58 | 13 | 0.91 | 3500 | 83
PEZYV55Z | ConTech Lighting | ConTech Lighting | [C,H,L,P]TL8061[H, V]M27D [120V Only] | Indoor Luminaires | Interior Directional | Track or Mono-Point Directional Luminaires | Standard | FALSE | [9 empty] | 2/27/2015 12:00:00 AM | Dimmable | Continuous Below 10 | Not Yet Verified |  |  | 941.9 | 79 | 11.86 | 13 | 0.91 | 2700 | 83
PQ85KA17 | ConTech Lighting | ConTech Lighting | [C,H,L,P]TL8061[H, V]M3D [120V Only] | Indoor Luminaires | Interior Directional | Track or Mono-Point Directional Luminaires | Standard | FALSE | [9 empty] | 2/27/2015 12:00:00 AM | Dimmable | Continuous Below 10 | Not Yet Verified |  |  | 941.9 | 79 | 11.86 | 13 | 0.91 | 3000 | 83
P5KNECZJ | ConTech Lighting | ConTech Lighting | [C,H,L,P]TL8061[H, V]S3D [120V Only] | Indoor Luminaires | Interior Directional | Track or Mono-Point Directional Luminaires | Standard | FALSE | [9 empty] | 2/27/2015 12:00:00 AM | Dimmable | Continuous Below 10 | Not Yet Verified |  |  | 829.96 | 71 | 11.67 | 13 | 0.91 | 3000 | 83
PEGGU12F | ConTech Lighting | ConTech Lighting | [C,H,L,P]TL8061[H, V]S4D [120V Only] | Indoor Luminaires | Interior Directional | Track or Mono-Point Directional Luminaires | Standard | FALSE | [9 empty] | 2/27/2015 12:00:00 AM | Dimmable | Continuous Below 10 | Not Yet Verified |  |  | 829.96 | 71 | 11.24 | 14 | 0.9 | 4000 | 84
PKTVQVCG | ConTech Lighting | ConTech Lighting | [C,H,L,P]TL8061[H, V]M4D [120V Only] | Indoor Luminaires | Interior Directional | Track or Mono-Point Directional Luminaires | Standard | FALSE | [9 empty] | 2/27/2015 12:00:00 AM | Dimmable | Continuous Below 10 | Not Yet Verified |  |  | 941.9 | 79 | 11.86 | 14 | 0.9 | 4000 | 84
PB9RDDM1 | ConTech Lighting | ConTech Lighting | [C,H,L,P]TL8061[H, V]F27D [120V Only] | Indoor Luminaires | Interior Directional | Track or Mono-Point Directional Luminaires | Standard | FALSE | [9 empty] | 2/27/2015 12:00:00 AM | Dimmable | Continuous Below 10 | Not Yet Verified |  |  | 1040.12 | 90 | 11.58 | 13 | 0.91 | 2700 | 83
PGCEK3TP | ConTech Lighting | ConTech Lighting | [C,H,L,P]TL8061[H, V]S27C[120V Only] | Indoor Luminaires | Interior Directional | Track or Mono-Point Directional Luminaires | Standard | TRUE | 586.16 | 51 | 11.63 | 13 | 0.9 | 2745 | 96 | 5 | 50000 | 2/27/2015 12:00:00 AM | Dimmable | Continuous Below 10 | Not Yet Verified |  | 2.1 | 586.16 | 51 | 11.63 | 13 | 0.9 | 2700 | 96
P9QG7PFB | ConTech Lighting | ConTech Lighting | [C,H,L,P]TL8061[H, V]S3C[120V Only] | Indoor Luminaires | Interior Directional | Track or Mono-Point Directional Luminaires | Standard | FALSE | [9 empty] | 2/27/2015 12:00:00 AM | Dimmable | Continuous Below 10 | Not Yet Verified |  |  | 588.16 | 51 | 11.63 | 13 | 0.9 | 3000 | 96
PXR6BBYQ | ConTech Lighting | ConTech Lighting | [C,H,L,P]TL8061[H, V]M3C[120V Only] | Indoor Luminaires | Interior Directional | Track or Mono-Point Directional Luminaires | Standard | FALSE | [9 empty] | 2/27/2015 12:00:00 AM | Dimmable | Continuous Below 10 | Not Yet Verified |  |  | 733.64 | 63 | 11.67 | 13 | 0.9 | 3000 | 96
P1VMNCQN | ConTech Lighting | ConTech Lighting | [C,H,L,P]TL8061[H, V]M35C[120V Only] | Indoor Luminaires | Interior Directional | Track or Mono-Point Directional Luminaires | Standard | FALSE | [9 empty] | 2/27/2015 12:00:00 AM | Dimmable | Continuous Below 10 | Not Yet Verified |  |  | 733.64 | 63 | 11.67 | 13 | 0.9 | 3500 | 96
PU27ARY7 | ConTech Lighting | ConTech Lighting | [C,H,L,P]TL8061[H, V]S35C[120V Only] | Indoor Luminaires | Interior Directional | Track or Mono-Point Directional Luminaires | Standard | FALSE | [9 empty] | 2/27/2015 12:00:00 AM | Dimmable | Continuous Below 10 | Not Yet Verified |  |  | 588.16 | 51 | 11.63 | 13 | 0.9 | 3500 | 96
PP3F33ZD | ConTech Lighting | ConTech Lighting | [C,H,L,P]TL8061[H, V]S4C[120V Only] | Indoor Luminaires | Interior Directional | Track or Mono-Point Directional Luminaires | Standard | FALSE | [9 empty] | 2/27/2015 12:00:00 AM | Dimmable | Continuous Below 10 | Not Yet Verified |  |  | 588.16 | 51 | 11.63 | 13 | 0.9 | 4000 | 96
PDAHM67Q | ConTech Lighting | ConTech Lighting | [C,H,L,P]TL8061[H, V]M27C[120V Only] | Indoor Luminaires | Interior Directional | Track or Mono-Point Directional Luminaires | Standard | FALSE | [9 empty] | 2/27/2015 12:00:00 AM | Dimmable | Continuous Below 10 | Not Yet Verified |  |  | 733.64 | 63 | 11.67 | 13 | 0.9 | 2700 | 96
PKA8P9TY | ConTech Lighting | ConTech Lighting | [C,H,L,P]TL8061[H, V]F35C[120V Only] | Indoor Luminaires | Interior Directional | Track or Mono-Point Directional Luminaires | Standard | FALSE | [9 empty] | 2/27/2015 12:00:00 AM | Dimmable | Continuous Below 10 | Not Yet Verified |  |  | 759.48 | 63 | 11.98 | 12 | 0.91 | 3500 | 96
PG5RZJ19 | ConTech Lighting | ConTech Lighting | [C,H,L,P]TL8061[H, V]F4C[120V Only] | Indoor Luminaires | Interior Directional | Track or Mono-Point Directional Luminaires | Standard | FALSE | [9 empty] | 2/27/2015 12:00:00 AM | Dimmable | Continuous Below 10 | Not Yet Verified |  |  | 759.48 | 63 | 11.98 | 12 | 0.91 | 4000 | 96
PDT4M263 | ConTech Lighting | ConTech Lighting | [C,H,L,P]TL8061[H, V]M4C[120V Only] | Indoor Luminaires | Interior Directional | Track or Mono-Point Directional Luminaires | Standard | FALSE | [9 empty] | 2/27/2015 12:00:00 AM | Dimmable | Continuous Below 10 | Not Yet Verified |  |  | 733.64 | 63 | 11.67 | 13 | 0.9 | 4000 | 96
PP8VTHX7 | ConTech Lighting | ConTech Lighting | [C,H,L,P]TL8061[H, V]F3C[120V Only] | Indoor Luminaires | Interior Directional | Track or Mono-Point Directional Luminaires | Standard | FALSE | [9 empty] | 2/27/2015 12:00:00 AM | Dimmable | Continuous Below 10 | Not Yet Verified |  |  | 759.48 | 63 | 11.98 | 12 | 0.91 | 3000 | 96
PJ8T93K6 | ConTech Lighting | ConTech Lighting | [C,H,L,P]TL8061[H, V]F27C[120V Only] | Indoor Luminaires | Interior Directional | Track or Mono-Point Directional Luminaires | Standard | FALSE | [9 empty] | 2/27/2015 12:00:00 AM | Dimmable | Continuous Below 10 | Not Yet Verified |  |  | 759.48 | 63 | 11.98 | 12 | 0.91 | 2700 | 96
PRQ8P66Y | ConTech Lighting | Contech Lighting | CL8535KMVD2PMCLR | Indoor Luminaires | Interior Directional | Track or Mono-Point Directional Luminaires | Standard | TRUE | 2222.29 | 76 | 29.21 | 15 | 0.91 | 3508 | 82 | 5 | 50000 | 5/9/2016 12:00:00 AM | Dimmable | Continuous Above 10 | No |  | 3.1 | 2222.29 | 76 | 29.21 | 11 | 0.99 | 3500 | 82
P8XWW6JX | ConTech Lighting | Contech Lighting | CYL6340KMVDCXMCLR | Indoor Luminaires | Interior Directional | Track or Mono-Point Directional Luminaires | Standard | TRUE | 2108.56 | 105 | 20.16 | 15 | 0.94 | 3956 | 83.2 | 5 | 50000 | 5/9/2016 12:00:00 AM | Dimmable | Continuous Above 10 | No |  | 3.1 | 2108.56 | 105 | 20.16 | 11 | 0.99 | 4000 | 83
PNBMY4RP | ConTech Lighting | ConTech Lighting | [C,H,L,P]TL8062XS27CD | Indoor Luminaires | Interior Directional | Track or Mono-Point Directional Luminaires | Standard | TRUE | 875.76 | 56 | 15.68 | 9 | 0.95 | 2727 | 96 | 5 | 50000 | 6/29/2015 12:00:00 AM | Dimmable | Continuous Below 10 | Not Yet Verified |  | 2.1 | 875.76 | 56 | 15.68 | 20 | 0.9 | 2700 | 96
PRDHY9KK | ConTech Lighting | ConTech Lighting | [C,H,L,P]TL8062XS35CD | Indoor Luminaires | Interior Directional | Track or Mono-Point Directional Luminaires | Standard | FALSE | [9 empty] | 6/29/2015 12:00:00 AM | Dimmable | Continuous Below 10 | Not Yet Verified |  |  | 902.03 | 57.53 | 15.68 | 20 | 0.9 | 3500 | 96
PN8M9UB3 | ConTech Lighting | ConTech Lighting | [C,H,L,P]TL8062XS4CD | Indoor Luminaires | Interior Directional | Track or Mono-Point Directional Luminaires | Standard | FALSE | [9 empty] | 6/29/2015 12:00:00 AM | Dimmable | Continuous Below 10 | Not Yet Verified |  |  | 910.79 | 58.09 | 15.68 | 20 | 0.9 | 4000 | 95
P86JHQPD | ConTech Lighting | ConTech Lighting | [C,H,L,P]TL8062XM27CD | Indoor Luminaires | Interior Directional | Track or Mono-Point Directional Luminaires | Standard | FALSE | [9 empty] | 6/29/2015 12:00:00 AM | Dimmable | Continuous Below 10 | Not Yet Verified |  |  | 986 | 63 | 15.67 | 20 | 0.9 | 2700 | 96
P34FJ9T9 | ConTech Lighting | ConTech Lighting | [C,H,L,P]TL8062XM4CD | Indoor Luminaires | Interior Directional | Track or Mono-Point Directional Luminaires | Standard | FALSE | [9 empty] | 6/29/2015 12:00:00 AM | Dimmable | Continuous Below 10 | Not Yet Verified |  |  | 1025.44 | 65.44 | 15.67 | 20 | 0.9 | 4000 | 95
PN9QFCZ6 | ConTech Lighting | ConTech Lighting | [C,H,L,P]TL8062XF35CD | Indoor Luminaires | Interior Directional | Track or Mono-Point Directional Luminaires | Standard | FALSE | [9 empty] | 6/29/2015 12:00:00 AM | Dimmable | Continuous Below 10 | Not Yet Verified |  |  | 946.43 | 61.02 | 15.51 | 20 | 0.9 | 3500 | 96
PH9KG7MF | ConTech Lighting | ConTech Lighting | [C,H,L,P]TL8062XF4CD | Indoor Luminaires | Interior Directional | Track or Mono-Point Directional Luminaires | Standard | FALSE | [9 empty] | 6/29/2015 12:00:00 AM | Dimmable | Continuous Below 10 | Not Yet Verified |  |  | 955.61 | 61.61 | 15.51 | 20 | 0.9 | 4000 | 95
PR2HJ3HV | ConTech Lighting | ConTech Lighting | [C,H,L,P]TL8062XM3CD | Indoor Luminaires | Interior Directional | Track or Mono-Point Directional Luminaires | Standard | FALSE | [9 empty] | 6/29/2015 12:00:00 AM | Dimmable | Continuous Below 10 | Not Yet Verified |  |  | 1005.72 | 64.18 | 15.67 | 20 | 0.9 | 2700 | 96
P6JFWUDX | ConTech Lighting | ConTech Lighting | [C,H,L,P]TL8062XS3CD | Indoor Luminaires | Interior Directional | Track or Mono-Point Directional Luminaires | Standard | FALSE | [9 empty] | 6/29/2015 12:00:00 AM | Dimmable | Continuous Below 10 | Not Yet Verified |  |  | 893.28 | 56.97 | 15.68 | 20 | 0.9 | 3000 | 96
PDAYKQW7 | ConTech Lighting | ConTech Lighting | [C,H,L,P]TL8062XF27CD | Indoor Luminaires | Interior Directional | Track or Mono-Point Directional Luminaires | Standard | FALSE | [9 empty] | 6/29/2015 12:00:00 AM | Dimmable | Continuous Below 10 | Not Yet Verified |  |  | 918.86 | 59 | 15.51 | 20 | 0.9 | 2700 | 96
PP7PE1UA | ConTech Lighting | ConTech Lighting | [C,H,L,P]TL8062XF3CD | Indoor Luminaires | Interior Directional | Track or Mono-Point Directional Luminaires | Standard | FALSE | [9 empty] | 6/29/2015 12:00:00 AM | Dimmable | Continuous Below 10 | Not Yet Verified |  |  | 937.24 | 60.43 | 15.51 | 20 | 0.9 | 3000 | 96
PRZMZMDR | ConTech Lighting | ConTech Lighting | [C,H,L,P]TL8062XM35CD | Indoor Luminaires | Interior Directional | Track or Mono-Point Directional Luminaires | Standard | FALSE | [9 empty] | 6/29/2015 12:00:00 AM | Dimmable | Continuous Below 10 | Not Yet Verified |  |  | 1015.58 | 64.81 | 15.67 | 20 | 0.9 | 2700 | 96
PCC8Q6DM | ConTech Lighting | ConTech Lighting | [C,H,L,P]TL8063XS27CD | Indoor Luminaires | Interior Directional | Track or Mono-Point Directional Luminaires | Standard | TRUE | 1105.92 | 50 | 22.14 | 18 | 0.93 | 2747 | 95 | 5 | 50000 | 6/29/2015 12:00:00 AM | Dimmable | Continuous Below 10 | Not Yet Verified |  | 2.1 | 1105.92 | 50 | 22.14 | 20 | 0.9 | 2700 | 95
P38UWURR | ConTech Lighting | ConTech Lighting | [C,H,L,P]TL8063XS35CD | Indoor Luminaires | Interior Directional | Track or Mono-Point Directional Luminaires | Standard | FALSE | [9 empty] | 6/29/2015 12:00:00 AM | Dimmable | Continuous Below 10 | Not Yet Verified |  |  | 1139.1 | 51.45 | 22.14 | 20 | 0.9 | 3500 | 95
P4Q15RYW | ConTech Lighting | ConTech Lighting | [C,H,L,P]TL8063XM3CD | Indoor Luminaires | Interior Directional | Track or Mono-Point Directional Luminaires | Standard | FALSE | [9 empty] | 6/29/2015 12:00:00 AM | Dimmable | Continuous Below 10 | Not Yet Verified |  |  | 1186.99 | 50.25 | 23.62 | 20 | 0.9 | 2700 | 95
PQR3RB4R | ConTech Lighting | ConTech Lighting | [C,H,L,P]TL8063XM35CD | Indoor Luminaires | Interior Directional | Track or Mono-Point Directional Luminaires | Standard | FALSE | [9 empty] | 6/29/2015 12:00:00 AM | Dimmable | Continuous Below 10 | Not Yet Verified |  |  | 1198.63 | 50.75 | 23.62 | 20 | 0.9 | 2700 | 95
PM5SCAR1 | ConTech Lighting | ConTech Lighting | [C,H,L,P]TL8063XF27CD | Indoor Luminaires | Interior Directional | Track or Mono-Point Directional Luminaires | Standard | FALSE | [9 empty] | 6/29/2015 12:00:00 AM | Dimmable | Continuous Below 10 | Not Yet Verified |  |  | 1172.82 | 59 | 22.86 | 20 | 0.9 | 2700 | 95
PAPDSK2M | ConTech Lighting | ConTech Lighting | [C,H,L,P]TL8063XM27CD | Indoor Luminaires | Interior Directional | Track or Mono-Point Directional Luminaires | Standard | FALSE | [9 empty] | 6/29/2015 12:00:00 AM | Dimmable | Continuous Below 10 | Not Yet Verified |  |  | 1163.72 | 49 | 23.62 | 20 | 0.9 | 2700 | 95
PA1VN5ZH | ConTech Lighting | ConTech Lighting | [C,H,L,P]TL8063XM4CD | Indoor Luminaires | Interior Directional | Track or Mono-Point Directional Luminaires | Standard | FALSE | [9 empty] | 6/29/2015 12:00:00 AM | Dimmable | Continuous Below 10 | Not Yet Verified |  |  | 1210.27 | 51.24 | 23.62 | 20 | 0.9 | 4000 | 94
PKKR1JPA | ConTech Lighting | ConTech Lighting | [C,H,L,P]TL8063XF4CD | Indoor Luminaires | Interior Directional | Track or Mono-Point Directional Luminaires | Standard | FALSE | [9 empty] | 6/29/2015 12:00:00 AM | Dimmable | Continuous Below 10 | Not Yet Verified |  |  | 1219.73 | 53.36 | 22.86 | 20 | 0.9 | 4000 | 94
P2V8PWXC | ConTech Lighting | ConTech Lighting | [C,H,L,P]TL8063XS3CD | Indoor Luminaires | Interior Directional | Track or Mono-Point Directional Luminaires | Standard | FALSE | [9 empty] | 6/29/2015 12:00:00 AM | Dimmable | Continuous Below 10 | Not Yet Verified |  |  | 1128.04 | 50.95 | 22.14 | 20 | 0.9 | 3000 | 95
P42C73D5 | ConTech Lighting | ConTech Lighting | [C,H,L,P]TL8063XS4CD | Indoor Luminaires | Interior Directional | Track or Mono-Point Directional Luminaires | Standard | FALSE | [9 empty] | 6/29/2015 12:00:00 AM | Dimmable | Continuous Below 10 | Not Yet Verified |  |  | 1150.16 | 51.95 | 22.14 | 20 | 0.9 | 4000 | 94
PF56K618 | ConTech Lighting | ConTech Lighting | [C,H,L,P]TL8063XF3CD | Indoor Luminaires | Interior Directional | Track or Mono-Point Directional Luminaires | Standard | FALSE | [9 empty] | 6/29/2015 12:00:00 AM | Dimmable | Continuous Below 10 | Not Yet Verified |  |  | 1196.28 | 52.33 | 22.86 | 20 | 0.9 | 3000 | 95
PU42D25Q | ConTech Lighting | ConTech Lighting | [C,H,L,P]TL8063XF35CD | Indoor Luminaires | Interior Directional | Track or Mono-Point Directional Luminaires | Standard | FALSE | [9 empty] | 6/29/2015 12:00:00 AM | Dimmable | Continuous Below 10 | Not Yet Verified |  |  | 1208 | 52.84 | 22.86 | 20 | 0.9 | 3500 | 95
PKKBDNW3 | ConTech Lighting | Contech Lighting | CL8635K12DPMCLR | Indoor Luminaires | Interior Directional | Track or Mono-Point Directional Luminaires | Standard | TRUE | 3998.23 | 93 | 43.01 | 19 | 0.99 | 3419 | 83.1 | 5 | 50000 | 5/10/2016 12:00:00 AM | Not Dimmable | Not Dimmable | No |  | 3.1 | 3998.23 | 93 | 43.01 | 10 | 0.99 | 3500 | 83
PM8SRE8Y1 | ConTech Lighting | ConTech Lighting | [C,H,L,P]TL8062[H,V]S27D [120V ONLY] | Indoor Luminaires | Interior Directional | Track or Mono-Point Directional Luminaires | Standard | TRUE | 1038.3 | 63 | 16.43 | 10 | 0.95 | 2682 | 82 | 5 | 50000 | 3/5/2014 12:00:00 AM | Dimmable | Continuous Below 10 | Not Yet Verified |  | 2.1 | 1150 |  | 16 |  |  | 2700 | 80
PJBFW32Z | ConTech Lighting | ConTech Lighting | [C,H,L,P]TL8063[H,V]S27D [120V ONLY] | Indoor Luminaires | Interior Directional | Track or Mono-Point Directional Luminaires | Standard | TRUE | 1192.66 | 52 | 23.11 | 12 | 0.99 | 2738 | 82 | 5 | 50000 | 3/5/2014 12:00:00 AM | Dimmable | Continuous Below 10 | Not Yet Verified |  | 2.1 | 1500 |  | 24 |  |  | 2700 | 80
PCR37TRG | ConTech Lighting | ConTech Lighting | [C, H, L, P]TL171SM27D-P | Indoor Luminaires | Interior Directional | Track or Mono-Point Directional Luminaires | Standard | TRUE | 2537.9 | 47 | 53.92 | 12 | 0.98 | 2803 | 78.5 | 5 | 50000 | 2/6/2015 12:00:00 AM | Dimmable | Continuous Below 10 | Not Yet Verified |  | 2.1 | 3531 | 63 | 56 |  |  | 2700 | 82
PZGWMWXF | ConTech Lighting | ConTech Lighting | [C, H, L, P]TL171SM35D-P | Indoor Luminaires | Interior Directional | Track or Mono-Point Directional Luminaires | Standard | FALSE | [9 empty] | 2/6/2015 12:00:00 AM | Dimmable | Continuous Below 10 | Not Yet Verified |  |  | 3531 | 63 | 56 |  |  | 3500 | 82
P6V5261M | ConTech Lighting | ConTech Lighting | [C, H, L, P]TL171SM30D-P | Indoor Luminaires | Interior Directional | Track or Mono-Point Directional Luminaires | Standard | FALSE | [9 empty] | 2/6/2015 12:00:00 AM | Dimmable | Continuous Below 10 | Not Yet Verified |  |  | 3531 | 63 | 56 |  |  | 3000 | 82
PW3Q722F | ConTech Lighting | ConTech Lighting | CL8630K12DC-MCLR-PA | Indoor Luminaires | Interior Directional | Track or Mono-Point Directional Luminaires | Standard | TRUE | 3712.66 | 86 | 43 | 15 | 0.92 | 3076 | 83 | 5 | 50000 | 5/15/2015 12:00:00 AM | Not Dimmable | Not Dimmable | Not Yet Verified |  | 2.1 | 3712.66 | 86 | 43 | 12 | 0.99 | 3076 | 83
P8CASBYG | ConTech Lighting | ConTech Lighting | CL8640K12DC-MCLR-PA | Indoor Luminaires | Interior Directional | Track or Mono-Point Directional Luminaires | Standard | FALSE | [9 empty] | 5/15/2015 12:00:00 AM | Not Dimmable | Not Dimmable | Not Yet Verified |  |  | 4012.01 | 93 | 43.17 | 9 | 0.99 | 4079 | 83
PGCAF8YH | ConTech Lighting | ConTech Lighting | [C, H, L, P]TL170SM27D-P | Indoor Luminaires | Interior Directional | Track or Mono-Point Directional Luminaires | Standard | TRUE | 1959.19 | 52 | 37.34 | 15 | 0.97 | 2781 | 79 | 5 | 50000 | 12/22/2014 12:00:00 AM | Dimmable | Continuous Below 10 | Not Yet Verified |  | 2.1 |  |  | 40 |  |  | 2700 | 80
P000006AV | Eaton (formerly Cooper Lighting) | HALO | L805LRGWW830 [Voltage includes 120V] | Indoor Luminaires | Interior Directional | Track or Mono-Point Directional Luminaires | Standard | TRUE | 1207 | 65.92 | 18.31 | 10.27 | 0.989 |  |  | 5 | 50000 | 2/2/2012 12:00:00 AM | Not Yet Verified | Not Yet Verified | Not Yet Verified |  | 1.6 |  |  | 18 |  |  | 3000 | 85
P000006AX | Eaton (formerly Cooper Lighting) | HALO | L805LRGWW840HO [Voltage includes 120V] | Indoor Luminaires | Interior Directional | Track or Mono-Point Directional Luminaires | Standard | TRUE | 2570 | 70.7 | 36.4 |  | 0.96548 | 4028.6 | 81.48 | 5 | 50000 | 2/2/2012 12:00:00 AM | Not Yet Verified | Not Yet Verified | Not Yet Verified |  | 1.6 |  |  | 38 |  |  | 4000 | 85
P000006AW | Eaton (formerly Cooper Lighting) | HALO | L805LRGWW830HO [Voltage includes 120V] | Indoor Luminaires | Interior Directional | Track or Mono-Point Directional Luminaires | Standard | TRUE | 2387 | 64.8 | 36.8 |  | 0.9695 | 3037 | 80.9 | 5 | 50000 | 2/2/2012 12:00:00 AM | Not Yet Verified | Not Yet Verified | Not Yet Verified |  | 1.6 |  |  | 38 |  | 0.9 | 3000 | 85
P000006AY | Eaton (formerly Cooper Lighting) | HALO | [All Track]805LRGSP830[All Finish][Voltage includes 120V] | Indoor Luminaires | Interior Directional | Track or Mono-Point Directional Luminaires | Standard | FALSE | [9 empty] | 2/2/2012 12:00:00 AM | Not Yet Verified | Not Yet Verified | Not Yet Verified |  |  | 2399 | 64.1 | 38 |  | 0.9 | 3000 | 85
P000006AZ | Eaton (formerly Cooper Lighting) | HALO | [All Track]805LRGNF830[All Finish][Voltage includes 120V] | Indoor Luminaires | Interior Directional | Track or Mono-Point Directional Luminaires | Standard | FALSE | [9 empty] | 2/2/2012 12:00:00 AM | Not Yet Verified | Not Yet Verified | Not Yet Verified |  |  | 2383 | 63.6 | 38 |  | 0.9 | 3000 | 85
P000006B0 | Eaton (formerly Cooper Lighting) | HALO | [All Track]805LRGFL830[All Finish][Voltage includes 120V] | Indoor Luminaires | Interior Directional | Track or Mono-Point Directional Luminaires | Standard | FALSE | [9 empty] | 2/2/2012 12:00:00 AM | Not Yet Verified | Not Yet Verified | Not Yet Verified |  |  | 2319 | 62 | 38 |  | 0.9 | 3000 | 85
P000006B6 | Eaton (formerly Cooper Lighting) | Halo Track | L805MEDNF830 | Indoor Luminaires | Interior Directional | Track or Mono-Point Directional Luminaires | Standard | TRUE | 903 | 51.6 | 17.51 | 22.39 | 0.8869 | 3094 | 89.2 | 5 | 50000 | 7/23/2012 12:00:00 AM | Not Yet Verified | Not Yet Verified | Not Yet Verified |  | 1.6 | 903 | 51.6 | 18 |  | 0.92 | 3000 | 85
P000006B7 | Eaton (formerly Cooper Lighting) | Halo Track | L805MEDSP840 | Indoor Luminaires | Interior Directional | Track or Mono-Point Directional Luminaires | Standard | TRUE | 1436 | 84.8 | 16.9 | 22.39 | 0.8869 | 4002 | 84.6 | 5 | 50000 | 7/23/2012 12:00:00 AM | Not Yet Verified | Not Yet Verified | Not Yet Verified |  | 1.6 | 1248.75 | 64.5 | 18 |  | 0.92 | 4000 | 85
P000006BH | Eaton (formerly Cooper Lighting) | Halo Track | L805SMLSP840 | Indoor Luminaires | Interior Directional | Track or Mono-Point Directional Luminaires | Standard | TRUE | 561 | 71.8 | 7.8 | 11.59 | 0.9757 | 3963 | 83.9 | 5 | 50000 | 7/23/2012 12:00:00 AM | Not Yet Verified | Not Yet Verified | Not Yet Verified |  | 1.6 | 518.4 | 62.505 | 7.88 |  | 0.92 | 4000 | 85
P000006BG | Eaton (formerly Cooper Lighting) | Halo Track | L805SMLNF830 | Indoor Luminaires | Interior Directional | Track or Mono-Point Directional Luminaires | Standard | TRUE | 384 | 46.3 | 8.25 | 11.59 | 0.9757 | 3061 | 88.1 | 5 | 50000 | 7/23/2012 12:00:00 AM | Not Yet Verified | Not Yet Verified | Not Yet Verified |  | 1.6 | 384 | 46.3 | 7.88 |  | 0.92 | 3000 | 85
P000006BS | Eaton (formerly Cooper Lighting) | Halo Track | L806FL8030P | Indoor Luminaires | Interior Directional | Track or Mono-Point Directional Luminaires | Standard | TRUE | 1228 | 69 | 17.79 |  |  |  |  | 5 | 50000 | 12/14/2012 12:00:00 AM | Not Yet Verified | Not Yet Verified | Not Yet Verified |  | 1.7
P000006BT | Eaton (formerly Cooper Lighting) | Halo Track | L807FL8030 | Indoor Luminaires | Interior Directional | Track or Mono-Point Directional Luminaires | Standard | TRUE | 1305.94 | 70.59 | 18.5 | 23.44 | 0.8947 | 3126 | 82.3 | 5 | 50000 | 12/14/2012 12:00:00 AM | Not Yet Verified | Not Yet Verified | Not Yet Verified |  | 1.7
P000006BU | Eaton (formerly Cooper Lighting) | Halo Track | L806NF8040 | Indoor Luminaires | Interior Directional | Track or Mono-Point Directional Luminaires | Standard | TRUE | 1314.46 | 74.12 | 17.73 |  | 0.989 | 4026 | 83.4 | 5 | 50000 | 12/14/2012 12:00:00 AM | Not Yet Verified | Not Yet Verified | Not Yet Verified |  | 1.7
P000006BW | Eaton (formerly Cooper Lighting) | Halo Track | [All Track]806NF8030[All Finish][All Voltage] | Indoor Luminaires | Interior Directional | Track or Mono-Point Directional Luminaires | Standard | FALSE | [9 empty] | 12/14/2012 12:00:00 AM | Not Yet Verified | Not Yet Verified | Not Yet Verified |  |  | 1289 | 72.42 | 17.8 | 3.9 | 0.996 | 3000 | 80
P000006C0 | Eaton (formerly Cooper Lighting) | Halo Track | [All Track]806SP8040[All Finish][All Voltage] | Indoor Luminaires | Interior Directional | Track or Mono-Point Directional Luminaires | Standard | FALSE | [9 empty] | 12/14/2012 12:00:00 AM | Not Yet Verified | Not Yet Verified | Not Yet Verified |  |  | 1430 | 81.25 | 17.6 | 8.2 | 0.996 | 4000 | 80
P000006C1 | Eaton (formerly Cooper Lighting) | Halo Track | [All Track]807FL8030[All Finish][All Voltage] | Indoor Luminaires | Interior Directional | Track or Mono-Point Directional Luminaires | Standard | FALSE | [9 empty] | 12/14/2012 12:00:00 AM | Not Yet Verified | Not Yet Verified | Not Yet Verified |  |  | 1228 | 68.99 | 17.8 | 4.2 | 0.996 | 3000 | 80
P000006C4 | Eaton (formerly Cooper Lighting) | Halo Track | [All Track]807FL8040[All Finish][All Voltage] | Indoor Luminaires | Interior Directional | Track or Mono-Point Directional Luminaires | Standard | FALSE | [9 empty] | 12/14/2012 12:00:00 AM | Not Yet Verified | Not Yet Verified | Not Yet Verified |  |  | 1421 | 80.74 | 17.6 | 4.2 | 0.996 | 4000 | 80
P000006C5 | Eaton (formerly Cooper Lighting) | Halo Track | [All Track]807NF8040[All Finish][All Voltage] | Indoor Luminaires | Interior Directional | Track or Mono-Point Directional Luminaires | Standard | FALSE | [9 empty] | 12/14/2012 12:00:00 AM | Not Yet Verified | Not Yet Verified | Not Yet Verified |  |  | 1459 | 82.9 | 17.6 | 3.9 | 0.996 | 4000 | 80
P000006BV | Eaton (formerly Cooper Lighting) | Halo Track | [All Track]806FL8030[All Finish][All Voltage] | Indoor Luminaires | Interior Directional | Track or Mono-Point Directional Luminaires | Standard | FALSE | [9 empty] | 12/14/2012 12:00:00 AM | Not Yet Verified | Not Yet Verified | Not Yet Verified |  |  | 1228 | 68.99 | 17.8 | 4.2 | 0.996 | 3000 | 80
P000006BY | Eaton (formerly Cooper Lighting) | Halo Track | [All Track]806FL8040[All Finish][All Voltage] | Indoor Luminaires | Interior Directional | Track or Mono-Point Directional Luminaires | Standard | FALSE | [9 empty] | 12/14/2012 12:00:00 AM | Not Yet Verified | Not Yet Verified | Not Yet Verified |  |  | 1421 | 80.74 | 17.6 | 4.2 | 0.996 | 4000 | 80
P000006C6 | Eaton (formerly Cooper Lighting) | Halo Track | [All Track]807SP8040[All Finish][All Voltage] | Indoor Luminaires | Interior Directional | Track or Mono-Point Directional Luminaires | Standard | FALSE | [9 empty] | 12/14/2012 12:00:00 AM | Not Yet Verified | Not Yet Verified | Not Yet Verified |  |  | 1430 | 81.25 | 17.6 | 8.2 | 0.996 | 4000 | 80
P000006BZ | Eaton (formerly Cooper Lighting) | Halo Track | [All Track]806NF8040[All Finish][All Voltage] | Indoor Luminaires | Interior Directional | Track or Mono-Point Directional Luminaires | Standard | FALSE | [9 empty] | 12/14/2012 12:00:00 AM | Not Yet Verified | Not Yet Verified | Not Yet Verified |  |  | 1459 | 82.9 | 17.6 | 3.9 | 0.996 | 4000 | 80
P000006C3 | Eaton (formerly Cooper Lighting) | Halo Track | [All Track]807SP8030[All Finish][All Voltage] | Indoor Luminaires | Interior Directional | Track or Mono-Point Directional Luminaires | Standard | FALSE | [9 empty] | 12/14/2012 12:00:00 AM | Not Yet Verified | Not Yet Verified | Not Yet Verified |  |  | 1253 | 70.79 | 17.7 | 8.2 | 0.996 | 3000 | 80
P000006BX | Eaton (formerly Cooper Lighting) | Halo Track | [All Track]806SP8030[All Finish][All Voltage] | Indoor Luminaires | Interior Directional | Track or Mono-Point Directional Luminaires | Standard | FALSE | [9 empty] | 12/14/2012 12:00:00 AM | Not Yet Verified | Not Yet Verified | Not Yet Verified |  |  | 1253 | 70.79 | 17.7 | 8.2 | 0.996 | 3000 | 80
P000006C2 | Eaton (formerly Cooper Lighting) | Halo Track | [All Track]807NF8030[All Finish][All Voltage] | Indoor Luminaires | Interior Directional | Track or Mono-Point Directional Luminaires | Standard | FALSE | [9 empty] | 12/14/2012 12:00:00 AM | Not Yet Verified | Not Yet Verified | Not Yet Verified |  |  | 1289 | 72.42 | 17.8 | 3.9 | 0.996 | 3000 | 80
P000006C7 | Eaton (formerly Cooper Lighting) | Halo Track | L806HONF8030[finish] | Indoor Luminaires | Interior Directional | Track or Mono-Point Directional Luminaires | Standard | TRUE | 2496 | 69.5 | 35.93 | 20.4 | 0.966 | 3097 | 82.1 | 5 | 50000 | 2/26/2013 12:00:00 AM | Not Yet Verified | Not Yet Verified | Not Yet Verified |  | 1.7 | 2572 | 70.3 | 36.6 |  | 0.9 | 3000 | 85
P000006CB | Eaton (formerly Cooper Lighting) | Halo Track | [All Track]807HONF8040[All Finish][All Voltage] | Indoor Luminaires | Interior Directional | Track or Mono-Point Directional Luminaires | Standard | FALSE | [9 empty] | 2/26/2013 12:00:00 AM | Not Yet Verified | Not Yet Verified | Not Yet Verified |  |  | 2572 | 70.3 | 36.6 |  | 0.9 | 4000 | 85
P000006C8 | Eaton (formerly Cooper Lighting) | Halo Track | [All Track]806HONF8030[All Finish][All Voltage] | Indoor Luminaires | Interior Directional | Track or Mono-Point Directional Luminaires | Standard | FALSE | [9 empty] | 2/26/2013 12:00:00 AM | Not Yet Verified | Not Yet Verified | Not Yet Verified |  |  | 2572 | 70.3 | 36.6 |  | 0.9 | 3000 | 85
P000006C9 | Eaton (formerly Cooper Lighting) | Halo Track | [All Track]806HONF8040[All Finish][All Voltage] | Indoor Luminaires | Interior Directional | Track or Mono-Point Directional Luminaires | Standard | FALSE | [9 empty] | 2/26/2013 12:00:00 AM | Not Yet Verified | Not Yet Verified | Not Yet Verified |  |  | 2572 | 70.3 | 36.6 |  | 0.9 | 4000 | 85
P000006CA | Eaton (formerly Cooper Lighting) | Halo Track | [All Track]807HONF8030[All Finish][All Voltage] | Indoor Luminaires | Interior Directional | Track or Mono-Point Directional Luminaires | Standard | FALSE | [9 empty] | 2/26/2013 12:00:00 AM | Not Yet Verified | Not Yet Verified | Not Yet Verified |  |  | 2572 | 70.3 | 36.6 |  | 0.9 | 3000 | 85
P000006CC | Eaton (formerly Cooper Lighting) | Halo Track | L806HOWS8030[finish] | Indoor Luminaires | Interior Directional | Track or Mono-Point Directional Luminaires | Standard | TRUE | 2572 | 70.3 | 36.61 | 20.4 | 0.966 | 3097 | 82.1 | 5 | 50000 | 3/15/2013 12:00:00 AM | Not Yet Verified | Not Yet Verified | Not Yet Verified |  | 1.7 | 2572 | 70.3 | 36.6 |  | 0.9 | 3000 | 85
P000006CD | Eaton (formerly Cooper Lighting) | Halo Track | [All Track]806HOWS8030[All Finish][All Voltage] | Indoor Luminaires | Interior Directional | Track or Mono-Point Directional Luminaires | Standard | FALSE | [9 empty] | 3/15/2013 12:00:00 AM | Not Yet Verified | Not Yet Verified | Not Yet Verified |  |  | 2572 | 70.3 | 36.6 |  | 0.9 | 3000 | 85
P000006CE | Eaton (formerly Cooper Lighting) | Halo Track | [All Track]806HOWS8040[All Finish][All Voltage] | Indoor Luminaires | Interior Directional | Track or Mono-Point Directional Luminaires | Standard | FALSE | [9 empty] | 3/15/2013 12:00:00 AM | Not Yet Verified | Not Yet Verified | Not Yet Verified |  |  | 2572 | 70.3 | 36.6 |  | 0.9 | 4000 | 85
P000006CG | Eaton (formerly Cooper Lighting) | Halo Track | [All Track]807HOWS8040[All Finish][All Voltage] | Indoor Luminaires | Interior Directional | Track or Mono-Point Directional Luminaires | Standard | FALSE | [9 empty] | 3/15/2013 12:00:00 AM | Not Yet Verified | Not Yet Verified | Not Yet Verified |  |  | 2572 | 70.3 | 36.6 |  | 0.9 | 4000 | 85
P000006CF | Eaton (formerly Cooper Lighting) | Halo Track | [All Track]807HOWS8030[All Finish][All Voltage] | Indoor Luminaires | Interior Directional | Track or Mono-Point Directional Luminaires | Standard | FALSE | [9 empty] | 3/15/2013 12:00:00 AM | Not Yet Verified | Not Yet Verified | Not Yet Verified |  |  | 2572 | 70.3 | 36.6 |  | 0.9 | 3000 | 85
P000006CH | Eaton (formerly Cooper Lighting) | Halo Track | L806HOSP8030[finish] | Indoor Luminaires | Interior Directional | Track or Mono-Point Directional Luminaires | Standard | TRUE | 2496 | 69.5 | 35.93 | 20.4 | 0.966 | 3097 | 82.1 | 5 | 50000 | 3/15/2013 12:00:00 AM | Not Yet Verified | Not Yet Verified | Not Yet Verified |  | 1.7 | 2572 | 70.3 | 36.6 |  | 0.9 | 3000 | 85
P000006CK | Eaton (formerly Cooper Lighting) | Halo Track | [All Track]807HOSP8030[All Finish][All Voltage] | Indoor Luminaires | Interior Directional | Track or Mono-Point Directional Luminaires | Standard | FALSE | [9 empty] | 3/15/2013 12:00:00 AM | Not Yet Verified | Not Yet Verified | Not Yet Verified |  |  | 2572 | 70.3 | 36.6 |  | 0.9 | 3000 | 85
P000006CJ | Eaton (formerly Cooper Lighting) | Halo Track | [All Track]806HOSP8040[All Finish][All Voltage] | Indoor Luminaires | Interior Directional | Track or Mono-Point Directional Luminaires | Standard | FALSE | [9 empty] | 3/15/2013 12:00:00 AM | Not Yet Verified | Not Yet Verified | Not Yet Verified |  |  | 2572 | 70.3 | 36.6 |  | 0.9 | 4000 | 85
P000006CI | Eaton (formerly Cooper Lighting) | Halo Track | [All Track]806HOSP8030[All Finish][All Voltage] | Indoor Luminaires | Interior Directional | Track or Mono-Point Directional Luminaires | Standard | FALSE | [9 empty] | 3/15/2013 12:00:00 AM | Not Yet Verified | Not Yet Verified | Not Yet Verified |  |  | 2572 | 70.3 | 36.6 |  | 0.9 | 3000 | 85
P000006CL | Eaton (formerly Cooper Lighting) | Halo Track | [All Track]807HOSP8040[All Finish][All Voltage] | Indoor Luminaires | Interior Directional | Track or Mono-Point Directional Luminaires | Standard | FALSE | [9 empty] | 3/15/2013 12:00:00 AM | Not Yet Verified | Not Yet Verified | Not Yet Verified |  |  | 2572 | 70.3 | 36.6 |  | 0.9 | 4000 | 85
P00000DJS | Eaton (formerly Cooper Lighting) | Halo Track | L80228030 | Indoor Luminaires | Interior Directional | Track or Mono-Point Directional Luminaires | Standard | TRUE | 2213 | 88.9 | 24.89 | 22.71 | 0.897 |  |  | 5 | 65000 | 12/30/2013 12:00:00 AM | Not Yet Verified | Not Yet Verified | Not Yet Verified |  | 2.1
P00000DJT | Eaton (formerly Cooper Lighting) | Halo Track | L80248030 | Indoor Luminaires | Interior Directional | Track or Mono-Point Directional Luminaires | Standard | TRUE | 4058 | 82.8 | 49.02 | 12.2 | 0.951 | 3073 | 84.6 | 5 | 65000 | 12/30/2013 12:00:00 AM | Not Yet Verified | Not Yet Verified | Not Yet Verified |  | 2.1
P00000DJU | Eaton (formerly Cooper Lighting) | Halo Track | L80238040 | Indoor Luminaires | Interior Directional | Track or Mono-Point Directional Luminaires | Standard | TRUE | 3385.36 | 88.51 | 38.25 | 12.8 | 0.949 | 3976 | 86.6 | 5 | 65000 | 12/30/2013 12:00:00 AM | Not Yet Verified | Not Yet Verified | Not Yet Verified |  | 2.1
P00000DJZ | Eaton (formerly Cooper Lighting) | Halo Track | [All Track]80238040[All Finish][Voltage include 120V and 277V] | Indoor Luminaires | Interior Directional | Track or Mono-Point Directional Luminaires | Standard | FALSE | [9 empty] | 12/30/2013 12:00:00 AM | Not Yet Verified | Not Yet Verified | Not Yet Verified |  |  | 3413 | 92.24 | 37 | 5.9 | 0.99 | 4000 | 87
P00000DJV | Eaton (formerly Cooper Lighting) | Halo Track | [All Track]80228030[All Finish][Voltage include 120V and 277V] | Indoor Luminaires | Interior Directional | Track or Mono-Point Directional Luminaires | Standard | FALSE | [9 empty] | 12/30/2013 12:00:00 AM | Not Yet Verified | Not Yet Verified | Not Yet Verified |  |  | 2119 | 85.1 | 24.9 | 6.5 | 0.99 | 3000 | 85
P00000DJX | Eaton (formerly Cooper Lighting) | Halo Track | [All Track]80248030[All Finish][Voltage include 120V and 277V] | Indoor Luminaires | Interior Directional | Track or Mono-Point Directional Luminaires | Standard | FALSE | [9 empty] | 12/30/2013 12:00:00 AM | Not Yet Verified | Not Yet Verified | Not Yet Verified |  |  | 4058 | 82.82 | 49 | 6.16 | 0.99 | 3000 | 85
P00000DK0 | Eaton (formerly Cooper Lighting) | Halo Track | [All Track]80248040[All Finish][Voltage include 120V and 277V] | Indoor Luminaires | Interior Directional | Track or Mono-Point Directional Luminaires | Standard | FALSE | [9 empty] | 12/30/2013 12:00:00 AM | Not Yet Verified | Not Yet Verified | Not Yet Verified |  |  | 4200 | 85.71 | 49 | 6.16 | 0.99 | 4000 | 87
P00000DJY | Eaton (formerly Cooper Lighting) | Halo Track | [All Track]80228040[All Finish][Voltage include 120V and 277V] | Indoor Luminaires | Interior Directional | Track or Mono-Point Directional Luminaires | Standard | FALSE | [9 empty] | 12/30/2013 12:00:00 AM | Not Yet Verified | Not Yet Verified | Not Yet Verified |  |  | 2213 | 88.88 | 24.9 | 6.5 | 0.99 | 4000 | 87
P00000DJW | Eaton (formerly Cooper Lighting) | Halo Track | [All Track]80238030[All Finish][Voltage include 120V and 277V] | Indoor Luminaires | Interior Directional | Track or Mono-Point Directional Luminaires | Standard | FALSE | [9 empty] | 12/30/2013 12:00:00 AM | Not Yet Verified | Not Yet Verified | Not Yet Verified |  |  | 3342 | 90.32 | 37 | 5.9 | 0.99 | 3000 | 85
P00000DK2 | Eaton (formerly Cooper Lighting) | Halo Track | L806SMNF8040 | Indoor Luminaires | Interior Directional | Track or Mono-Point Directional Luminaires | Standard | TRUE | 889.59 | 71.16 | 12.5 | 18.7 | 0.952 | 3959 | 84.3 | 5 | 50000 | 12/13/2013 12:00:00 AM | Not Yet Verified | Not Yet Verified | Not Yet Verified |  | 2.1
P00000DK1 | Eaton (formerly Cooper Lighting) | Halo Track | L806SMNF8027 | Indoor Luminaires | Interior Directional | Track or Mono-Point Directional Luminaires | Standard | TRUE | 831.98 | 65.34 | 12.73 | 17.1 | 0.953 | 2759 | 81 | 5 | 50000 | 12/31/2013 12:00:00 AM | Not Yet Verified | Not Yet Verified | Not Yet Verified |  | 2.1
P00000DKA | Eaton (formerly Cooper Lighting) | Halo Track | [All Track]806SMFL8030[All Finish][Voltage includes 120V and 277V] | Indoor Luminaires | Interior Directional | Track or Mono-Point Directional Luminaires | Standard | FALSE | [9 empty] | 12/31/2013 12:00:00 AM | Not Yet Verified | Not Yet Verified | Not Yet Verified |  |  | 922 | 76.83 | 12 | 8.51 | 0.995 | 3000 | 82.4
P00000DKB | Eaton (formerly Cooper Lighting) | Halo Track | [All Track]806SMSP8040[All Finish][Voltage includes 120V and 277V] | Indoor Luminaires | Interior Directional | Track or Mono-Point Directional Luminaires | Standard | FALSE | [9 empty] | 12/31/2013 12:00:00 AM | Not Yet Verified | Not Yet Verified | Not Yet Verified |  |  | 1131 | 92.7 | 12.2 | 8.51 | 0.995 | 4000 | 86.6
P00000DKE | Eaton (formerly Cooper Lighting) | Halo Track | [All Track]806SMFL8040[All Finish][Voltage includes 120V and 277V] | Indoor Luminaires | Interior Directional | Track or Mono-Point Directional Luminaires | Standard | FALSE | [9 empty] | 12/31/2013 12:00:00 AM | Not Yet Verified | Not Yet Verified | Not Yet Verified |  |  | 981 | 81.75 | 12 | 8.51 | 0.995 | 4000 | 86.6
P00000DKL | Eaton (formerly Cooper Lighting) | Halo Track | [All Track]807SMNF8030[All Finish][Voltage includes 120V and 277V] | Indoor Luminaires | Interior Directional | Track or Mono-Point Directional Luminaires | Standard | FALSE | [9 empty] | 12/31/2013 12:00:00 AM | Not Yet Verified | Not Yet Verified | Not Yet Verified |  |  | 936 | 75.48 | 12.4 | 8.51 | 0.995 | 3000 | 82.4
P00000DKP | Eaton (formerly Cooper Lighting) | Halo Track | [All Track]807SMNF8040[All Finish][Voltage includes 120V and 277V] | Indoor Luminaires | Interior Directional | Track or Mono-Point Directional Luminaires | Standard | FALSE | [9 empty] | 12/31/2013 12:00:00 AM | Not Yet Verified | Not Yet Verified | Not Yet Verified |  |  | 950 | 78.51 | 12.1 | 8.51 | 0.995 | 4000 | 86.6
P00000DKQ | Eaton (formerly Cooper Lighting) | Halo Track | [All Track]807SMFL8040[All Finish][Voltage includes 120V and 277V] | Indoor Luminaires | Interior Directional | Track or Mono-Point Directional Luminaires | Standard | FALSE | [9 empty] | 12/31/2013 12:00:00 AM | Not Yet Verified | Not Yet Verified | Not Yet Verified |  |  | 981 | 81.75 | 12 | 8.51 | 0.995 | 4000 | 86.6
P00000DKI | Eaton (formerly Cooper Lighting) | Halo Track | [All Track]807SMFL8027[All Finish][Voltage includes 120V and 277V] | Indoor Luminaires | Interior Directional | Track or Mono-Point Directional Luminaires | Standard | FALSE | [9 empty] | 12/31/2013 12:00:00 AM | Not Yet Verified | Not Yet Verified | Not Yet Verified |  |  | 891 | 71.85 | 12.4 | 8.51 | 0.995 | 2700 | 81
P00000DKC | Eaton (formerly Cooper Lighting) | Halo Track | [All Track]806SMWS8040[All Finish][Voltage includes 120V and 277V] | Indoor Luminaires | Interior Directional | Track or Mono-Point Directional Luminaires | Standard | FALSE | [9 empty] | 12/31/2013 12:00:00 AM | Not Yet Verified | Not Yet Verified | Not Yet Verified |  |  | 1048 | 88.07 | 11.9 | 8.51 | 0.995 | 4000 | 86.6
P00000DKG | Eaton (formerly Cooper Lighting) | Halo Track | [All Track]807SMWS8027[All Finish][Voltage includes 120V and 277V] | Indoor Luminaires | Interior Directional | Track or Mono-Point Directional Luminaires | Standard | FALSE | [9 empty] | 12/31/2013 12:00:00 AM | Not Yet Verified | Not Yet Verified | Not Yet Verified |  |  | 969 | 78.15 | 12.4 | 8.51 | 0.995 | 2700 | 81
P00000DK3 | Eaton (formerly Cooper Lighting) | Halo Track | [All Track]806SMSP8027[All Finish][Voltage includes 120V and 277V] | Indoor Luminaires | Interior Directional | Track or Mono-Point Directional Luminaires | Standard | FALSE | [9 empty] | 12/31/2013 12:00:00 AM | Not Yet Verified | Not Yet Verified | Not Yet Verified |  |  | 980 | 79.67 | 12.3 | 8.51 | 0.995 | 2700 | 81
P00000DK8 | Eaton (formerly Cooper Lighting) | Halo Track | [All Track]806SMWS8030[All Finish][Voltage includes 120V and 277V] | Indoor Luminaires | Interior Directional | Track or Mono-Point Directional Luminaires | Standard | FALSE | [9 empty] | 12/31/2013 12:00:00 AM | Not Yet Verified | Not Yet Verified | Not Yet Verified |  |  | 1003 | 82.89 | 12.1 | 8.51 | 0.995 | 3000 | 82.4
P00000DK4 | Eaton (formerly Cooper Lighting) | Halo Track | [All Track]806SMWS8027[All Finish][Voltage includes 120V and 277V] | Indoor Luminaires | Interior Directional | Track or Mono-Point Directional Luminaires | Standard | FALSE | [9 empty] | 12/31/2013 12:00:00 AM | Not Yet Verified | Not Yet Verified | Not Yet Verified |  |  | 969 | 78.15 | 12.4 | 8.51 | 0.995 | 2700 | 81
P00000DK5 | Eaton (formerly Cooper Lighting) | Halo Track | [All Track]806SMNF8027[All Finish][Voltage includes 120V and 277V] | Indoor Luminaires | Interior Directional | Track or Mono-Point Directional Luminaires | Standard | FALSE | [9 empty] | 12/31/2013 12:00:00 AM | Not Yet Verified | Not Yet Verified | Not Yet Verified |  |  | 878 | 71.38 | 12.3 | 8.51 | 0.995 | 2700 | 81
P00000DK9 | Eaton (formerly Cooper Lighting) | Halo Track | [All Track]806SMNF8030[All Finish][Voltage includes 120V and 277V] | Indoor Luminaires | Interior Directional | Track or Mono-Point Directional Luminaires | Standard | FALSE | [9 empty] | 12/31/2013 12:00:00 AM | Not Yet Verified | Not Yet Verified | Not Yet Verified |  |  | 936 | 75.48 | 12.4 | 8.51 | 0.995 | 3000 | 82.4
P00000DKH | Eaton (formerly Cooper Lighting) | Halo Track | [All Track]807SMNF8027[All Finish][Voltage includes 120V and 277V] | Indoor Luminaires | Interior Directional | Track or Mono-Point Directional Luminaires | Standard | FALSE | [9 empty] | 12/31/2013 12:00:00 AM | Not Yet Verified | Not Yet Verified | Not Yet Verified |  |  | 878 | 71.38 | 12.3 | 8.51 | 0.995 | 2700 | 81
P00000DKN | Eaton (formerly Cooper Lighting) | Halo Track | [All Track]807SMSP8040[All Finish][Voltage includes 120V and 277V] | Indoor Luminaires | Interior Directional | Track or Mono-Point Directional Luminaires | Standard | FALSE | [9 empty] | 12/31/2013 12:00:00 AM | Not Yet Verified | Not Yet Verified | Not Yet Verified |  |  | 1131 | 92.7 | 12.2 | 8.51 | 0.995 | 4000 | 86.6
P00000DKJ | Eaton (formerly Cooper Lighting) | Halo Track | [All Track]807SMSP8030[All Finish][Voltage includes 120V and 277V] | Indoor Luminaires | Interior Directional | Track or Mono-Point Directional Luminaires | Standard | FALSE | [9 empty] | 12/31/2013 12:00:00 AM | Not Yet Verified | Not Yet Verified | Not Yet Verified |  |  | 1082 | 90.17 | 12 | 8.51 | 0.995 | 3000 | 82.4
P00000DKM | Eaton (formerly Cooper Lighting) | Halo Track | [All Track]807SMFL8030[All Finish][Voltage includes 120V and 277V] | Indoor Luminaires | Interior Directional | Track or Mono-Point Directional Luminaires | Standard | FALSE | [9 empty] | 12/31/2013 12:00:00 AM | Not Yet Verified | Not Yet Verified | Not Yet Verified |  |  | 922 | 76.83 | 12 | 8.51 | 0.995 | 3000 | 82.4
P00000DK6 | Eaton (formerly Cooper Lighting) | Halo Track | [All Track]806SMFL8027[All Finish][Voltage includes 120V and 277V] | Indoor Luminaires | Interior Directional | Track or Mono-Point Directional Luminaires | Standard | FALSE | [9 empty] | 12/31/2013 12:00:00 AM | Not Yet Verified | Not Yet Verified | Not Yet Verified |  |  | 891 | 71.85 | 12.4 | 8.51 | 0.995 | 2700 | 81
P00000DKD | Eaton (formerly Cooper Lighting) | Halo Track | [All Track]806SMNF8040[All Finish][Voltage includes 120V and 277V] | Indoor Luminaires | Interior Directional | Track or Mono-Point Directional Luminaires | Standard | FALSE | [9 empty] | 12/31/2013 12:00:00 AM | Not Yet Verified | Not Yet Verified | Not Yet Verified |  |  | 950 | 78.51 | 12.1 | 8.51 | 0.995 | 4000 | 86.6
P00000DKF | Eaton (formerly Cooper Lighting) | Halo Track | [All Track]807SMSP8027[All Finish][Voltage includes 120V and 277V] | Indoor Luminaires | Interior Directional | Track or Mono-Point Directional Luminaires | Standard | FALSE | [9 empty] | 12/31/2013 12:00:00 AM | Not Yet Verified | Not Yet Verified | Not Yet Verified |  |  | 980 | 79.67 | 12.3 | 8.51 | 0.995 | 2700 | 81
P00000DKO | Eaton (formerly Cooper Lighting) | Halo Track | [All Track]807SMWS8040[All Finish][Voltage includes 120V and 277V] | Indoor Luminaires | Interior Directional | Track or Mono-Point Directional Luminaires | Standard | FALSE | [9 empty] | 12/31/2013 12:00:00 AM | Not Yet Verified | Not Yet Verified | Not Yet Verified |  |  | 1048 | 88.07 | 11.9 | 8.51 | 0.995 | 4000 | 86.6
P00000DK7 | Eaton (formerly Cooper Lighting) | Halo Track | [All Track]806SMSP8030[All Finish][Voltage includes 120V and 277V] | Indoor Luminaires | Interior Directional | Track or Mono-Point Directional Luminaires | Standard | FALSE | [9 empty] | 12/31/2013 12:00:00 AM | Not Yet Verified | Not Yet Verified | Not Yet Verified |  |  | 1082 | 90.17 | 12 | 8.51 | 0.995 | 3000 | 82.4
P00000DKK | Eaton (formerly Cooper Lighting) | Halo Track | [All Track]807SMWS8030[All Finish][Voltage includes 120V and 277V] | Indoor Luminaires | Interior Directional | Track or Mono-Point Directional Luminaires | Standard | FALSE | [9 empty] | 12/31/2013 12:00:00 AM | Not Yet Verified | Not Yet Verified | Not Yet Verified |  |  | 1003 | 82.89 | 12.1 | 8.51 | 0.995 | 3000 | 82.4
PEN81WQMV | Eaton (formerly Cooper Lighting) | Portfolio Wavestream | LSM35W8040D010TEP | Indoor Luminaires | Interior Directional | Track or Mono-Point Directional Luminaires | Standard | TRUE | 4615 | 108.97 | 42.35 |  | 0.9871 | 3827 | 82.3 | 5 |  | 10/23/2014 12:00:00 AM | Dimmable | Continuous Below 10 | Not Yet Verified |  | 2.1
PE89J97JB | Eaton (formerly Cooper Lighting) | Portfolio Wavestream | LSM35W9027D010TEP | Indoor Luminaires | Interior Directional | Track or Mono-Point Directional Luminaires | Standard | TRUE | 3443.65 | 80.26 | 42.9 |  | 0.986 | 2614 | 94.3 | 5 |  | 10/23/2014 12:00:00 AM | Dimmable | Continuous Below 10 | Not Yet Verified |  | 2.1
PJEJQ9XQ | Eaton (formerly Cooper Lighting) | Portfolio Wavestream | [All Housing]-45-W-80-30-[Drivers Include D010TE, D010TR, DL3 (120-277V); DE010, D5LT & DLT (120V only)]-[All Color]-[All Stem Kits]-[All Color]-[All Type] | Indoor Luminaires | Interior Directional | Track or Mono-Point Directional Luminaires | Standard | FALSE | [9 empty] | 10/23/2014 12:00:00 AM | Dimmable | Continuous Below 10 | Not Yet Verified |  |  | 4442 | 103.76 | 42.81 | 9.47 | 0.97 | 3000 | 80
PZM2RXNG | Eaton (formerly Cooper Lighting) | Portfolio Wavestream | [All Housing]-70-W-80-27-[Drivers Include D010TE, D5LT, D010TR, DE010, & DL3]-[All Color]-[All Stem Kits]-[All Color]-[All Type] | Indoor Luminaires | Interior Directional | Track or Mono-Point Directional Luminaires | Standard | FALSE | [9 empty] | 10/23/2014 12:00:00 AM | Dimmable | Continuous Below 10 | Not Yet Verified |  |  | 6210 | 85.94 | 72.26 | 8.18 | 0.99 | 2700 | 80
PRA3QYES | Eaton (formerly Cooper Lighting) | Portfolio Wavestream | [All Housing]-90-W-90-27-D010TE-[All Color]-[All Stem Kits]-[All Color]-[All Type] | Indoor Luminaires | Interior Directional | Track or Mono-Point Directional Luminaires | Standard | FALSE | [9 empty] | 10/23/2014 12:00:00 AM | Dimmable | Continuous Below 10 | Not Yet Verified |  |  | 6445 | 65.27 | 98.74 | 12.77 | 0.99 | 2700 | 90
PU74VXEQ | Eaton (formerly Cooper Lighting) | Portfolio Wavestream | [All Housing]-90-W-90-35-D010TE-[All Color]-[All Stem Kits]-[All Color]-[All Type] | Indoor Luminaires | Interior Directional | Track or Mono-Point Directional Luminaires | Standard | FALSE | [9 empty] | 10/23/2014 12:00:00 AM | Dimmable | Continuous Below 10 | Not Yet Verified |  |  | 6909 | 69.97 | 98.74 | 12.77 | 0.99 | 3500 | 90
PPTANAA3 | Eaton (formerly Cooper Lighting) | Portfolio Wavestream | [All Housing]-70-W-90-35-[Drivers Include D010TE, D5LT, D010TR, DE010, & DL3]-[All Color]-[All Stem Kits]-[All Color]-[All Type] | Indoor Luminaires | Interior Directional | Track or Mono-Point Directional Luminaires | Standard | FALSE | [9 empty] | 10/23/2014 12:00:00 AM | Dimmable | Continuous Below 10 | Not Yet Verified |  |  | 5629 | 77.9 | 72.26 | 8.18 | 0.99 | 3500 | 90
PF3A71AX | Eaton (formerly Cooper Lighting) | Portfolio Wavestream | [All Housing]-90-W-80-35-D010TE-[All Color]-[All Stem Kits]-[All Color]-[All Type] | Indoor Luminaires | Interior Directional | Track or Mono-Point Directional Luminaires | Standard | FALSE | [9 empty] | 10/23/2014 12:00:00 AM | Dimmable | Continuous Below 10 | Not Yet Verified |  |  | 8827 | 89.4 | 98.74 | 12.77 | 0.99 | 3500 | 80
PFX37J8Q | Eaton (formerly Cooper Lighting) | Portfolio Wavestream | [All Housing]-55-W-80-30-[Drivers Include D010TE, D010TR, DL3 (120-277V); DE010, D5LT & DLT (120V only)]-[All Color]-[All Stem Kits]-[All Color]-[All Type] | Indoor Luminaires | Interior Directional | Track or Mono-Point Directional Luminaires | Standard | FALSE | [9 empty] | 10/23/2014 12:00:00 AM | Dimmable | Continuous Below 10 | Not Yet Verified |  |  | 5479 | 98.08 | 55.86 | 9.06 | 0.985 | 3000 | 80
PQT8FVBZ | Eaton (formerly Cooper Lighting) | Portfolio Wavestream | [All Housing]-55-W-90-30-[Drivers Include D010TE, D010TR, DL3 (120-277V); DE010, D5LT & DLT (120V only)]-[All Color]-[All Stem Kits]-[All Color]-[All Type] | Indoor Luminaires | Interior Directional | Track or Mono-Point Directional Luminaires | Standard | FALSE | [9 empty] | 10/23/2014 12:00:00 AM | Dimmable | Continuous Below 10 | Not Yet Verified |  |  | 4506 | 80.67 | 55.86 | 9.06 | 0.985 | 3000 | 90
P8STTK6A | Eaton (formerly Cooper Lighting) | Portfolio Wavestream | [All Housing]-80-W-80-27-[Drivers Include D010TE, D5LT, D010TR & DE010]-[All Color]-[All Stem Kits]-[All Color]-[All Type] | Indoor Luminaires | Interior Directional | Track or Mono-Point Directional Luminaires | Standard | FALSE | [9 empty] | 10/23/2014 12:00:00 AM | Dimmable | Continuous Below 10 | Not Yet Verified |  |  | 7106 | 85.15 | 83.45 | 8.6 | 0.99 | 2700 | 80
P6JVEBU6 | Eaton (formerly Cooper Lighting) | Portfolio Wavestream | [All Housing]-80-W-80-40-[Drivers Include D010TE, D5LT, D010TR & DE010]-[All Color]-[All Stem Kits]-[All Color]-[All Type] | Indoor Luminaires | Interior Directional | Track or Mono-Point Directional Luminaires | Standard | FALSE | [9 empty] | 10/23/2014 12:00:00 AM | Dimmable | Continuous Below 10 | Not Yet Verified |  |  | 8085 | 96.88 | 83.45 | 8.6 | 0.99 | 4000 | 80
PZGQNWV4 | Eaton (formerly Cooper Lighting) | Portfolio Wavestream | [All Housing]-80-W-90-30-[Drivers Include D010TE, D5LT, D010TR & DE010]-[All Color]-[All Stem Kits]-[All Color]-[All Type] | Indoor Luminaires | Interior Directional | Track or Mono-Point Directional Luminaires | Standard | FALSE | [9 empty] | 10/23/2014 12:00:00 AM | Dimmable | Continuous Below 10 | Not Yet Verified |  |  | 6172 | 73.96 | 83.45 | 8.6 | 0.99 | 3000 | 90
PW9TU1WC | Eaton (formerly Cooper Lighting) | Portfolio Wavestream | [All Housing]-80-W-90-40-[Drivers Include D010TE, D5LT, D010TR & DE010]-[All Color]-[All Stem Kits]-[All Color]-[All Type] | Indoor Luminaires | Interior Directional | Track or Mono-Point Directional Luminaires | Standard | FALSE | [9 empty] | 10/23/2014 12:00:00 AM | Dimmable | Continuous Below 10 | Not Yet Verified |  |  | 6534 | 78.3 | 83.45 | 8.6 | 0.99 | 4000 | 90
PH8PJNEU | Eaton (formerly Cooper Lighting) | Portfolio Wavestream | [All Housing]-90-W-80-27-D010TE-[All Color]-[All Stem Kits]-[All Color]-[All Type] | Indoor Luminaires | Interior Directional | Track or Mono-Point Directional Luminaires | Standard | FALSE | [9 empty] | 10/23/2014 12:00:00 AM | Dimmable | Continuous Below 10 | Not Yet Verified |  |  | 7785 | 78.84 | 98.74 | 12.77 | 0.99 | 2700 | 80
P49TACRB | Eaton (formerly Cooper Lighting) | Portfolio Wavestream | [All Housing]-90-W-80-30-D010TE-[All Color]-[All Stem Kits]-[All Color]-[All Type] | Indoor Luminaires | Interior Directional | Track or Mono-Point Directional Luminaires | Standard | FALSE | [9 empty] | 10/23/2014 12:00:00 AM | Dimmable | Continuous Below 10 | Not Yet Verified |  |  | 8327 | 84.33 | 98.74 | 12.77 | 0.99 | 3000 | 80
P5D2NHX2 | Eaton (formerly Cooper Lighting) | Portfolio Wavestream | [All Housing]-45-W-90-35-[Drivers Include D010TE, D010TR, DL3 (120-277V); DE010, D5LT & DLT (120V only)]-[All Color]-[All Stem Kits]-[All Color]-[All Type] | Indoor Luminaires | Interior Directional | Track or Mono-Point Directional Luminaires | Standard | FALSE | [9 empty] | 10/23/2014 12:00:00 AM | Dimmable | Continuous Below 10 | Not Yet Verified |  |  | 3780 | 88.3 | 42.81 | 9.47 | 0.97 | 3500 | 90
PNH4HXSF | Eaton (formerly Cooper Lighting) | Portfolio Wavestream | [All Housing]-55-W-80-40-[Drivers Include D010TE, D010TR, DL3 (120-277V); DE010, D5LT & DLT (120V only)]-[All Color]-[All Stem Kits]-[All Color]-[All Type] | Indoor Luminaires | Interior Directional | Track or Mono-Point Directional Luminaires | Standard | FALSE | [9 empty] | 10/23/2014 12:00:00 AM | Dimmable | Continuous Below 10 | Not Yet Verified |  |  | 5828 | 104.33 | 55.86 | 9.06 | 0.985 | 4000 | 80
P82FANVC | Eaton (formerly Cooper Lighting) | Portfolio Wavestream | [All Housing]-55-W-90-27-[Drivers Include D010TE, D010TR, DL3 (120-277V); DE010, D5LT & DLT (120V only)]-[All Color]-[All Stem Kits]-[All Color]-[All Type] | Indoor Luminaires | Interior Directional | Track or Mono-Point Directional Luminaires | Standard | FALSE | [9 empty] | 10/23/2014 12:00:00 AM | Dimmable | Continuous Below 10 | Not Yet Verified |  |  | 4310 | 77.16 | 55.86 | 9.06 | 0.985 | 2700 | 90
PX7EN7E7 | Eaton (formerly Cooper Lighting) | Portfolio Wavestream | [All Housing]-55-W-90-40-[Drivers Include D010TE, D010TR, DL3 (120-277V); DE010, D5LT & DLT (120V only)]-[All Color]-[All Stem Kits]-[All Color]-[All Type] | Indoor Luminaires | Interior Directional | Track or Mono-Point Directional Luminaires | Standard | FALSE | [9 empty] | 10/23/2014 12:00:00 AM | Dimmable | Continuous Below 10 | Not Yet Verified |  |  | 4771 | 85.41 | 55.86 | 9.06 | 0.985 | 4000 | 90
P6W77NMC | Eaton (formerly Cooper Lighting) | Portfolio Wavestream | [All Housing]-70-W-80-30-[Drivers Include D010TE, D5LT, D010TR, DE010, & DL3]-[All Color]-[All Stem Kits]-[All Color]-[All Type] | Indoor Luminaires | Interior Directional | Track or Mono-Point Directional Luminaires | Standard | FALSE | [9 empty] | 10/23/2014 12:00:00 AM | Dimmable | Continuous Below 10 | Not Yet Verified |  |  | 6643 | 91.93 | 72.26 | 8.18 | 0.99 | 3000 | 80
P8AG6DAR | Eaton (formerly Cooper Lighting) | Portfolio Wavestream | [All Housing]-70-W-90-40-[Drivers Include D010TE, D5LT, D010TR, DE010, & DL3]-[All Color]-[All Stem Kits]-[All Color]-[All Type] | Indoor Luminaires | Interior Directional | Track or Mono-Point Directional Luminaires | Standard | FALSE | [9 empty] | 10/23/2014 12:00:00 AM | Dimmable | Continuous Below 10 | Not Yet Verified |  |  | 5812 | 80.43 | 72.26 | 8.18 | 0.99 | 4000 | 90
PUJT6FNY | Eaton (formerly Cooper Lighting) | Portfolio Wavestream | [All Housing]-80-W-80-30-[Drivers Include D010TE, D5LT, D010TR & DE010]-[All Color]-[All Stem Kits]-[All Color]-[All Type] | Indoor Luminaires | Interior Directional | Track or Mono-Point Directional Luminaires | Standard | FALSE | [9 empty] | 10/23/2014 12:00:00 AM | Dimmable | Continuous Below 10 | Not Yet Verified |  |  | 7601 | 91.08 | 83.45 | 8.6 | 0.99 | 3000 | 80
P58DEBB6 | Eaton (formerly Cooper Lighting) | Portfolio Wavestream | [All Housing]-70-W-80-35-[Drivers Include D010TE, D5LT, D010TR, DE010, & DL3]-[All Color]-[All Stem Kits]-[All Color]-[All Type] | Indoor Luminaires | Interior Directional | Track or Mono-Point Directional Luminaires | Standard | FALSE | [9 empty] | 10/23/2014 12:00:00 AM | Dimmable | Continuous Below 10 | Not Yet Verified |  |  | 7041 | 97.44 | 72.26 | 8.18 | 0.99 | 3500 | 80
P5BYQRFZ | Eaton (formerly Cooper Lighting) | Portfolio Wavestream | [All Housing]-70-W-90-27-[Drivers Include D010TE, D5LT, D010TR, DE010, & DL3]-[All Color]-[All Stem Kits]-[All Color]-[All Type] | Indoor Luminaires | Interior Directional | Track or Mono-Point Directional Luminaires | Standard | FALSE | [9 empty] | 10/23/2014 12:00:00 AM | Dimmable | Continuous Below 10 | Not Yet Verified |  |  | 5251 | 72.67 | 72.26 | 8.18 | 0.99 | 2700 | 90
PFG17YTW | Eaton (formerly Cooper Lighting) | Portfolio Wavestream | [All Housing]-70-W-90-30-[Drivers Include D010TE, D5LT, D010TR, DE010, & DL3]-[All Color]-[All Stem Kits]-[All Color]-[All Type] | Indoor Luminaires | Interior Directional | Track or Mono-Point Directional Luminaires | Standard | FALSE | [9 empty] | 10/23/2014 12:00:00 AM | Dimmable | Continuous Below 10 | Not Yet Verified |  |  | 5490 | 75.98 | 72.26 | 8.18 | 0.99 | 3000 | 90
PNMY8JZV | Eaton (formerly Cooper Lighting) | Portfolio Wavestream | [All Housing]-45-W-90-30-[Drivers Include D010TE, D010TR, DL3 (120-277V); DE010, D5LT & DLT (120V only)]-[All Color]-[All Stem Kits]-[All Color]-[All Type] | Indoor Luminaires | Interior Directional | Track or Mono-Point Directional Luminaires | Standard | FALSE | [9 empty] | 10/23/2014 12:00:00 AM | Dimmable | Continuous Below 10 | Not Yet Verified |  |  | 3686 | 86.1 | 42.81 | 9.47 | 0.97 | 3000 | 90
PVA5RBA6 | Eaton (formerly Cooper Lighting) | Portfolio Wavestream | [All Housing]-45-W-90-40-[Drivers Include D010TE, D010TR, DL3 (120-277V); DE010, D5LT & DLT (120V only)]-[All Color]-[All Stem Kits]-[All Color]-[All Type] | Indoor Luminaires | Interior Directional | Track or Mono-Point Directional Luminaires | Standard | FALSE | [9 empty] | 10/23/2014 12:00:00 AM | Dimmable | Continuous Below 10 | Not Yet Verified |  |  | 3903 | 91.17 | 42.81 | 9.47 | 0.97 | 4000 | 90
PJ7F9CEU | Eaton (formerly Cooper Lighting) | Portfolio Wavestream | [All Housing]-55-W-80-27-[Drivers Include D010TE, D010TR, DL3 (120-277V); DE010, D5LT & DLT (120V only)]-[All Color]-[All Stem Kits]-[All Color]-[All Type] | Indoor Luminaires | Interior Directional | Track or Mono-Point Directional Luminaires | Standard | FALSE | [9 empty] | 10/23/2014 12:00:00 AM | Dimmable | Continuous Below 10 | Not Yet Verified |  |  | 5122 | 91.69 | 55.86 | 9.06 | 0.985 | 2700 | 80
PGSX9VQT | Eaton (formerly Cooper Lighting) | Portfolio Wavestream | [All Housing]-90-W-90-40-D010TE-[All Color]-[All Stem Kits]-[All Color]-[All Type] | Indoor Luminaires | Interior Directional | Track or Mono-Point Directional Luminaires | Standard | FALSE | [9 empty] | 10/23/2014 12:00:00 AM | Dimmable | Continuous Below 10 | Not Yet Verified |  |  | 7134 | 72.25 | 98.74 | 12.77 | 0.99 | 4000 | 90
PHTR5YDG | Eaton (formerly Cooper Lighting) | Portfolio Wavestream | [All Housing]-80-W-90-35-[Drivers Include D010TE, D5LT, D010TR & DE010]-[All Color]-[All Stem Kits]-[All Color]-[All Type] | Indoor Luminaires | Interior Directional | Track or Mono-Point Directional Luminaires | Standard | FALSE | [9 empty] | 10/23/2014 12:00:00 AM | Dimmable | Continuous Below 10 | Not Yet Verified |  |  | 6328 | 75.83 | 83.45 | 8.6 | 0.99 | 3500 | 90
P2PGPUK5 | Eaton (formerly Cooper Lighting) | Portfolio Wavestream | [All Housing]-80-W-80-35-[Drivers Include D010TE, D5LT, D010TR & DE010]-[All Color]-[All Stem Kits]-[All Color]-[All Type] | Indoor Luminaires | Interior Directional | Track or Mono-Point Directional Luminaires | Standard | FALSE | [9 empty] | 10/23/2014 12:00:00 AM | Dimmable | Continuous Below 10 | Not Yet Verified |  |  | 8057 | 96.55 | 83.45 | 8.6 | 0.99 | 3500 | 80
P1DKNQZP | Eaton (formerly Cooper Lighting) | Portfolio Wavestream | [All Housing]-90-W-80-40-D010TE-[All Color]-[All Stem Kits]-[All Color]-[All Type] | Indoor Luminaires | Interior Directional | Track or Mono-Point Directional Luminaires | Standard | FALSE | [9 empty] | 10/23/2014 12:00:00 AM | Dimmable | Continuous Below 10 | Not Yet Verified |  |  | 8858 | 89.71 | 98.74 | 12.77 | 0.99 | 4000 | 80
P19XWBPR | Eaton (formerly Cooper Lighting) | Portfolio Wavestream | [All Housing]-45-W-90-27-[Drivers Include D010TE, D010TR, DL3 (120-277V); DE010, D5LT & DLT (120V only)]-[All Color]-[All Stem Kits]-[All Color]-[All Type] | Indoor Luminaires | Interior Directional | Track or Mono-Point Directional Luminaires | Standard | FALSE | [9 empty] | 10/23/2014 12:00:00 AM | Dimmable | Continuous Below 10 | Not Yet Verified |  |  | 3526 | 82.36 | 42.81 | 9.47 | 0.97 | 2700 | 90
PHPJ7ECM | Eaton (formerly Cooper Lighting) | Portfolio Wavestream | [All Housing]-70-W-80-40-[Drivers Include D010TE, D5LT, D010TR, DE010, & DL3]-[All Color]-[All Stem Kits]-[All Color]-[All Type] | Indoor Luminaires | Interior Directional | Track or Mono-Point Directional Luminaires | Standard | FALSE | [9 empty] | 10/23/2014 12:00:00 AM | Dimmable | Continuous Below 10 | Not Yet Verified |  |  | 7066 | 97.79 | 72.26 | 8.18 | 0.99 | 4000 | 80
P23B6UQY | Eaton (formerly Cooper Lighting) | Portfolio Wavestream | [All Housing]-45-W-80-35-[Drivers Include D010TE, D010TR, DL3 (120-277V); DE010, D5LT & DLT (120V only)]-[All Color]-[All Stem Kits]-[All Color]-[All Type] | Indoor Luminaires | Interior Directional | Track or Mono-Point Directional Luminaires | Standard | FALSE | [9 empty] | 10/23/2014 12:00:00 AM | Dimmable | Continuous Below 10 | Not Yet Verified |  |  | 4709 | 110 | 42.81 | 9.47 | 0.97 | 3500 | 80
PARTNEJH | Eaton (formerly Cooper Lighting) | Portfolio Wavestream | [All Housing]-80-W-90-27-[Drivers Include D010TE, D5LT, D010TR & DE010]-[All Color]-[All Stem Kits]-[All Color]-[All Type] | Indoor Luminaires | Interior Directional | Track or Mono-Point Directional Luminaires | Standard | FALSE | [9 empty] | 10/23/2014 12:00:00 AM | Dimmable | Continuous Below 10 | Not Yet Verified |  |  | 5903 | 70.74 | 83.45 | 8.6 | 0.99 | 2700 | 90
PS27NRNP | Eaton (formerly Cooper Lighting) | Portfolio Wavestream | [All Housing]-45-W-80-27-[Drivers Include D010TE, D010TR, DL3 (120-277V); DE010, D5LT & DLT (120V only)]-[All Color]-[All Stem Kits]-[All Color]-[All Type] | Indoor Luminaires | Interior Directional | Track or Mono-Point Directional Luminaires | Standard | FALSE | [9 empty] | 10/23/2014 12:00:00 AM | Dimmable | Continuous Below 10 | Not Yet Verified |  |  | 4153 | 97.01 | 42.81 | 9.47 | 0.97 | 2700 | 80
PWSAGRKH | Eaton (formerly Cooper Lighting) | Portfolio Wavestream | [All Housing]-45-W-80-40-[Drivers Include D010TE, D010TR, DL3 (120-277V); DE010, D5LT & DLT (120V only)]-[All Color]-[All Stem Kits]-[All Color]-[All Type] | Indoor Luminaires | Interior Directional | Track or Mono-Point Directional Luminaires | Standard | FALSE | [9 empty] | 10/23/2014 12:00:00 AM | Dimmable | Continuous Below 10 | Not Yet Verified |  |  | 4725 | 110.37 | 42.81 | 9.47 | 0.97 | 4000 | 80
PSN7KZC1 | Eaton (formerly Cooper Lighting) | Portfolio Wavestream | [All Housing]-55-W-80-35-[Drivers Include D010TE, D010TR, DL3 (120-277V); DE010, D5LT & DLT (120V only)]-[All Color]-[All Stem Kits]-[All Color]-[All Type] | Indoor Luminaires | Interior Directional | Track or Mono-Point Directional Luminaires | Standard | FALSE | [9 empty] | 10/23/2014 12:00:00 AM | Dimmable | Continuous Below 10 | Not Yet Verified |  |  | 5808 | 103.97 | 55.86 | 9.06 | 0.985 | 3500 | 80
PS9R8ZND | Eaton (formerly Cooper Lighting) | Portfolio Wavestream | [All Housing]-55-W-90-35-[Drivers Include D010TE, D010TR, DL3 (120-277V); DE010, D5LT & DLT (120V only)]-[All Color]-[All Stem Kits]-[All Color]-[All Type] | Indoor Luminaires | Interior Directional | Track or Mono-Point Directional Luminaires | Standard | FALSE | [9 empty] | 10/23/2014 12:00:00 AM | Dimmable | Continuous Below 10 | Not Yet Verified |  |  | 4620 | 82.71 | 55.86 | 9.06 | 0.985 | 3500 | 90
PJBDJQKQ | Eaton (formerly Cooper Lighting) | Portfolio Wavestream | [All Housing]-90-W-90-30-D010TE-[All Color]-[All Stem Kits]-[All Color]-[All Type] | Indoor Luminaires | Interior Directional | Track or Mono-Point Directional Luminaires | Standard | FALSE | [9 empty] | 10/23/2014 12:00:00 AM | Dimmable | Continuous Below 10 | Not Yet Verified |  |  | 6738 | 68.24 | 98.74 | 12.77 | 0.99 | 3000 | 90
PCK9GQM7 | Eaton (formerly Cooper Lighting) | Halo Track | L80808FL9027MB | Indoor Luminaires | Interior Directional | Track or Mono-Point Directional Luminaires | Standard | TRUE | 822 | 67.4 | 12.23 | 8.99 | 0.998 |  |  | 5 | 50000 | 5/11/2016 12:00:00 AM | Dimmable | Continuous Below 10 | No |  | 3.1
PMRD34G3 | Eaton (formerly Cooper Lighting) | Halo Track | L80815NF9040P | Indoor Luminaires | Interior Directional | Track or Mono-Point Directional Luminaires | Standard | TRUE | 1620.21 | 78.34 | 20.68 | 9.14 | 0.995 | 3818 | 90.5 | 5 | 50000 | 5/11/2016 12:00:00 AM | Dimmable | Continuous Below 10 | No |  | 3.1
PUGQ8QKZ | Eaton (formerly Cooper Lighting) | Halo Track | L80825NF9027AH | Indoor Luminaires | Interior Directional | Track or Mono-Point Directional Luminaires | Standard | TRUE | 1828 | 50.4 | 36.34 | 6.28 | 0.999 |  |  | 5 | 50000 | 5/11/2016 12:00:00 AM | Dimmable | Continuous Below 10 | No |  | 3.1
PZAM3HZS | Eaton (formerly Cooper Lighting) | Halo Track | [All Track]80808SP9030P | Indoor Luminaires | Interior Directional | Track or Mono-Point Directional Luminaires | Standard | FALSE | [9 empty] | 5/11/2016 12:00:00 AM | Dimmable | Continuous Below 10 | No |  |  | 1006.63 | 84.66 | 11.89 | 8.1 | 0.999 | 3000 | 90
PWU725M1 | Eaton (formerly Cooper Lighting) | Halo Track | [All Track]80808NF9040AH | Indoor Luminaires | Interior Directional | Track or Mono-Point Directional Luminaires | Standard | FALSE | [9 empty] | 5/11/2016 12:00:00 AM | Dimmable | Continuous Below 10 | No |  |  | 1068.03 | 89.83 | 11.89 | 8.1 | 0.999 | 4000 | 90
P3HXW9TZ | Eaton (formerly Cooper Lighting) | Halo Track | [All Track]80808FL9027P | Indoor Luminaires | Interior Directional | Track or Mono-Point Directional Luminaires | Standard | FALSE | [9 empty] | 5/11/2016 12:00:00 AM | Dimmable | Continuous Below 10 | No |  |  | 862 | 72.5 | 11.89 | 8.1 | 0.999 | 2700 | 90
PPH1W965 | Eaton (formerly Cooper Lighting) | Halo Track | [All Track]80808FL9040MB | Indoor Luminaires | Interior Directional | Track or Mono-Point Directional Luminaires | Standard | FALSE | [9 empty] | 5/11/2016 12:00:00 AM | Dimmable | Continuous Below 10 | No |  |  | 1001.05 | 84.19 | 11.89 | 8.1 | 0.999 | 4000 | 90
PTY6D27D | Eaton (formerly Cooper Lighting) | Halo Track | [All Track]80825SP9027AH | Indoor Luminaires | Interior Directional | Track or Mono-Point Directional Luminaires | Standard | FALSE | [9 empty] | 5/11/2016 12:00:00 AM | Dimmable | Continuous Below 10 | No |  |  | 2037 | 58.43 | 34.86 | 6.51 | 0.999 | 2700 | 90
P8K7A66M | Eaton (formerly Cooper Lighting) | Halo Track | [All Track]80825SP9040P | Indoor Luminaires | Interior Directional | Track or Mono-Point Directional Luminaires | Standard | FALSE | [9 empty] | 5/11/2016 12:00:00 AM | Dimmable | Continuous Below 10 | No |  |  | 2710.88 | 77.76 | 34.86 | 6.51 | 0.999 | 4000 | 90
P3R4NDYX | Eaton (formerly Cooper Lighting) | Halo Track | [All Track]80825NF9027MB | Indoor Luminaires | Interior Directional | Track or Mono-Point Directional Luminaires | Standard | FALSE | [9 empty] | 5/11/2016 12:00:00 AM | Dimmable | Continuous Below 10 | No |  |  | 2033 | 58.32 | 34.86 | 6.51 | 0.999 | 2700 | 90
P83KNQ4T | Eaton (formerly Cooper Lighting) | Halo Track | [All Track]80825NF9040MB | Indoor Luminaires | Interior Directional | Track or Mono-Point Directional Luminaires | Standard | FALSE | [9 empty] | 5/11/2016 12:00:00 AM | Dimmable | Continuous Below 10 | No |  |  | 2475.84 | 71.02 | 34.86 | 6.51 | 0.999 | 4000 | 90
PXYAYWDD | Eaton (formerly Cooper Lighting) | Halo Track | [All Track]80825NF9040P | Indoor Luminaires | Interior Directional | Track or Mono-Point Directional Luminaires | Standard | FALSE | [9 empty] | 5/11/2016 12:00:00 AM | Dimmable | Continuous Below 10 | No |  |  | 2555 | 73.29 | 34.86 | 6.51 | 0.999 | 4000 | 90
PENPTJ3F | Eaton (formerly Cooper Lighting) | Halo Track | [All Track]80815NF9040AH | Indoor Luminaires | Interior Directional | Track or Mono-Point Directional Luminaires | Standard | FALSE | [9 empty] | 5/11/2016 12:00:00 AM | Dimmable | Continuous Below 10 | No |  |  | 1625.59 | 78.68 | 20.66 | 9.27 | 0.999 | 4000 | 90
P2UNC3Z5 | Eaton (formerly Cooper Lighting) | Halo Track | [All Track]80815NF9040MB | Indoor Luminaires | Interior Directional | Track or Mono-Point Directional Luminaires | Standard | FALSE | [9 empty] | 5/11/2016 12:00:00 AM | Dimmable | Continuous Below 10 | No |  |  | 1605.2 | 77.7 | 20.66 | 9.27 | 0.999 | 4000 | 90
PY5DZ971 | Eaton (formerly Cooper Lighting) | Halo Track | [All Track]80815FL9027P | Indoor Luminaires | Interior Directional | Track or Mono-Point Directional Luminaires | Standard | FALSE | [9 empty] | 5/11/2016 12:00:00 AM | Dimmable | Continuous Below 10 | No |  |  | 1312 | 63.5 | 20.66 | 9.27 | 0.999 | 2700 | 90
PMA1E6Y5 | Eaton (formerly Cooper Lighting) | Halo Track | [All Track]80815FL9040P | Indoor Luminaires | Interior Directional | Track or Mono-Point Directional Luminaires | Standard | FALSE | [9 empty] | 5/11/2016 12:00:00 AM | Dimmable | Continuous Below 10 | No |  |  | 1597.79 | 77.34 | 20.66 | 9.27 | 0.999 | 4000 | 90
PDA8QH8N | Eaton (formerly Cooper Lighting) | Halo Track | [All Track]80825SP9027MB | Indoor Luminaires | Interior Directional | Track or Mono-Point Directional Luminaires | Standard | FALSE | [9 empty] | 5/11/2016 12:00:00 AM | Dimmable | Continuous Below 10 | No |  |  | 2194 | 62.94 | 34.86 | 6.51 | 0.999 | 2700 | 90
PV2TGP7N | Eaton (formerly Cooper Lighting) | Halo Track | [All Track]80825SP9027P | Indoor Luminaires | Interior Directional | Track or Mono-Point Directional Luminaires | Standard | FALSE | [9 empty] | 5/11/2016 12:00:00 AM | Dimmable | Continuous Below 10 | No |  |  | 2226 | 63.86 | 34.86 | 6.51 | 0.999 | 2700 | 90
PXM3JB7N | Eaton (formerly Cooper Lighting) | Halo Track | [All Track]80825NF9027AH | Indoor Luminaires | Interior Directional | Track or Mono-Point Directional Luminaires | Standard | FALSE | [9 empty] | 5/11/2016 12:00:00 AM | Dimmable | Continuous Below 10 | No |  |  | 1828 | 52.44 | 34.86 | 6.51 | 0.999 | 2700 | 90
PMQ139YB | Eaton (formerly Cooper Lighting) | Halo Track | [All Track]80825FL9040P | Indoor Luminaires | Interior Directional | Track or Mono-Point Directional Luminaires | Standard | FALSE | [9 empty] | 5/11/2016 12:00:00 AM | Dimmable | Continuous Below 10 | No |  |  | 2576.92 | 73.92 | 34.86 | 6.51 | 0.999 | 4000 | 90
PYW86XCG | Eaton (formerly Cooper Lighting) | Halo Track | [All Track]80808SP9027AH | Indoor Luminaires | Interior Directional | Track or Mono-Point Directional Luminaires | Standard | FALSE | [9 empty] | 5/11/2016 12:00:00 AM | Dimmable | Continuous Below 10 | No |  |  | 829 | 69.72 | 11.89 | 8.1 | 0.999 | 2700 | 90
P4YYT6MJ | Eaton (formerly Cooper Lighting) | Halo Track | [All Track]80808SP9027MB | Indoor Luminaires | Interior Directional | Track or Mono-Point Directional Luminaires | Standard | FALSE | [9 empty] | 5/11/2016 12:00:00 AM | Dimmable | Continuous Below 10 | No |  |  | 829 | 69.72 | 11.89 | 8.1 | 0.999 | 2700 | 90
PQYCD5DY | Eaton (formerly Cooper Lighting) | Halo Track | [All Track]80808SP9027P | Indoor Luminaires | Interior Directional | Track or Mono-Point Directional Luminaires | Standard | FALSE | [9 empty] | 5/11/2016 12:00:00 AM | Dimmable | Continuous Below 10 | No |  |  | 918 | 77.21 | 11.89 | 8.1 | 0.999 | 2700 | 90
PVNGZWTQ | Eaton (formerly Cooper Lighting) | Halo Track | [All Track]80808SP9030MB | Indoor Luminaires | Interior Directional | Track or Mono-Point Directional Luminaires | Standard | FALSE | [9 empty] | 5/11/2016 12:00:00 AM | Dimmable | Continuous Below 10 | No |  |  | 909.03 | 76.45 | 11.89 | 8.1 | 0.999 | 3000 | 90
PR9Y75VJ | Eaton (formerly Cooper Lighting) | Halo Track | [All Track]80808SP9040P | Indoor Luminaires | Interior Directional | Track or Mono-Point Directional Luminaires | Standard | FALSE | [9 empty] | 5/11/2016 12:00:00 AM | Dimmable | Continuous Below 10 | No |  |  | 1117.96 | 94.03 | 11.89 | 8.1 | 0.999 | 4000 | 90
PX2KWQF2 | Eaton (formerly Cooper Lighting) | Halo Track | [All Track]80808NF9027MB | Indoor Luminaires | Interior Directional | Track or Mono-Point Directional Luminaires | Standard | FALSE | [9 empty] | 5/11/2016 12:00:00 AM | Dimmable | Continuous Below 10 | No |  |  | 866 | 72.83 | 11.89 | 8.1 | 0.999 | 2700 | 90
PBX5PEHT | Eaton (formerly Cooper Lighting) | Halo Track | [All Track]80808NF9030MB | Indoor Luminaires | Interior Directional | Track or Mono-Point Directional Luminaires | Standard | FALSE | [9 empty] | 5/11/2016 12:00:00 AM | Dimmable | Continuous Below 10 | No |  |  | 949.61 | 79.87 | 11.89 | 8.1 | 0.999 | 3000 | 90
PMPCECHK | Eaton (formerly Cooper Lighting) | Halo Track | [All Track]80808NF9040MB | Indoor Luminaires | Interior Directional | Track or Mono-Point Directional Luminaires | Standard | FALSE | [9 empty] | 5/11/2016 12:00:00 AM | Dimmable | Continuous Below 10 | No |  |  | 1054.64 | 88.7 | 11.89 | 8.1 | 0.999 | 4000 | 90
PDX5MVSW | Eaton (formerly Cooper Lighting) | Halo Track | [All Track]80808NF9040P | Indoor Luminaires | Interior Directional | Track or Mono-Point Directional Luminaires | Standard | FALSE | [9 empty] | 5/11/2016 12:00:00 AM | Dimmable | Continuous Below 10 | No |  |  | 1103.35 | 92.8 | 11.89 | 8.1 | 0.999 | 4000 | 90
PDZS8B8E | Eaton (formerly Cooper Lighting) | Halo Track | [All Track]80808FL9030P | Indoor Luminaires | Interior Directional | Track or Mono-Point Directional Luminaires | Standard | FALSE | [9 empty] | 5/11/2016 12:00:00 AM | Dimmable | Continuous Below 10 | No |  |  | 945.22 | 79.5 | 11.89 | 8.1 | 0.999 | 3000 | 90
P3JBBD6M | Eaton (formerly Cooper Lighting) | Halo Track | [All Track]80808FL9040AH | Indoor Luminaires | Interior Directional | Track or Mono-Point Directional Luminaires | Standard | FALSE | [9 empty] | 5/11/2016 12:00:00 AM | Dimmable | Continuous Below 10 | No |  |  | 1021.76 | 85.93 | 11.89 | 8.1 | 0.999 | 4000 | 90
PX8H7B7M | Eaton (formerly Cooper Lighting) | Halo Track | [All Track]80808FL9040P | Indoor Luminaires | Interior Directional | Track or Mono-Point Directional Luminaires | Standard | FALSE | [9 empty] | 5/11/2016 12:00:00 AM | Dimmable | Continuous Below 10 | No |  |  | 1049.77 | 88.29 | 11.89 | 8.1 | 0.999 | 4000 | 90
PGA8J9X5 | Eaton (formerly Cooper Lighting) | Halo Track | [All Track]80815SP9030P | Indoor Luminaires | Interior Directional | Track or Mono-Point Directional Luminaires | Standard | FALSE | [9 empty] | 5/11/2016 12:00:00 AM | Dimmable | Continuous Below 10 | No |  |  | 1505.55 | 72.87 | 20.66 | 9.27 | 0.999 | 3000 | 90
PDUCQJF2 | Eaton (formerly Cooper Lighting) | Halo Track | [All Track]80815SP9040P | Indoor Luminaires | Interior Directional | Track or Mono-Point Directional Luminaires | Standard | FALSE | [9 empty] | 5/11/2016 12:00:00 AM | Dimmable | Continuous Below 10 | No |  |  | 1849 | 89.5 | 20.66 | 9.27 | 0.999 | 4000 | 90
P6X7S1QM | Eaton (formerly Cooper Lighting) | Halo Track | [All Track]80815NF9027AH | Indoor Luminaires | Interior Directional | Track or Mono-Point Directional Luminaires | Standard | FALSE | [9 empty] | 5/11/2016 12:00:00 AM | Dimmable | Continuous Below 10 | No |  |  | 1334.83 | 64.61 | 20.66 | 9.27 | 0.999 | 2700 | 90
P73UCGPB | Eaton (formerly Cooper Lighting) | Halo Track | [All Track]80815NF9027P | Indoor Luminaires | Interior Directional | Track or Mono-Point Directional Luminaires | Standard | FALSE | [9 empty] | 5/11/2016 12:00:00 AM | Dimmable | Continuous Below 10 | No |  |  | 1378.97 | 66.75 | 20.66 | 9.27 | 0.999 | 2700 | 90
PBBJX82C | Eaton (formerly Cooper Lighting) | Halo Track | [All Track]80815NF9030AH | Indoor Luminaires | Interior Directional | Track or Mono-Point Directional Luminaires | Standard | FALSE | [9 empty] | 5/11/2016 12:00:00 AM | Dimmable | Continuous Below 10 | No |  |  | 1463.7 | 70.85 | 20.66 | 9.27 | 0.999 | 3000 | 90
PS54ZRCG | Eaton (formerly Cooper Lighting) | Halo Track | [All Track]80815NF9030MB | Indoor Luminaires | Interior Directional | Track or Mono-Point Directional Luminaires | Standard | FALSE | [9 empty] | 5/11/2016 12:00:00 AM | Dimmable | Continuous Below 10 | No |  |  | 1445.34 | 69.96 | 20.66 | 9.27 | 0.999 | 3000 | 90
PAWSGWU6 | Eaton (formerly Cooper Lighting) | Halo Track | [All Track]80815FL9027MB | Indoor Luminaires | Interior Directional | Track or Mono-Point Directional Luminaires | Standard | FALSE | [9 empty] | 5/11/2016 12:00:00 AM | Dimmable | Continuous Below 10 | No |  |  | 1219 | 59 | 20.66 | 9.27 | 0.999 | 2700 | 90
PKRXYNN4 | Eaton (formerly Cooper Lighting) | Halo Track | [All Track]80815FL9030AH | Indoor Luminaires | Interior Directional | Track or Mono-Point Directional Luminaires | Standard | FALSE | [9 empty] | 5/11/2016 12:00:00 AM | Dimmable | Continuous Below 10 | No |  |  | 1400.28 | 67.78 | 20.66 | 9.27 | 0.999 | 3000 | 90
P865FF87 | Eaton (formerly Cooper Lighting) | Halo Track | [All Track]80815FL9040AH | Indoor Luminaires | Interior Directional | Track or Mono-Point Directional Luminaires | Standard | FALSE | [9 empty] | 5/11/2016 12:00:00 AM | Dimmable | Continuous Below 10 | No |  |  | 1555.16 | 75.27 | 20.66 | 9.27 | 0.999 | 4000 | 90
P21CZMA6 | Eaton (formerly Cooper Lighting) | Halo Track | [All Track]80815FL9040MB | Indoor Luminaires | Interior Directional | Track or Mono-Point Directional Luminaires | Standard | FALSE | [9 empty] | 5/11/2016 12:00:00 AM | Dimmable | Continuous Below 10 | No |  |  | 1484.53 | 71.86 | 20.66 | 9.27 | 0.999 | 4000 | 90
PEYEHPKJ | Eaton (formerly Cooper Lighting) | Halo Track | [All Track]80825NF9030AH | Indoor Luminaires | Interior Directional | Track or Mono-Point Directional Luminaires | Standard | FALSE | [9 empty] | 5/11/2016 12:00:00 AM | Dimmable | Continuous Below 10 | No |  |  | 1967.11 | 56.43 | 34.86 | 6.51 | 0.999 | 3000 | 90
PND3STVE | Eaton (formerly Cooper Lighting) | Halo Track | [All Track]80825FL9030AH | Indoor Luminaires | Interior Directional | Track or Mono-Point Directional Luminaires | Standard | FALSE | [9 empty] | 5/11/2016 12:00:00 AM | Dimmable | Continuous Below 10 | No |  |  | 1988.63 | 57.05 | 34.86 | 6.51 | 0.999 | 3000 | 90
PY7QS7UD | Eaton (formerly Cooper Lighting) | Halo Track | [All Track]80825FL9030P | Indoor Luminaires | Interior Directional | Track or Mono-Point Directional Luminaires | Standard | FALSE | [9 empty] | 5/11/2016 12:00:00 AM | Dimmable | Continuous Below 10 | No |  |  | 2277.03 | 65.32 | 34.86 | 6.51 | 0.999 | 3000 | 90
PUEY7UVQ | Eaton (formerly Cooper Lighting) | Halo Track | [All Track]80815SP9027MB | Indoor Luminaires | Interior Directional | Track or Mono-Point Directional Luminaires | Standard | FALSE | [9 empty] | 5/11/2016 12:00:00 AM | Dimmable | Continuous Below 10 | No |  |  | 1261.77 | 61.07 | 20.66 | 9.27 | 0.999 | 2700 | 90
PWMDZTST | Eaton (formerly Cooper Lighting) | Halo Track | [All Track]80825NF9027P | Indoor Luminaires | Interior Directional | Track or Mono-Point Directional Luminaires | Standard | FALSE | [9 empty] | 5/11/2016 12:00:00 AM | Dimmable | Continuous Below 10 | No |  |  | 2098 | 60.18 | 34.86 | 6.51 | 0.999 | 2700 | 90
P3S49WPR | Eaton (formerly Cooper Lighting) | Halo Track | [All Track]80825NF9030P | Indoor Luminaires | Interior Directional | Track or Mono-Point Directional Luminaires | Standard | FALSE | [9 empty] | 5/11/2016 12:00:00 AM | Dimmable | Continuous Below 10 | No |  |  | 2257.66 | 64.76 | 34.86 | 6.51 | 0.999 | 3000 | 90
PTVRM2EC | Eaton (formerly Cooper Lighting) | Halo Track | [All Track]80825FL9040AH | Indoor Luminaires | Interior Directional | Track or Mono-Point Directional Luminaires | Standard | FALSE | [9 empty] | 5/11/2016 12:00:00 AM | Dimmable | Continuous Below 10 | No |  |  | 2250.54 | 64.56 | 34.86 | 6.51 | 0.999 | 4000 | 90
PYRC3GN8 | Eaton (formerly Cooper Lighting) | Halo Track | [All Track]80825FL9040MB | Indoor Luminaires | Interior Directional | Track or Mono-Point Directional Luminaires | Standard | FALSE | [9 empty] | 5/11/2016 12:00:00 AM | Dimmable | Continuous Below 10 | No |  |  | 2474.62 | 70.99 | 34.86 | 6.51 | 0.999 | 4000 | 90
PTHA7MTR | Eaton (formerly Cooper Lighting) | Halo Track | [All Track]80815SP9027P | Indoor Luminaires | Interior Directional | Track or Mono-Point Directional Luminaires | Standard | FALSE | [9 empty] | 5/11/2016 12:00:00 AM | Dimmable | Continuous Below 10 | No |  |  | 1373 | 66.46 | 20.66 | 9.27 | 0.999 | 2700 | 90
PN1WG2BH | Eaton (formerly Cooper Lighting) | Halo Track | [All Track]80825SP9030AH | Indoor Luminaires | Interior Directional | Track or Mono-Point Directional Luminaires | Standard | FALSE | [9 empty] | 5/11/2016 12:00:00 AM | Dimmable | Continuous Below 10 | No |  |  | 2192.02 | 62.88 | 34.86 | 6.51 | 0.999 | 3000 | 90
PV9VV461 | Eaton (formerly Cooper Lighting) | Halo Track | [All Track]80825FL9027P | Indoor Luminaires | Interior Directional | Track or Mono-Point Directional Luminaires | Standard | FALSE | [9 empty] | 5/11/2016 12:00:00 AM | Dimmable | Continuous Below 10 | No |  |  | 2116 | 60.7 | 34.86 | 6.51 | 0.999 | 2700 | 90
PANFQSKH | Eaton (formerly Cooper Lighting) | Halo Track | [All Track]80808NF9030AH | Indoor Luminaires | Interior Directional | Track or Mono-Point Directional Luminaires | Standard | FALSE | [9 empty] | 5/11/2016 12:00:00 AM | Dimmable | Continuous Below 10 | No |  |  | 961.67 | 80.88 | 11.89 | 8.1 | 0.999 | 3000 | 90
PGCXM6WR | Eaton (formerly Cooper Lighting) | Halo Track | [All Track]80815NF9027MB | Indoor Luminaires | Interior Directional | Track or Mono-Point Directional Luminaires | Standard | FALSE | [9 empty] | 5/11/2016 12:00:00 AM | Dimmable | Continuous Below 10 | No |  |  | 1318.09 | 63.8 | 20.66 | 9.27 | 0.999 | 2700 | 90
PG3XQTJT | Eaton (formerly Cooper Lighting) | Halo Track | [All Track]80815FL9027AH | Indoor Luminaires | Interior Directional | Track or Mono-Point Directional Luminaires | Standard | FALSE | [9 empty] | 5/11/2016 12:00:00 AM | Dimmable | Continuous Below 10 | No |  |  | 1276.99 | 61.81 | 20.66 | 9.27 | 0.999 | 2700 | 90
PHH7T2TE | Eaton (formerly Cooper Lighting) | Halo Track | [All Track]80825SP9040MB | Indoor Luminaires | Interior Directional | Track or Mono-Point Directional Luminaires | Standard | FALSE | [9 empty] | 5/11/2016 12:00:00 AM | Dimmable | Continuous Below 10 | No |  |  | 2671.91 | 76.65 | 34.86 | 6.51 | 0.999 | 4000 | 90
P2NWX96R | Eaton (formerly Cooper Lighting) | Halo Track | [All Track]80825SP9030MB | Indoor Luminaires | Interior Directional | Track or Mono-Point Directional Luminaires | Standard | FALSE | [9 empty] | 5/11/2016 12:00:00 AM | Dimmable | Continuous Below 10 | No |  |  | 2360.96 | 67.73 | 34.86 | 6.51 | 0.999 | 3000 | 90
P3DEX4SN | Eaton (formerly Cooper Lighting) | Halo Track | [All Track]80825NF9040AH | Indoor Luminaires | Interior Directional | Track or Mono-Point Directional Luminaires | Standard | FALSE | [9 empty] | 5/11/2016 12:00:00 AM | Dimmable | Continuous Below 10 | No |  |  | 2226.19 | 63.86 | 34.86 | 6.51 | 0.999 | 4000 | 90
PFW3CBDP | Eaton (formerly Cooper Lighting) | Halo Track | [All Track]80808FL9027MB | Indoor Luminaires | Interior Directional | Track or Mono-Point Directional Luminaires | Standard | FALSE | [9 empty] | 5/11/2016 12:00:00 AM | Dimmable | Continuous Below 10 | No |  |  | 822 | 69.13 | 11.89 | 8.1 | 0.999 | 2700 | 90
PVE8HZHX | Eaton (formerly Cooper Lighting) | Halo Track | [All Track]80808SP9030AH | Indoor Luminaires | Interior Directional | Track or Mono-Point Directional Luminaires | Standard | FALSE | [9 empty] | 5/11/2016 12:00:00 AM | Dimmable | Continuous Below 10 | No |  |  | 909.03 | 76.45 | 11.89 | 8.1 | 0.999 | 3000 | 90
PKR3K45Z | Eaton (formerly Cooper Lighting) | Halo Track | [All Track]80808NF9027AH | Indoor Luminaires | Interior Directional | Track or Mono-Point Directional Luminaires | Standard | FALSE | [9 empty] | 5/11/2016 12:00:00 AM | Dimmable | Continuous Below 10 | No |  |  | 877 | 73.76 | 11.89 | 8.1 | 0.999 | 2700 | 90
P1YJ51SA | Eaton (formerly Cooper Lighting) | Halo Track | [All Track]80808NF9027P | Indoor Luminaires | Interior Directional | Track or Mono-Point Directional Luminaires | Standard | FALSE | [9 empty] | 5/11/2016 12:00:00 AM | Dimmable | Continuous Below 10 | No |  |  | 906 | 76.2 | 11.89 | 8.1 | 0.999 | 2700 | 90
PH3JBAG4 | Eaton (formerly Cooper Lighting) | Halo Track | [All Track]80808FL9030AH | Indoor Luminaires | Interior Directional | Track or Mono-Point Directional Luminaires | Standard | FALSE | [9 empty] | 5/11/2016 12:00:00 AM | Dimmable | Continuous Below 10 | No |  |  | 920 | 77.38 | 11.89 | 8.1 | 0.999 | 3000 | 90
P53ZC8KS | Eaton (formerly Cooper Lighting) | Halo Track | [All Track]80808FL9030MB | Indoor Luminaires | Interior Directional | Track or Mono-Point Directional Luminaires | Standard | FALSE | [9 empty] | 5/11/2016 12:00:00 AM | Dimmable | Continuous Below 10 | No |  |  | 901.36 | 75.81 | 11.89 | 8.1 | 0.999 | 3000 | 90
P3CAC47Y | Eaton (formerly Cooper Lighting) | Halo Track | [All Track]80815SP9027AH | Indoor Luminaires | Interior Directional | Track or Mono-Point Directional Luminaires | Standard | FALSE | [9 empty] | 5/11/2016 12:00:00 AM | Dimmable | Continuous Below 10 | No |  |  | 1261.77 | 61.07 | 20.66 | 9.27 | 0.999 | 2700 | 90
PU9S9PXS | Eaton (formerly Cooper Lighting) | Halo Track | [All Track]80815SP9030AH | Indoor Luminaires | Interior Directional | Track or Mono-Point Directional Luminaires | Standard | FALSE | [9 empty] | 5/11/2016 12:00:00 AM | Dimmable | Continuous Below 10 | No |  |  | 1383.59 | 66.97 | 20.66 | 9.27 | 0.999 | 3000 | 90
P2JBAB4A | Eaton (formerly Cooper Lighting) | Halo Track | [All Track]80815SP9030MB | Indoor Luminaires | Interior Directional | Track or Mono-Point Directional Luminaires | Standard | FALSE | [9 empty] | 5/11/2016 12:00:00 AM | Dimmable | Continuous Below 10 | No |  |  | 1383.59 | 66.97 | 20.66 | 9.27 | 0.999 | 3000 | 90
PZG91P5H | Eaton (formerly Cooper Lighting) | Halo Track | [All Track]80815SP9040MB | Indoor Luminaires | Interior Directional | Track or Mono-Point Directional Luminaires | Standard | FALSE | [9 empty] | 5/11/2016 12:00:00 AM | Dimmable | Continuous Below 10 | No |  |  | 1536.62 | 74.38 | 20.66 | 9.27 | 0.999 | 4000 | 90
PED3MT28 | Eaton (formerly Cooper Lighting) | Halo Track | [All Track]80815FL9030MB | Indoor Luminaires | Interior Directional | Track or Mono-Point Directional Luminaires | Standard | FALSE | [9 empty] | 5/11/2016 12:00:00 AM | Dimmable | Continuous Below 10 | No |  |  | 1336.69 | 64.7 | 20.66 | 9.27 | 0.999 | 3000 | 90
PG9CPA3Y | Eaton (formerly Cooper Lighting) | Halo Track | [All Track]80825SP9030P | Indoor Luminaires | Interior Directional | Track or Mono-Point Directional Luminaires | Standard | FALSE | [9 empty] | 5/11/2016 12:00:00 AM | Dimmable | Continuous Below 10 | No |  |  | 2395.4 | 68.71 | 34.86 | 6.51 | 0.999 | 3000 | 90
PZEPE6NC | Eaton (formerly Cooper Lighting) | Halo Track | [All Track]80825NF9030MB | Indoor Luminaires | Interior Directional | Track or Mono-Point Directional Luminaires | Standard | FALSE | [9 empty] | 5/11/2016 12:00:00 AM | Dimmable | Continuous Below 10 | No |  |  | 2187.71 | 62.76 | 34.86 | 6.51 | 0.999 | 3000 | 90
PKQHHMV3 | Eaton (formerly Cooper Lighting) | Halo Track | [All Track]80825FL9027AH | Indoor Luminaires | Interior Directional | Track or Mono-Point Directional Luminaires | Standard | FALSE | [9 empty] | 5/11/2016 12:00:00 AM | Dimmable | Continuous Below 10 | No |  |  | 1848 | 53.01 | 34.86 | 6.51 | 0.999 | 2700 | 90
P5J17CCN | Eaton (formerly Cooper Lighting) | Halo Track | [All Track]80825FL9027MB | Indoor Luminaires | Interior Directional | Track or Mono-Point Directional Luminaires | Standard | FALSE | [9 empty] | 5/11/2016 12:00:00 AM | Dimmable | Continuous Below 10 | No |  |  | 2032 | 58.29 | 34.86 | 6.51 | 0.999 | 2700 | 90
P43M9KNS | Eaton (formerly Cooper Lighting) | Halo Track | [All Track]80825FL9030MB | Indoor Luminaires | Interior Directional | Track or Mono-Point Directional Luminaires | Standard | FALSE | [9 empty] | 5/11/2016 12:00:00 AM | Dimmable | Continuous Below 10 | No |  |  | 2186.64 | 62.73 | 34.86 | 6.51 | 0.999 | 3000 | 90
P3QK85TE | Eaton (formerly Cooper Lighting) | Halo Track | [All Track]80808SP9040AH | Indoor Luminaires | Interior Directional | Track or Mono-Point Directional Luminaires | Standard | FALSE | [9 empty] | 5/11/2016 12:00:00 AM | Dimmable | Continuous Below 10 | No |  |  | 1116.4 | 93.89 | 11.89 | 8.1 | 0.999 | 4000 | 90
PUN5UGBD | Eaton (formerly Cooper Lighting) | Halo Track | [All Track]80808SP9040MB | Indoor Luminaires | Interior Directional | Track or Mono-Point Directional Luminaires | Standard | FALSE | [9 empty] | 5/11/2016 12:00:00 AM | Dimmable | Continuous Below 10 | No |  |  | 1009.58 | 84.91 | 11.89 | 8.1 | 0.999 | 4000 | 90
P8SYBXR6 | Eaton (formerly Cooper Lighting) | Halo Track | [All Track]80808NF9030P | Indoor Luminaires | Interior Directional | Track or Mono-Point Directional Luminaires | Standard | FALSE | [9 empty] | 5/11/2016 12:00:00 AM | Dimmable | Continuous Below 10 | No |  |  | 993.47 | 83.55 | 11.89 | 8.1 | 0.999 | 3000 | 90
PDQGK7J2 | Eaton (formerly Cooper Lighting) | Halo Track | [All Track]80808FL9027AH | Indoor Luminaires | Interior Directional | Track or Mono-Point Directional Luminaires | Standard | FALSE | [9 empty] | 5/11/2016 12:00:00 AM | Dimmable | Continuous Below 10 | No |  |  | 839 | 70.56 | 11.89 | 8.1 | 0.999 | 2700 | 90
PQ38V92T | Eaton (formerly Cooper Lighting) | Halo Track | [All Track]80815NF9030P | Indoor Luminaires | Interior Directional | Track or Mono-Point Directional Luminaires | Standard | FALSE | [9 empty] | 5/11/2016 12:00:00 AM | Dimmable | Continuous Below 10 | No |  |  | 1512.1 | 73.19 | 20.66 | 9.27 | 0.999 | 3000 | 90
PWX53YH1 | Eaton (formerly Cooper Lighting) | Halo Track | [All Track]80815NF9040P | Indoor Luminaires | Interior Directional | Track or Mono-Point Directional Luminaires | Standard | FALSE | [9 empty] | 5/11/2016 12:00:00 AM | Dimmable | Continuous Below 10 | No |  |  | 1679.35 | 81.28 | 20.66 | 9.27 | 0.999 | 4000 | 90
PU2D1UY2 | Eaton (formerly Cooper Lighting) | Halo Track | [All Track]80815FL9030P | Indoor Luminaires | Interior Directional | Track or Mono-Point Directional Luminaires | Standard | FALSE | [9 empty] | 5/11/2016 12:00:00 AM | Dimmable | Continuous Below 10 | No |  |  | 1438.67 | 69.64 | 20.66 | 9.27 | 0.999 | 3000 | 90
PDBZRMQD | Eaton (formerly Cooper Lighting) | Halo Track | [All Track]80815SP9040AH | Indoor Luminaires | Interior Directional | Track or Mono-Point Directional Luminaires | Standard | FALSE | [9 empty] | 5/11/2016 12:00:00 AM | Dimmable | Continuous Below 10 | No |  |  | 1699.21 | 82.25 | 20.66 | 9.27 | 0.999 | 4000 | 90
P1EJCBT2 | Eaton (formerly Cooper Lighting) | Halo Track | [All Track]80825SP9040AH | Indoor Luminaires | Interior Directional | Track or Mono-Point Directional Luminaires | Standard | FALSE | [9 empty] | 5/11/2016 12:00:00 AM | Dimmable | Continuous Below 10 | No |  |  | 2480.71 | 71.16 | 34.86 | 6.51 | 0.999 | 4000 | 90
P00000QRA | ElectraLED, Inc. | TLC Series | TLC-15B27DD [120V ONLY] | Indoor Luminaires | Interior Directional | Track or Mono-Point Directional Luminaires | Standard | TRUE | 1640 | 43.9 | 37.4 | 11.9 | 0.98 | 2700 | 85 | 5 | 64000 | 2/7/2014 12:00:00 AM | Not Yet Verified | Not Yet Verified | Not Yet Verified |  | 1.4 | 1965 | 59 | 33 |  | 0.9 | 2700 | 85
P00000QRD | ElectraLED, Inc. | TLC Series | TLC-15B30DD [120V ONLY] | Indoor Luminaires | Interior Directional | Track or Mono-Point Directional Luminaires | Standard | FALSE | [9 empty] | 2/7/2014 12:00:00 AM | Not Yet Verified | Not Yet Verified | Not Yet Verified |  |  | 2025 | 53 | 38.2 |  |  | 3000 | 85
P00000QRB | ElectraLED, Inc. | TLC Series | TLC-15W27DD [120V ONLY] | Indoor Luminaires | Interior Directional | Track or Mono-Point Directional Luminaires | Standard | FALSE | [9 empty] | 2/7/2014 12:00:00 AM | Not Yet Verified | Not Yet Verified | Not Yet Verified |  |  | 1965 | 51.4 | 38.2 |  |  | 2700 | 85
P00000QRJ | ElectraLED, Inc. | TLC Series | TLC-15B40DD [120V ONLY] | Indoor Luminaires | Interior Directional | Track or Mono-Point Directional Luminaires | Standard | FALSE | [9 empty] | 2/7/2014 12:00:00 AM | Not Yet Verified | Not Yet Verified | Not Yet Verified |  |  | 2295 | 60.1 | 38.2 |  |  | 4000 | 85
P00000QRK | ElectraLED, Inc. | TLC Series | TLC-15W40DD [120V ONLY] | Indoor Luminaires | Interior Directional | Track or Mono-Point Directional Luminaires | Standard | FALSE | [9 empty] | 2/7/2014 12:00:00 AM | Not Yet Verified | Not Yet Verified | Not Yet Verified |  |  | 2295 | 60.1 | 38.2 |  |  | 4000 | 85
P00000QRI | ElectraLED, Inc. | TLC Series | TLC-15S35DD [120V ONLY] | Indoor Luminaires | Interior Directional | Track or Mono-Point Directional Luminaires | Standard | FALSE | [9 empty] | 2/7/2014 12:00:00 AM | Not Yet Verified | Not Yet Verified | Not Yet Verified |  |  | 2250 | 58.9 | 38.2 |  |  | 3500 | 85
P00000QRE | ElectraLED, Inc. | TLC Series | TLC-15W30DD [120V ONLY] | Indoor Luminaires | Interior Directional | Track or Mono-Point Directional Luminaires | Standard | FALSE | [9 empty] | 2/7/2014 12:00:00 AM | Not Yet Verified | Not Yet Verified | Not Yet Verified |  |  | 2025 | 53 | 38.2 |  |  | 3000 | 85
P00000QRF | ElectraLED, Inc. | TLC Series | TLC-15S30DD [120V ONLY] | Indoor Luminaires | Interior Directional | Track or Mono-Point Directional Luminaires | Standard | FALSE | [9 empty] | 2/7/2014 12:00:00 AM | Not Yet Verified | Not Yet Verified | Not Yet Verified |  |  | 2025 | 53 | 38.2 |  |  | 3000 | 85
P00000QRH | ElectraLED, Inc. | TLC Series | TLC-15W35DD [120V ONLY] | Indoor Luminaires | Interior Directional | Track or Mono-Point Directional Luminaires | Standard | FALSE | [9 empty] | 2/7/2014 12:00:00 AM | Not Yet Verified | Not Yet Verified | Not Yet Verified |  |  | 2250 | 58.9 | 38.2 |  |  | 3500 | 85
P00000QRC | ElectraLED, Inc. | TLC Series | TLC-15S27DD [120V ONLY] | Indoor Luminaires | Interior Directional | Track or Mono-Point Directional Luminaires | Standard | FALSE | [9 empty] | 2/7/2014 12:00:00 AM | Not Yet Verified | Not Yet Verified | Not Yet Verified |  |  | 1965 | 51.4 | 38.2 |  |  | 2700 | 85
P00000QRG | ElectraLED, Inc. | TLC Series | TLC-15B35DD [120V ONLY] | Indoor Luminaires | Interior Directional | Track or Mono-Point Directional Luminaires | Standard | FALSE | [9 empty] | 2/7/2014 12:00:00 AM | Not Yet Verified | Not Yet Verified | Not Yet Verified |  |  | 2250 | 58.9 | 38.2 |  |  | 3500 | 85
P00000QRL | ElectraLED, Inc. | TLC Series | TLC-15S40DD [120V ONLY] | Indoor Luminaires | Interior Directional | Track or Mono-Point Directional Luminaires | Standard | FALSE | [9 empty] | 2/7/2014 12:00:00 AM | Not Yet Verified | Not Yet Verified | Not Yet Verified |  |  | 2295 | 60.1 | 38.2 |  |  | 4000 | 85
P00000QRY | ElectraLED, Inc. | TLC Series | TLC-15B27RS [120V ONLY] | Indoor Luminaires | Interior Directional | Track or Mono-Point Directional Luminaires | Standard | TRUE | 1669 | 43.7 | 38.2 | 12.5 | 0.99 | 2700 | 85 | 5 | 64000 | 2/7/2014 12:00:00 AM | Not Yet Verified | Not Yet Verified | Not Yet Verified |  | 1.4 | 1965 | 59 | 33 |  | 0.9 | 2700 | 85
P00000QS4 | ElectraLED, Inc. | TLC Series | TLC-15B35RS [120V ONLY] | Indoor Luminaires | Interior Directional | Track or Mono-Point Directional Luminaires | Standard | FALSE | [9 empty] | 2/7/2014 12:00:00 AM | Not Yet Verified | Not Yet Verified | Not Yet Verified |  |  | 2250 | 58.9 | 38.2 |  |  | 3500 | 85
P00000QS6 | ElectraLED, Inc. | TLC Series | TLC-15S35RS [120V ONLY] | Indoor Luminaires | Interior Directional | Track or Mono-Point Directional Luminaires | Standard | FALSE | [9 empty] | 2/7/2014 12:00:00 AM | Not Yet Verified | Not Yet Verified | Not Yet Verified |  |  | 2250 | 58.9 | 38.2 |  |  | 3500 | 85
P00000QRZ | ElectraLED, Inc. | TLC Series | TLC-15W27RS [120V ONLY] | Indoor Luminaires | Interior Directional | Track or Mono-Point Directional Luminaires | Standard | FALSE | [9 empty] | 2/7/2014 12:00:00 AM | Not Yet Verified | Not Yet Verified | Not Yet Verified |  |  | 1965 | 51.4 | 38.2 |  |  | 2700 | 85
P00000QS1 | ElectraLED, Inc. | TLC Series | TLC-15B30RS [120V ONLY] | Indoor Luminaires | Interior Directional | Track or Mono-Point Directional Luminaires | Standard | FALSE | [9 empty] | 2/7/2014 12:00:00 AM | Not Yet Verified | Not Yet Verified | Not Yet Verified |  |  | 2025 | 53 | 38.2 |  |  | 3000 | 85
P00000QS7 | ElectraLED, Inc. | TLC Series | TLC-15B40RS [120V ONLY] | Indoor Luminaires | Interior Directional | Track or Mono-Point Directional Luminaires | Standard | FALSE | [9 empty] | 2/7/2014 12:00:00 AM | Not Yet Verified | Not Yet Verified | Not Yet Verified |  |  | 2295 | 60.1 | 38.2 |  |  | 4000 | 85
P00000QS3 | ElectraLED, Inc. | TLC Series | TLC-15S30RS [120V ONLY] | Indoor Luminaires | Interior Directional | Track or Mono-Point Directional Luminaires | Standard | FALSE | [9 empty] | 2/7/2014 12:00:00 AM | Not Yet Verified | Not Yet Verified | Not Yet Verified |  |  | 2025 | 53 | 38.2 |  |  | 3000 | 85
P00000QS5 | ElectraLED, Inc. | TLC Series | TLC-15W35RS [120V ONLY] | Indoor Luminaires | Interior Directional | Track or Mono-Point Directional Luminaires | Standard | FALSE | [9 empty] | 2/7/2014 12:00:00 AM | Not Yet Verified | Not Yet Verified | Not Yet Verified |  |  | 2250 | 58.9 | 38.2 |  |  | 3500 | 85
P00000QS2 | ElectraLED, Inc. | TLC Series | TLC-15W30RS [120V ONLY] | Indoor Luminaires | Interior Directional | Track or Mono-Point Directional Luminaires | Standard | FALSE | [9 empty] | 2/7/2014 12:00:00 AM | Not Yet Verified | Not Yet Verified | Not Yet Verified |  |  | 2025 | 53 | 38.2 |  |  | 3000 | 85
P00000QS9 | ElectraLED, Inc. | TLC Series | TLC-15S40RS [120V ONLY] | Indoor Luminaires | Interior Directional | Track or Mono-Point Directional Luminaires | Standard | FALSE | [9 empty] | 2/7/2014 12:00:00 AM | Not Yet Verified | Not Yet Verified | Not Yet Verified |  |  | 2295 | 60.1 | 38.2 |  |  | 4000 | 85
P00000QS0 | ElectraLED, Inc. | TLC Series | TLC-15S27RS [120V ONLY] | Indoor Luminaires | Interior Directional | Track or Mono-Point Directional Luminaires | Standard | FALSE | [9 empty] | 2/7/2014 12:00:00 AM | Not Yet Verified | Not Yet Verified | Not Yet Verified |  |  | 1965 | 51.4 | 38.2 |  |  | 2700 | 85
P00000QS8 | ElectraLED, Inc. | TLC Series | TLC-15W40RS [120V ONLY] | Indoor Luminaires | Interior Directional | Track or Mono-Point Directional Luminaires | Standard | FALSE | [9 empty] | 2/7/2014 12:00:00 AM | Not Yet Verified | Not Yet Verified | Not Yet Verified |  |  | 2295 | 60.1 | 38.2 |  |  | 4000 | 85
P00000QSA | ElectraLED, Inc. | TLC Series | TLC-05B27DD [120V ONLY] | Indoor Luminaires | Interior Directional | Track or Mono-Point Directional Luminaires | Standard | TRUE | 594 | 44 | 13.5 | 7.8 | 0.99 | 2700 | 85 | 5 | 50000 | 2/7/2014 12:00:00 AM | Not Yet Verified | Not Yet Verified | Not Yet Verified |  | 1.4 | 725 | 54.9 | 13.2 |  | 0.9 | 2700 | 85
P00000QSJ | ElectraLED, Inc. | TLC Series | TLC-05B40DD [120V ONLY] | Indoor Luminaires | Interior Directional | Track or Mono-Point Directional Luminaires | Standard | FALSE | [9 empty] | 2/7/2014 12:00:00 AM | Not Yet Verified | Not Yet Verified | Not Yet Verified |  |  | 850 | 70.8 | 12 |  |  | 4000 | 85
P00000QSE | ElectraLED, Inc. | TLC Series | TLC-05W30DD | Indoor Luminaires | Interior Directional | Track or Mono-Point Directional Luminaires | Standard | FALSE | [9 empty] | 2/7/2014 12:00:00 AM | Not Yet Verified | Not Yet Verified | Not Yet Verified |  |  | 750 | 62.5 | 12 |  |  | 3000 | 85
P00000QSB | ElectraLED, Inc. | TLC Series | TLC-05W27DD [120V ONLY] | Indoor Luminaires | Interior Directional | Track or Mono-Point Directional Luminaires | Standard | FALSE | [9 empty] | 2/7/2014 12:00:00 AM | Not Yet Verified | Not Yet Verified | Not Yet Verified |  |  | 725 | 60.4 | 12 |  |  | 2700 | 85
P00000QSI | ElectraLED, Inc. | TLC Series | TLC-05S35DD [120V ONLY] | Indoor Luminaires | Interior Directional | Track or Mono-Point Directional Luminaires | Standard | FALSE | [9 empty] | 2/7/2014 12:00:00 AM | Not Yet Verified | Not Yet Verified | Not Yet Verified |  |  | 830 | 69.2 | 12 |  |  | 3500 | 85
P00000QSK | ElectraLED, Inc. | TLC Series | TLC-05W40DD [120V ONLY] | Indoor Luminaires | Interior Directional | Track or Mono-Point Directional Luminaires | Standard | FALSE | [9 empty] | 2/7/2014 12:00:00 AM | Not Yet Verified | Not Yet Verified | Not Yet Verified |  |  | 850 | 70.8 | 12 |  |  | 4000 | 85
P00000QSD | ElectraLED, Inc. | TLC Series | TLC-05B30DD [120V ONLY] | Indoor Luminaires | Interior Directional | Track or Mono-Point Directional Luminaires | Standard | FALSE | [9 empty] | 2/7/2014 12:00:00 AM | Not Yet Verified | Not Yet Verified | Not Yet Verified |  |  | 750 | 62.5 | 12 |  |  | 3000 | 85
P00000QSL | ElectraLED, Inc. | TLC Series | TLC-05S40DD [120V ONLY] | Indoor Luminaires | Interior Directional | Track or Mono-Point Directional Luminaires | Standard | FALSE | [9 empty] | 2/7/2014 12:00:00 AM | Not Yet Verified | Not Yet Verified | Not Yet Verified |  |  | 850 | 70.8 | 12 |  |  | 4000 | 85
P00000QSC | ElectraLED, Inc. | TLC Series | TLC-05S27DD [120V ONLY] | Indoor Luminaires | Interior Directional | Track or Mono-Point Directional Luminaires | Standard | FALSE | [9 empty] | 2/7/2014 12:00:00 AM | Not Yet Verified | Not Yet Verified | Not Yet Verified |  |  | 725 | 60.4 | 12 |  |  | 2700 | 85
P00000QSG | ElectraLED, Inc. | TLC Series | TLC-05B35DD [120V ONLY] | Indoor Luminaires | Interior Directional | Track or Mono-Point Directional Luminaires | Standard | FALSE | [9 empty] | 2/7/2014 12:00:00 AM | Not Yet Verified | Not Yet Verified | Not Yet Verified |  |  | 830 | 69.2 | 12 |  |  | 3500 | 85
P00000QSH | ElectraLED, Inc. | TLC Series | TLC-05W35DD [120V ONLY] | Indoor Luminaires | Interior Directional | Track or Mono-Point Directional Luminaires | Standard | FALSE | [9 empty] | 2/7/2014 12:00:00 AM | Not Yet Verified | Not Yet Verified | Not Yet Verified |  |  | 830 | 69.2 | 12 |  |  | 3500 | 85
P00000QSF | ElectraLED, Inc. | TLC Series | TLC-05S30DD [120V ONLY] | Indoor Luminaires | Interior Directional | Track or Mono-Point Directional Luminaires | Standard | FALSE | [9 empty] | 2/7/2014 12:00:00 AM | Not Yet Verified | Not Yet Verified | Not Yet Verified |  |  | 750 | 62.5 | 12 |  |  | 3000 | 85
P00000QSY | ElectraLED, Inc. | TLC Series | TLC-05B27RS [120V ONLY] | Indoor Luminaires | Interior Directional | Track or Mono-Point Directional Luminaires | Standard | TRUE | 601 | 44.2 | 13.6 | 8.5 | 0.99 | 2700 | 85 | 5 | 50000 | 2/7/2014 12:00:00 AM | Not Yet Verified | Not Yet Verified | Not Yet Verified |  | 1.4 | 725 | 54.9 | 13.2 |  | 0.9 | 2700 | 85
P00000QSZ | ElectraLED, Inc. | TLC Series | TLC-05W27RS [120V ONLY] | Indoor Luminaires | Interior Directional | Track or Mono-Point Directional Luminaires | Standard | FALSE | [9 empty] | 2/7/2014 12:00:00 AM | Not Yet Verified | Not Yet Verified | Not Yet Verified |  |  | 725 | 60.4 | 12 |  |  | 2700 | 85
P00000QT0 | ElectraLED, Inc. | TLC Series | TLC-05S27RS [120V ONLY] | Indoor Luminaires | Interior Directional | Track or Mono-Point Directional Luminaires | Standard | FALSE | [9 empty] | 2/7/2014 12:00:00 AM | Not Yet Verified | Not Yet Verified | Not Yet Verified |  |  | 725 | 60.4 | 12 |  |  | 2700 | 85
P00000QT3 | ElectraLED, Inc. | TLC Series | TLC-05S30RS [120V ONLY] | Indoor Luminaires | Interior Directional | Track or Mono-Point Directional Luminaires | Standard | FALSE | [9 empty] | 2/7/2014 12:00:00 AM | Not Yet Verified | Not Yet Verified | Not Yet Verified |  |  | 750 | 62.5 | 12 |  |  | 3000 | 85
P00000QT7 | ElectraLED, Inc. | TLC Series | TLC-05B40RS [120V ONLY] | Indoor Luminaires | Interior Directional | Track or Mono-Point Directional Luminaires | Standard | FALSE | [9 empty] | 2/7/2014 12:00:00 AM | Not Yet Verified | Not Yet Verified | Not Yet Verified |  |  | 850 | 70.8 | 12 |  |  | 4000 | 85
P00000QT1 | ElectraLED, Inc. | TLC Series | TLC-05B30RS [120V ONLY] | Indoor Luminaires | Interior Directional | Track or Mono-Point Directional Luminaires | Standard | FALSE | [9 empty] | 2/7/2014 12:00:00 AM | Not Yet Verified | Not Yet Verified | Not Yet Verified |  |  | 750 | 62.5 | 12 |  |  | 3000 | 85
P00000QT2 | ElectraLED, Inc. | TLC Series | TLC-05W30RS [120V ONLY] | Indoor Luminaires | Interior Directional | Track or Mono-Point Directional Luminaires | Standard | FALSE | [9 empty] | 2/7/2014 12:00:00 AM | Not Yet Verified | Not Yet Verified | Not Yet Verified |  |  | 750 | 62.5 | 12 |  |  | 3000 | 85
P00000QT4 | ElectraLED, Inc. | TLC Series | TLC-05B35RS [120V ONLY] | Indoor Luminaires | Interior Directional | Track or Mono-Point Directional Luminaires | Standard | FALSE | [9 empty] | 2/7/2014 12:00:00 AM | Not Yet Verified | Not Yet Verified | Not Yet Verified |  |  | 830 | 69.2 | 12 |  |  | 3500 | 85
P00000QT8 | ElectraLED, Inc. | TLC Series | TLC-05W40RS [120V ONLY] | Indoor Luminaires | Interior Directional | Track or Mono-Point Directional Luminaires | Standard | FALSE | [9 empty] | 2/7/2014 12:00:00 AM | Not Yet Verified | Not Yet Verified | Not Yet Verified |  |  | 850 | 70.8 | 12 |  |  | 4000 | 85
P00000QT6 | ElectraLED, Inc. | TLC Series | TLC-05S35RS [120V ONLY] | Indoor Luminaires | Interior Directional | Track or Mono-Point Directional Luminaires | Standard | FALSE | [9 empty] | 2/7/2014 12:00:00 AM | Not Yet Verified | Not Yet Verified | Not Yet Verified |  |  | 830 | 69.2 | 12 |  |  | 3500 | 85
P00000QT9 | ElectraLED, Inc. | TLC Series | TLC-05S40RS [120V ONLY] | Indoor Luminaires | Interior Directional | Track or Mono-Point Directional Luminaires | Standard | FALSE | [9 empty] | 2/7/2014 12:00:00 AM | Not Yet Verified | Not Yet Verified | Not Yet Verified |  |  | 850 | 70.8 | 12 |  |  | 4000 | 85
P00000QT5 | ElectraLED, Inc. | TLC Series | TLC-05W35RS [120V ONLY] | Indoor Luminaires | Interior Directional | Track or Mono-Point Directional Luminaires | Standard | FALSE | [9 empty] | 2/7/2014 12:00:00 AM | Not Yet Verified | Not Yet Verified | Not Yet Verified |  |  | 830 | 69.2 | 12 |  |  | 3500 | 85
PJKU7PWN | Icon International, Inc. | ICON | Type 1400-40-90-120-X-15-Z | Indoor Luminaires | Interior Directional | Track or Mono-Point Directional Luminaires | Standard | TRUE | 1115 | 65.9 | 16.92 | 14.21 | 0.986 | 3824 | 93.6 | 5 | 50000 | 7/27/2016 12:00:00 AM | Dimmable | Continuous Below 10 | No |  | 3.1 | 1115 | 65.9 | 16.92 | 14.21 | 0.99 | 3824 | 93.6
P5MM4251 | Icon International, Inc. | ICON | Type 1400-30-90CW-120-X-15-Z | Indoor Luminaires | Interior Directional | Track or Mono-Point Directional Luminaires | Standard | TRUE | 963.3 | 58 | 16.6 | 14.16 | 0.986 | 2924 | 90.6 | 5 | 50000 | 7/27/2016 12:00:00 AM | Dimmable | Continuous Below 10 | No |  | 3.1 | 963.3 | 58 | 16.6 | 14.16 | 0.99 | 2924 | 90.6
PNWMSD87 | Icon International, Inc. | ICON | Type 1400-35-80-120-X-15-Z | Indoor Luminaires | Interior Directional | Track or Mono-Point Directional Luminaires | Standard | FALSE | [9 empty] | 7/27/2016 12:00:00 AM | Dimmable | Continuous Below 10 | No |  |  | 1311.99 | 77.82 | 16.86 | 12.65 | 0.99 | 3403.64 | 81.4
P58A1YGV | Icon International, Inc. | ICON | Type 1400-40-80-120-X-15-Z | Indoor Luminaires | Interior Directional | Track or Mono-Point Directional Luminaires | Standard | FALSE | [9 empty] | 7/27/2016 12:00:00 AM | Dimmable | Continuous Below 10 | No |  |  | 1366.53 | 80.67 | 16.94 | 12.65 | 0.99 | 3824 | 81.4
PR6VJNRQ | Icon International, Inc. | ICON | Type 1400-35-90-120-X-15-Z | Indoor Luminaires | Interior Directional | Track or Mono-Point Directional Luminaires | Standard | FALSE | [9 empty] | 7/27/2016 12:00:00 AM | Dimmable | Continuous Below 10 | No |  |  | 1070.5 | 63.57 | 16.84 | 12.65 | 0.99 | 3403.64 | 96.25
PUAH8UYU | Icon International, Inc. | ICON | Type 1400-35-90-120-X-30-Z | Indoor Luminaires | Interior Directional | Track or Mono-Point Directional Luminaires | Standard | FALSE | [9 empty] | 7/27/2016 12:00:00 AM | Dimmable | Continuous Below 10 | No |  |  | 1191.09 | 74.6 | 15.97 | 12.65 | 0.99 | 3403.64 | 96.25
PF15RNJ6 | Icon International, Inc. | ICON | Type 1400-40-90-120-X-60-Z | Indoor Luminaires | Interior Directional | Track or Mono-Point Directional Luminaires | Standard | FALSE | [9 empty] | 7/27/2016 12:00:00 AM | Dimmable | Continuous Below 10 | No |  |  | 1113.54 | 69.37 | 16.05 | 12.65 | 0.99 | 3824 | 96.25
P773P3XJ | Icon International, Inc. | ICON | Type 1800-35-90-120-X-22-Z | Indoor Luminaires | Interior Directional | Track or Mono-Point Directional Luminaires | Standard | FALSE | [9 empty] | 7/27/2016 12:00:00 AM | Dimmable | Continuous Below 10 | No |  |  | 1470.11 | 72.97 | 20.15 | 12.65 | 0.99 | 3403.64 | 96.25
P9HZNE4V | Icon International, Inc. | ICON | Type 1800-40-90-120-X-22-Z | Indoor Luminaires | Interior Directional | Track or Mono-Point Directional Luminaires | Standard | FALSE | [9 empty] | 7/27/2016 12:00:00 AM | Dimmable | Continuous Below 10 | No |  |  | 1531.22 | 75.65 | 20.24 | 12.65 | 0.99 | 3824 | 96.25
PFYNR97N | Icon International, Inc. | ICON | Type 1800-30-90-120-X-30-Z | Indoor Luminaires | Interior Directional | Track or Mono-Point Directional Luminaires | Standard | FALSE | [9 empty] | 7/27/2016 12:00:00 AM | Dimmable | Continuous Below 10 | No |  |  | 1494.01 | 75.03 | 19.91 | 12.65 | 0.99 | 2983.29 | 96.25
PNE6Z4XE | Icon International, Inc. | ICON | Type 1800-40-90-120-X-30-Z | Indoor Luminaires | Interior Directional | Track or Mono-Point Directional Luminaires | Standard | FALSE | [9 empty] | 7/27/2016 12:00:00 AM | Dimmable | Continuous Below 10 | No |  |  | 1623.61 | 80.76 | 20.1 | 12.65 | 0.99 | 3824 | 96.25
PBP628R4 | Icon International, Inc. | ICON | Type 1800-40-90CW-120-X-22-Z | Indoor Luminaires | Interior Directional | Track or Mono-Point Directional Luminaires | Standard | FALSE | [9 empty] | 7/27/2016 12:00:00 AM | Dimmable | Continuous Below 10 | No |  |  | 1464.22 | 74.96 | 19.53 | 12.65 | 0.99 | 3824 | 90.6
PSBH283B | Icon International, Inc. | ICON | Type 2400-40-80-120-X-30-Z | Indoor Luminaires | Interior Directional | Track or Mono-Point Directional Luminaires | Standard | FALSE | [9 empty] | 7/27/2016 12:00:00 AM | Dimmable | Continuous Below 10 | No |  |  | 2484.16 | 99.86 | 24.88 | 12.65 | 0.99 | 3824 | 81.4
PY6Q6YGV | Icon International, Inc. | ICON | Type 2400-40-90-120-X-22-Z | Indoor Luminaires | Interior Directional | Track or Mono-Point Directional Luminaires | Standard | FALSE | [9 empty] | 7/27/2016 12:00:00 AM | Dimmable | Continuous Below 10 | No |  |  | 1911.58 | 76.41 | 25.02 | 12.65 | 0.99 | 3824 | 96.25
P65V314P | Icon International, Inc. | ICON | Type 2400-30-90-120-X-30-Z | Indoor Luminaires | Interior Directional | Track or Mono-Point Directional Luminaires | Standard | FALSE | [9 empty] | 7/27/2016 12:00:00 AM | Dimmable | Continuous Below 10 | No |  |  | 1865.13 | 75.78 | 24.61 | 12.65 | 0.99 | 2983.29 | 96.25
PQRMSKXP | Icon International, Inc. | ICON | Type 2400-35-90-120-X-30-Z | Indoor Luminaires | Interior Directional | Track or Mono-Point Directional Luminaires | Standard | FALSE | [9 empty] | 7/27/2016 12:00:00 AM | Dimmable | Continuous Below 10 | No |  |  | 1946.02 | 78.7 | 24.73 | 12.65 | 0.99 | 3403.64 | 96.25
PBR2R6PQ | Icon International, Inc. | ICON | Type 2400-30-90-120-X-60-Z | Indoor Luminaires | Interior Directional | Track or Mono-Point Directional Luminaires | Standard | FALSE | [9 empty] | 7/27/2016 12:00:00 AM | Dimmable | Continuous Below 10 | No |  |  | 1674.09 | 67.98 | 24.63 | 12.65 | 0.99 | 2983.29 | 96.25
PXZQQ7NE | Icon International, Inc. | ICON | Type 3000-40-80-120-X-22-Z | Indoor Luminaires | Interior Directional | Track or Mono-Point Directional Luminaires | Standard | FALSE | [9 empty] | 7/27/2016 12:00:00 AM | Dimmable | Continuous Below 10 | No |  |  | 3167.45 | 94.37 | 33.56 | 12.65 | 0.99 | 3824 | 81.4
P9T4ZR2R | Icon International, Inc. | ICON | Type 3000-40-80-120-X-30-Z | Indoor Luminaires | Interior Directional | Track or Mono-Point Directional Luminaires | Standard | FALSE | [9 empty] | 7/27/2016 12:00:00 AM | Dimmable | Continuous Below 10 | No |  |  | 3297.62 | 96.39 | 34.21 | 12.65 | 0.99 | 3824 | 81.4
PPQXQPUX | Icon International, Inc. | ICON | Type 3000-30-90-120-X-22-Z | Indoor Luminaires | Interior Directional | Track or Mono-Point Directional Luminaires | Standard | FALSE | [9 empty] | 7/27/2016 12:00:00 AM | Dimmable | Continuous Below 10 | No |  |  | 2335 | 68.5 | 34.08 | 10.95 | 0.99 | 2932 | 97
P1PV91RR | Icon International, Inc. | ICON | Type 3000-40-90-120-X-22-Z | Indoor Luminaires | Interior Directional | Track or Mono-Point Directional Luminaires | Standard | FALSE | [9 empty] | 7/27/2016 12:00:00 AM | Dimmable | Continuous Below 10 | No |  |  | 2537.55 | 73.75 | 34.41 | 12.65 | 0.99 | 3824 | 96.25
PAYK2G37 | Icon International, Inc. | ICON | Type 3000-30-90CW-120-X-22-Z | Indoor Luminaires | Interior Directional | Track or Mono-Point Directional Luminaires | Standard | FALSE | [9 empty] | 7/27/2016 12:00:00 AM | Dimmable | Continuous Below 10 | No |  |  | 2232.82 | 67.89 | 32.89 | 12.65 | 0.99 | 2983.29 | 90.6
PPBK815J | Icon International, Inc. | ICON | Type 3000-35-90CW-120-X-22-Z | Indoor Luminaires | Interior Directional | Track or Mono-Point Directional Luminaires | Standard | FALSE | [9 empty] | 7/27/2016 12:00:00 AM | Dimmable | Continuous Below 10 | No |  |  | 2329.66 | 70.5 | 33.05 | 12.65 | 0.99 | 3403.64 | 90.6
PQN4K8RX | Icon International, Inc. | ICON | Type 3000-35-90CW-120-X-30-Z | Indoor Luminaires | Interior Directional | Track or Mono-Point Directional Luminaires | Standard | FALSE | [9 empty] | 7/27/2016 12:00:00 AM | Dimmable | Continuous Below 10 | No |  |  | 2425.4 | 72 | 33.68 | 12.65 | 0.99 | 3403.64 | 90.6
P9EQFHED | Icon International, Inc. | ICON | Type 3000-35-90CW-120-X-60-Z | Indoor Luminaires | Interior Directional | Track or Mono-Point Directional Luminaires | Standard | FALSE | [9 empty] | 7/27/2016 12:00:00 AM | Dimmable | Continuous Below 10 | No |  |  | 2176.98 | 64.59 | 33.71 | 12.65 | 0.99 | 3403.64 | 90.6
PD9XGHJQ | Icon International, Inc. | ICON | Type 4000-40-80-120-X-22-Z | Indoor Luminaires | Interior Directional | Track or Mono-Point Directional Luminaires | Standard | FALSE | [9 empty] | 7/27/2016 12:00:00 AM | Dimmable | Continuous Below 10 | No |  |  | 4241.67 | 86.43 | 49.07 | 12.65 | 0.99 | 3824 | 81.4
PRCUX1Z7 | Icon International, Inc. | ICON | Type 4000-35-80-120-X-30-Z | Indoor Luminaires | Interior Directional | Track or Mono-Point Directional Luminaires | Standard | FALSE | [9 empty] | 7/27/2016 12:00:00 AM | Dimmable | Continuous Below 10 | No |  |  | 4239.74 | 85.16 | 49.79 | 12.65 | 0.99 | 3403.64 | 81.4
PHVXPDHD | Icon International, Inc. | ICON | Type 4000-35-90-120-X-60-Z | Indoor Luminaires | Interior Directional | Track or Mono-Point Directional Luminaires | Standard | FALSE | [9 empty] | 7/27/2016 12:00:00 AM | Dimmable | Continuous Below 10 | No |  |  | 3105.04 | 62.4 | 49.76 | 12.65 | 0.99 | 3403.64 | 96.25
P73HHJN6 | Icon International, Inc. | ICON | Type 4000-30-90CW-120-X-22-Z | Indoor Luminaires | Interior Directional | Track or Mono-Point Directional Luminaires | Standard | FALSE | [9 empty] | 7/27/2016 12:00:00 AM | Dimmable | Continuous Below 10 | No |  |  | 2990.06 | 62.18 | 48.09 | 12.65 | 0.99 | 2983.29 | 90.6
PFYHMEAK | Icon International, Inc. | ICON | Type 4000-35-90CW-120-X-22-Z | Indoor Luminaires | Interior Directional | Track or Mono-Point Directional Luminaires | Standard | FALSE | [9 empty] | 7/27/2016 12:00:00 AM | Dimmable | Continuous Below 10 | No |  |  | 3119.75 | 64.57 | 48.32 | 12.65 | 0.99 | 3403.64 | 90.6
PHTBMNCC | Icon International, Inc. | ICON | Type 4000-30-90CW-120-X-30-Z | Indoor Luminaires | Interior Directional | Track or Mono-Point Directional Luminaires | Standard | FALSE | [9 empty] | 7/27/2016 12:00:00 AM | Dimmable | Continuous Below 10 | No |  |  | 3112.94 | 63.51 | 49.02 | 12.65 | 0.99 | 2983.29 | 90.6
PFY9T8NZ | Icon International, Inc. | ICON | Type 4000-35-90CW-120-X-60-Z | Indoor Luminaires | Interior Directional | Track or Mono-Point Directional Luminaires | Standard | FALSE | [9 empty] | 7/27/2016 12:00:00 AM | Dimmable | Continuous Below 10 | No |  |  | 2915.29 | 59.15 | 49.28 | 12.65 | 0.99 | 3403.64 | 90.6
PJG66K3J | Icon International, Inc. | ICON | Type 4000-40-90CW-120-X-60-Z | Indoor Luminaires | Interior Directional | Track or Mono-Point Directional Luminaires | Standard | FALSE | [9 empty] | 7/27/2016 12:00:00 AM | Dimmable | Continuous Below 10 | No |  |  | 3036.48 | 61.32 | 49.52 | 12.65 | 0.99 | 3824 | 90.6
PYCTKTF5 | Icon International, Inc. | ICON | Type 1400-40-90CW-120-X-30-Z | Indoor Luminaires | Interior Directional | Track or Mono-Point Directional Luminaires | Standard | FALSE | [9 empty] | 7/27/2016 12:00:00 AM | Dimmable | Continuous Below 10 | No |  |  | 1164.79 | 73.31 | 15.89 | 12.65 | 0.99 | 3824 | 90.6
PF7TH5UN | Icon International, Inc. | ICON | Type 1400-30-90CW-120-X-60-Z | Indoor Luminaires | Interior Directional | Track or Mono-Point Directional Luminaires | Standard | FALSE | [9 empty] | 7/27/2016 12:00:00 AM | Dimmable | Continuous Below 10 | No |  |  | 962.04 | 61.08 | 15.75 | 12.65 | 0.99 | 2983.29 | 90.6
PBZBU8RF | Icon International, Inc. | ICON | Type 1800-30-80-120-X-22-Z | Indoor Luminaires | Interior Directional | Track or Mono-Point Directional Luminaires | Standard | FALSE | [9 empty] | 7/27/2016 12:00:00 AM | Dimmable | Continuous Below 10 | No |  |  | 1758.76 | 89.92 | 19.56 | 12.65 | 0.99 | 2983.29 | 81.4
PKUUGUAW | Icon International, Inc. | ICON | Type 1800-30-90CW-120-X-22-Z | Indoor Luminaires | Interior Directional | Track or Mono-Point Directional Luminaires | Standard | FALSE | [9 empty] | 7/27/2016 12:00:00 AM | Dimmable | Continuous Below 10 | No |  |  | 1347.34 | 69.63 | 19.35 | 12.65 | 0.99 | 2983.29 | 90.6
PUX4VQS3 | Icon International, Inc. | ICON | Type 1800-30-90CW-120-X-60-Z | Indoor Luminaires | Interior Directional | Track or Mono-Point Directional Luminaires | Standard | FALSE | [9 empty] | 7/27/2016 12:00:00 AM | Dimmable | Continuous Below 10 | No |  |  | 1259.04 | 63.8 | 19.74 | 12.65 | 0.99 | 2983.29 | 90.6
P9CTPNVP | Icon International, Inc. | ICON | Type 2400-35-80-120-X-60-Z | Indoor Luminaires | Interior Directional | Track or Mono-Point Directional Luminaires | Standard | FALSE | [9 empty] | 7/27/2016 12:00:00 AM | Dimmable | Continuous Below 10 | No |  |  | 2140.73 | 86.41 | 24.77 | 12.65 | 0.99 | 3403.64 | 81.4
P4ABW7Z9 | Icon International, Inc. | ICON | Type 2400-35-90-120-X-22-Z | Indoor Luminaires | Interior Directional | Track or Mono-Point Directional Luminaires | Standard | FALSE | [9 empty] | 7/27/2016 12:00:00 AM | Dimmable | Continuous Below 10 | No |  |  | 1835.29 | 73.71 | 24.9 | 12.65 | 0.99 | 3403.64 | 96.25
PXHDR7RE | Icon International, Inc. | ICON | Type 2400-40-90-120-X-30-Z | Indoor Luminaires | Interior Directional | Track or Mono-Point Directional Luminaires | Standard | FALSE | [9 empty] | 7/27/2016 12:00:00 AM | Dimmable | Continuous Below 10 | No |  |  | 2026.92 | 81.58 | 24.85 | 12.65 | 0.99 | 3824 | 96.25
PQ4N5Q8Z | Icon International, Inc. | ICON | Type 2400-40-90CW-120-X-22-Z | Indoor Luminaires | Interior Directional | Track or Mono-Point Directional Luminaires | Standard | FALSE | [9 empty] | 7/27/2016 12:00:00 AM | Dimmable | Continuous Below 10 | No |  |  | 1827.93 | 75.71 | 24.14 | 12.65 | 0.99 | 3824 | 90.6
PX5KHSZR | Icon International, Inc. | ICON | Type 2400-35-90CW-120-X-60-Z | Indoor Luminaires | Interior Directional | Track or Mono-Point Directional Luminaires | Standard | FALSE | [9 empty] | 7/27/2016 12:00:00 AM | Dimmable | Continuous Below 10 | No |  |  | 1639.96 | 66.92 | 24.51 | 12.65 | 0.99 | 3403.64 | 90.6
PGEV9EHU | Icon International, Inc. | ICON | Type 3000-35-80-120-X-30-Z | Indoor Luminaires | Interior Directional | Track or Mono-Point Directional Luminaires | Standard | FALSE | [9 empty] | 7/27/2016 12:00:00 AM | Dimmable | Continuous Below 10 | No |  |  | 3166.01 | 92.98 | 34.05 | 12.65 | 0.99 | 3403.64 | 81.4
PCYXVSUS | Icon International, Inc. | ICON | Type 3000-35-90-120-X-60-Z | Indoor Luminaires | Interior Directional | Track or Mono-Point Directional Luminaires | Standard | FALSE | [9 empty] | 7/27/2016 12:00:00 AM | Dimmable | Continuous Below 10 | No |  |  | 2318.68 | 68.14 | 34.03 | 12.65 | 0.99 | 3403.64 | 96.25
P7PC9G4N | Icon International, Inc. | ICON | Type 4000-30-90CW-120-X-60-Z | Indoor Luminaires | Interior Directional | Track or Mono-Point Directional Luminaires | Standard | FALSE | [9 empty] | 7/27/2016 12:00:00 AM | Dimmable | Continuous Below 10 | No |  |  | 2794.1 | 56.97 | 49.05 | 12.65 | 0.99 | 2983.29 | 90.6
PGRZ7DGT | Icon International, Inc. | ICON | Type 1800-40-80-120-X-30-Z | Indoor Luminaires | Interior Directional | Track or Mono-Point Directional Luminaires | Standard | FALSE | [9 empty] | 7/27/2016 12:00:00 AM | Dimmable | Continuous Below 10 | No |  |  | 1989.87 | 98.86 | 20.13 | 12.65 | 0.99 | 3824 | 81.4
PV6727B2 | Icon International, Inc. | ICON | Type 1800-30-80-120-X-60-Z | Indoor Luminaires | Interior Directional | Track or Mono-Point Directional Luminaires | Standard | FALSE | [9 empty] | 7/27/2016 12:00:00 AM | Dimmable | Continuous Below 10 | No |  |  | 1643.5 | 82.38 | 19.95 | 12.65 | 0.99 | 2983.29 | 81.4
PUTF45EE | Icon International, Inc. | ICON | Type 1400-40-90-120-X-30-Z | Indoor Luminaires | Interior Directional | Track or Mono-Point Directional Luminaires | Standard | FALSE | [9 empty] | 7/27/2016 12:00:00 AM | Dimmable | Continuous Below 10 | No |  |  | 1240.6 | 77.33 | 16.04 | 12.65 | 0.99 | 3824 | 96.25
PV9N9FMG | Icon International, Inc. | ICON | Type 2400-35-80-120-X-30-Z | Indoor Luminaires | Interior Directional | Track or Mono-Point Directional Luminaires | Standard | FALSE | [9 empty] | 7/27/2016 12:00:00 AM | Dimmable | Continuous Below 10 | No |  |  | 2385.01 | 96.33 | 24.76 | 12.65 | 0.99 | 3403.64 | 81.4
PDW2RRTP | Icon International, Inc. | ICON | Type 2400-40-80-120-X-60-Z | Indoor Luminaires | Interior Directional | Track or Mono-Point Directional Luminaires | Standard | FALSE | [9 empty] | 7/27/2016 12:00:00 AM | Dimmable | Continuous Below 10 | No |  |  | 2229.72 | 89.58 | 24.89 | 12.65 | 0.99 | 3824 | 81.4
PVZBA6S4 | Icon International, Inc. | ICON | Type 2400-30-90-120-X-22-Z | Indoor Luminaires | Interior Directional | Track or Mono-Point Directional Luminaires | Standard | FALSE | [9 empty] | 7/27/2016 12:00:00 AM | Dimmable | Continuous Below 10 | No |  |  | 1759 | 71 | 24.78 | 10.74 | 0.99 | 3027 | 97.1
P5SHEXRP | Icon International, Inc. | ICON | Type 2400-40-90-120-X-60-Z | Indoor Luminaires | Interior Directional | Track or Mono-Point Directional Luminaires | Standard | FALSE | [9 empty] | 7/27/2016 12:00:00 AM | Dimmable | Continuous Below 10 | No |  |  | 1819.31 | 73.18 | 24.86 | 12.65 | 0.99 | 3824 | 96.25
PXCRJB2N | Icon International, Inc. | ICON | Type 3000-30-90-120-X-60-Z | Indoor Luminaires | Interior Directional | Track or Mono-Point Directional Luminaires | Standard | FALSE | [9 empty] | 7/27/2016 12:00:00 AM | Dimmable | Continuous Below 10 | No |  |  | 2222.29 | 65.62 | 33.87 | 12.65 | 0.99 | 2983.29 | 96.25
PWKTS1B1 | Icon International, Inc. | ICON | Type 4000-40-90-120-X-22-Z | Indoor Luminaires | Interior Directional | Track or Mono-Point Directional Luminaires | Standard | FALSE | [9 empty] | 7/27/2016 12:00:00 AM | Dimmable | Continuous Below 10 | No |  |  | 3398.14 | 67.55 | 50.31 | 12.65 | 0.99 | 3824 | 96.25
P62CNG91 | Icon International, Inc. | ICON | Type 1400-30-80-120-X-30-Z | Indoor Luminaires | Interior Directional | Track or Mono-Point Directional Luminaires | Standard | FALSE | [9 empty] | 7/27/2016 12:00:00 AM | Dimmable | Continuous Below 10 | No |  |  | 1399.1 | 87.9 | 15.91 | 12.65 | 0.99 | 2983.29 | 81.4
PE8C7RKQ | Icon International, Inc. | ICON | Type 1400-40-80-120-X-60-Z | Indoor Luminaires | Interior Directional | Track or Mono-Point Directional Luminaires | Standard | FALSE | [9 empty] | 7/27/2016 12:00:00 AM | Dimmable | Continuous Below 10 | No |  |  | 1364.73 | 84.91 | 16.07 | 12.65 | 0.99 | 3824 | 81.4
P3NCURG9 | Icon International, Inc. | ICON | Type 1400-35-90CW-120-X-15-Z | Indoor Luminaires | Interior Directional | Track or Mono-Point Directional Luminaires | Standard | FALSE | [9 empty] | 7/27/2016 12:00:00 AM | Dimmable | Continuous Below 10 | No |  |  | 1005.08 | 60.26 | 16.68 | 12.65 | 0.99 | 3403.64 | 90.6
P45ESKFV | Icon International, Inc. | ICON | Type 1800-30-80-120-X-30-Z | Indoor Luminaires | Interior Directional | Track or Mono-Point Directional Luminaires | Standard | FALSE | [9 empty] | 7/27/2016 12:00:00 AM | Dimmable | Continuous Below 10 | No |  |  | 1831.04 | 91.84 | 19.94 | 12.65 | 0.99 | 2983.29 | 81.4
P8BFUHCS | Icon International, Inc. | ICON | Type 2400-30-80-120-X-30-Z | Indoor Luminaires | Interior Directional | Track or Mono-Point Directional Luminaires | Standard | FALSE | [9 empty] | 7/27/2016 12:00:00 AM | Dimmable | Continuous Below 10 | No |  |  | 2285.87 | 92.77 | 24.64 | 12.65 | 0.99 | 2983.29 | 81.4
PBPRNN5G | Icon International, Inc. | ICON | Type 1800-35-80-120-X-60-Z | Indoor Luminaires | Interior Directional | Track or Mono-Point Directional Luminaires | Standard | FALSE | [9 empty] | 7/27/2016 12:00:00 AM | Dimmable | Continuous Below 10 | No |  |  | 1714.78 | 85.55 | 20.04 | 12.65 | 0.99 | 3403.64 | 81.4
PRT34KVE | Icon International, Inc. | ICON | Type 1400-30-80-120-X-60-Z | Indoor Luminaires | Interior Directional | Track or Mono-Point Directional Luminaires | Standard | FALSE | [9 empty] | 7/27/2016 12:00:00 AM | Dimmable | Continuous Below 10 | No |  |  | 1255.8 | 78.9 | 15.92 | 12.65 | 0.99 | 2983.29 | 81.4
P722QTEE | Icon International, Inc. | ICON | Type 4000-35-90CW-120-X-30-Z | Indoor Luminaires | Interior Directional | Track or Mono-Point Directional Luminaires | Standard | FALSE | [9 empty] | 7/27/2016 12:00:00 AM | Dimmable | Continuous Below 10 | No |  |  | 3247.95 | 65.95 | 49.25 | 12.65 | 0.99 | 3403.64 | 90.6
PD2Z9413 | Icon International, Inc. | ICON | Type 2400-30-90CW-120-X-30-Z | Indoor Luminaires | Interior Directional | Track or Mono-Point Directional Luminaires | Standard | FALSE | [9 empty] | 7/27/2016 12:00:00 AM | Dimmable | Continuous Below 10 | No |  |  | 1751.15 | 71.84 | 24.38 | 12.65 | 0.99 | 2983.29 | 90.6
P1X344PD | Icon International, Inc. | ICON | Type 2400-40-90CW-120-X-30-Z | Indoor Luminaires | Interior Directional | Track or Mono-Point Directional Luminaires | Standard | FALSE | [9 empty] | 7/27/2016 12:00:00 AM | Dimmable | Continuous Below 10 | No |  |  | 1903.05 | 77.33 | 24.61 | 12.65 | 0.99 | 3824 | 90.6
PDRHWK7A | Icon International, Inc. | ICON | Type 3000-40-80-120-X-60-Z | Indoor Luminaires | Interior Directional | Track or Mono-Point Directional Luminaires | Standard | FALSE | [9 empty] | 7/27/2016 12:00:00 AM | Dimmable | Continuous Below 10 | No |  |  | 2959.86 | 86.46 | 34.23 | 12.65 | 0.99 | 3824 | 81.4
P7RWN6QF | Icon International, Inc. | ICON | Type 3000-30-90CW-120-X-30-Z | Indoor Luminaires | Interior Directional | Track or Mono-Point Directional Luminaires | Standard | FALSE | [9 empty] | 7/27/2016 12:00:00 AM | Dimmable | Continuous Below 10 | No |  |  | 2324.57 | 69.34 | 33.52 | 12.65 | 0.99 | 2983.29 | 90.6
PWMW1YG7 | Icon International, Inc. | ICON | Type 3000-30-90CW-120-X-60-Z | Indoor Luminaires | Interior Directional | Track or Mono-Point Directional Luminaires | Standard | FALSE | [9 empty] | 7/27/2016 12:00:00 AM | Dimmable | Continuous Below 10 | No |  |  | 2086.48 | 62.2 | 33.55 | 12.65 | 0.99 | 2983.29 | 90.6
PZRY3QXM | Icon International, Inc. | ICON | Type 4000-30-80-120-X-22-Z | Indoor Luminaires | Interior Directional | Track or Mono-Point Directional Luminaires | Standard | FALSE | [9 empty] | 7/27/2016 12:00:00 AM | Dimmable | Continuous Below 10 | No |  |  | 3903.1 | 80.3 | 48.61 | 12.65 | 0.99 | 2983.29 | 81.4
P687JUWV | Icon International, Inc. | ICON | Type 4000-40-80-120-X-30-Z | Indoor Luminaires | Interior Directional | Track or Mono-Point Directional Luminaires | Standard | FALSE | [9 empty] | 7/27/2016 12:00:00 AM | Dimmable | Continuous Below 10 | No |  |  | 4415.98 | 88.28 | 50.02 | 12.65 | 0.99 | 3824 | 81.4
PBTDDDF8 | Icon International, Inc. | ICON | Type 4000-40-80-120-X-60-Z | Indoor Luminaires | Interior Directional | Track or Mono-Point Directional Luminaires | Standard | FALSE | [9 empty] | 7/27/2016 12:00:00 AM | Dimmable | Continuous Below 10 | No |  |  | 3963.68 | 79.19 | 50.05 | 12.65 | 0.99 | 3824 | 81.4
P2KPS6JU | Icon International, Inc. | ICON | Type 1400-35-90CW-120-X-30-Z | Indoor Luminaires | Interior Directional | Track or Mono-Point Directional Luminaires | Standard | FALSE | [9 empty] | 7/27/2016 12:00:00 AM | Dimmable | Continuous Below 10 | No |  |  | 1118.3 | 70.71 | 15.81 | 12.65 | 0.99 | 3403.64 | 90.6
P1NU2K4Y | Icon International, Inc. | ICON | Type 2400-35-90-120-X-60-Z | Indoor Luminaires | Interior Directional | Track or Mono-Point Directional Luminaires | Standard | FALSE | [9 empty] | 7/27/2016 12:00:00 AM | Dimmable | Continuous Below 10 | No |  |  | 1746.7 | 70.59 | 24.74 | 12.65 | 0.99 | 3403.64 | 96.25
PRES1YNY | Icon International, Inc. | ICON | Type 3000-30-80-120-X-22-Z | Indoor Luminaires | Interior Directional | Track or Mono-Point Directional Luminaires | Standard | FALSE | [9 empty] | 7/27/2016 12:00:00 AM | Dimmable | Continuous Below 10 | No |  |  | 2914.62 | 87.67 | 33.25 | 12.65 | 0.99 | 2983.29 | 81.4
P1VARMT9 | Icon International, Inc. | ICON | Type 3000-40-90CW-120-X-22-Z | Indoor Luminaires | Interior Directional | Track or Mono-Point Directional Luminaires | Standard | FALSE | [9 empty] | 7/27/2016 12:00:00 AM | Dimmable | Continuous Below 10 | No |  |  | 2426.5 | 73.08 | 33.2 | 12.65 | 0.99 | 3824 | 90.6
PPFS59RY | Icon International, Inc. | ICON | Type 3000-40-90CW-120-X-30-Z | Indoor Luminaires | Interior Directional | Track or Mono-Point Directional Luminaires | Standard | FALSE | [9 empty] | 7/27/2016 12:00:00 AM | Dimmable | Continuous Below 10 | No |  |  | 2526.22 | 74.64 | 33.84 | 12.65 | 0.99 | 3824 | 90.6
PQ9PNBP6 | Icon International, Inc. | ICON | Type 1400-30-90-120-X-60-Z | Indoor Luminaires | Interior Directional | Track or Mono-Point Directional Luminaires | Standard | FALSE | [9 empty] | 7/27/2016 12:00:00 AM | Dimmable | Continuous Below 10 | No |  |  | 1024.65 | 64.44 | 15.9 | 12.65 | 0.99 | 2983.29 | 96.25
PXT9CZCT | Icon International, Inc. | ICON | Type 1400-35-90-120-X-60-Z | Indoor Luminaires | Interior Directional | Track or Mono-Point Directional Luminaires | Standard | FALSE | [9 empty] | 7/27/2016 12:00:00 AM | Dimmable | Continuous Below 10 | No |  |  | 1069.1 | 66.91 | 15.98 | 12.65 | 0.99 | 3403.64 | 96.25
P57CYJVQ | Icon International, Inc. | ICON | Type 1800-40-80-120-X-60-Z | Indoor Luminaires | Interior Directional | Track or Mono-Point Directional Luminaires | Standard | FALSE | [9 empty] | 7/27/2016 12:00:00 AM | Dimmable | Continuous Below 10 | No |  |  | 1786.06 | 88.68 | 20.14 | 12.65 | 0.99 | 3824 | 81.4
PNGWQVUC | Icon International, Inc. | ICON | Type 4000-40-90CW-120-X-30-Z | Indoor Luminaires | Interior Directional | Track or Mono-Point Directional Luminaires | Standard | FALSE | [9 empty] | 7/27/2016 12:00:00 AM | Dimmable | Continuous Below 10 | No |  |  | 3382.97 | 68.36 | 49.49 | 12.65 | 0.99 | 3824 | 90.6
PRX8UH86 | Icon International, Inc. | ICON | Type 1800-30-90-120-X-60-Z | Indoor Luminaires | Interior Directional | Track or Mono-Point Directional Luminaires | Standard | FALSE | [9 empty] | 7/27/2016 12:00:00 AM | Dimmable | Continuous Below 10 | No |  |  | 1340.99 | 67.3 | 19.93 | 12.65 | 0.99 | 2983.29 | 96.25
PATRMKUC | Icon International, Inc. | ICON | Type 1800-35-90CW-120-X-60-Z | Indoor Luminaires | Interior Directional | Track or Mono-Point Directional Luminaires | Standard | FALSE | [9 empty] | 7/27/2016 12:00:00 AM | Dimmable | Continuous Below 10 | No |  |  | 1313.65 | 66.25 | 19.83 | 12.65 | 0.99 | 3403.64 | 90.6
P8QXH5H5 | Icon International, Inc. | ICON | Type 2400-40-90CW-120-X-60-Z | Indoor Luminaires | Interior Directional | Track or Mono-Point Directional Luminaires | Standard | FALSE | [9 empty] | 7/27/2016 12:00:00 AM | Dimmable | Continuous Below 10 | No |  |  | 1708.13 | 69.37 | 24.62 | 12.65 | 0.99 | 3824 | 90.6
PGUAWVWD | Icon International, Inc. | ICON | Type 3000-35-80-120-X-22-Z | Indoor Luminaires | Interior Directional | Track or Mono-Point Directional Luminaires | Standard | FALSE | [9 empty] | 7/27/2016 12:00:00 AM | Dimmable | Continuous Below 10 | No |  |  | 3041.04 | 91.04 | 33.4 | 12.65 | 0.99 | 3403.64 | 81.4
P1H3761R | Icon International, Inc. | ICON | Type 3000-35-80-120-X-60-Z | Indoor Luminaires | Interior Directional | Track or Mono-Point Directional Luminaires | Standard | FALSE | [9 empty] | 7/27/2016 12:00:00 AM | Dimmable | Continuous Below 10 | No |  |  | 2841.74 | 83.41 | 34.07 | 12.65 | 0.99 | 3403.64 | 81.4
PBVCF4R7 | Icon International, Inc. | ICON | Type 3000-35-90-120-X-30-Z | Indoor Luminaires | Interior Directional | Track or Mono-Point Directional Luminaires | Standard | FALSE | [9 empty] | 7/27/2016 12:00:00 AM | Dimmable | Continuous Below 10 | No |  |  | 2583.26 | 75.96 | 34.01 | 12.65 | 0.99 | 3403.64 | 96.25
PX34F43E | Icon International, Inc. | ICON | Type 4000-30-80-120-X-60-Z | Indoor Luminaires | Interior Directional | Track or Mono-Point Directional Luminaires | Standard | FALSE | [9 empty] | 7/27/2016 12:00:00 AM | Dimmable | Continuous Below 10 | No |  |  | 3647.3 | 73.6 | 49.58 | 12.65 | 0.99 | 2983.29 | 81.4
PTH65WBN | Icon International, Inc. | ICON | Type 1400-30-90CW-120-X-30-Z | Indoor Luminaires | Interior Directional | Track or Mono-Point Directional Luminaires | Standard | FALSE | [9 empty] | 7/27/2016 12:00:00 AM | Dimmable | Continuous Below 10 | No |  |  | 1071.81 | 68.1 | 15.74 | 12.65 | 0.99 | 2983.29 | 90.6
PZNKE25F | Icon International, Inc. | ICON | Type 1800-35-90-120-X-60-Z | Indoor Luminaires | Interior Directional | Track or Mono-Point Directional Luminaires | Standard | FALSE | [9 empty] | 7/27/2016 12:00:00 AM | Dimmable | Continuous Below 10 | No |  |  | 1399.15 | 69.89 | 20.02 | 12.65 | 0.99 | 3403.64 | 96.25
PAAATCB2 | Icon International, Inc. | ICON | Type 3000-30-80-120-X-30-Z | Indoor Luminaires | Interior Directional | Track or Mono-Point Directional Luminaires | Standard | FALSE | [9 empty] | 7/27/2016 12:00:00 AM | Dimmable | Continuous Below 10 | No |  |  | 3034.4 | 89.54 | 33.89 | 12.65 | 0.99 | 2983.29 | 81.4
PKJX7CMM | Icon International, Inc. | ICON | Type 3000-30-80-120-X-60-Z | Indoor Luminaires | Interior Directional | Track or Mono-Point Directional Luminaires | Standard | FALSE | [9 empty] | 7/27/2016 12:00:00 AM | Dimmable | Continuous Below 10 | No |  |  | 2723.61 | 80.32 | 33.91 | 12.65 | 0.99 | 2983.29 | 81.4
PGQEZKTF | Icon International, Inc. | ICON | Type 4000-30-80-120-X-30-Z | Indoor Luminaires | Interior Directional | Track or Mono-Point Directional Luminaires | Standard | FALSE | [9 empty] | 7/27/2016 12:00:00 AM | Dimmable | Continuous Below 10 | No |  |  | 4063.5 | 82.01 | 49.55 | 12.65 | 0.99 | 2983.29 | 81.4
P1E5HQ61 | Icon International, Inc. | ICON | Type 4000-40-90-120-X-30-Z | Indoor Luminaires | Interior Directional | Track or Mono-Point Directional Luminaires | Standard | FALSE | [9 empty] | 7/27/2016 12:00:00 AM | Dimmable | Continuous Below 10 | No |  |  | 3603.16 | 72.12 | 49.96 | 12.65 | 0.99 | 3824 | 96.25
PBER4Y7Q | Icon International, Inc. | ICON | Type 4000-30-90-120-X-60-Z | Indoor Luminaires | Interior Directional | Track or Mono-Point Directional Luminaires | Standard | FALSE | [9 empty] | 7/27/2016 12:00:00 AM | Dimmable | Continuous Below 10 | No |  |  | 2975.97 | 60.1 | 49.52 | 12.65 | 0.99 | 2983.29 | 96.25
PXGDR9PV | Icon International, Inc. | ICON | Type 4000-40-90-120-X-60-Z | Indoor Luminaires | Interior Directional | Track or Mono-Point Directional Luminaires | Standard | FALSE | [9 empty] | 7/27/2016 12:00:00 AM | Dimmable | Continuous Below 10 | No |  |  | 3234.12 | 64.69 | 49.99 | 12.65 | 0.99 | 3824 | 96.25
PJBQRSQG | Icon International, Inc. | ICON | Type 4000-40-90CW-120-X-22-Z | Indoor Luminaires | Interior Directional | Track or Mono-Point Directional Luminaires | Standard | FALSE | [9 empty] | 7/27/2016 12:00:00 AM | Dimmable | Continuous Below 10 | No |  |  | 3249.44 | 66.93 | 48.55 | 12.65 | 0.99 | 3824 | 90.6
PZ7ARDQA | Icon International, Inc. | ICON | Type 1400-30-80-120-X-15-Z | Indoor Luminaires | Interior Directional | Track or Mono-Point Directional Luminaires | Standard | FALSE | [9 empty] | 7/27/2016 12:00:00 AM | Dimmable | Continuous Below 10 | No |  |  | 1257.45 | 74.95 | 16.78 | 15.5 | 0.98 | 3002 | 81.4
P6TDFQ4D | Icon International, Inc. | ICON | Type 1400-40-80-120-X-30-Z | Indoor Luminaires | Interior Directional | Track or Mono-Point Directional Luminaires | Standard | FALSE | [9 empty] | 7/27/2016 12:00:00 AM | Dimmable | Continuous Below 10 | No |  |  | 1520.46 | 94.66 | 16.06 | 12.65 | 0.99 | 3824 | 81.4
PP3U29P1 | Icon International, Inc. | ICON | Type 1400-30-90-120-X-30-Z | Indoor Luminaires | Interior Directional | Track or Mono-Point Directional Luminaires | Standard | FALSE | [9 empty] | 7/27/2016 12:00:00 AM | Dimmable | Continuous Below 10 | No |  |  | 1141.58 | 71.84 | 15.89 | 12.65 | 0.99 | 2983.29 | 96.25
P4EQ7947 | Icon International, Inc. | ICON | Type 1400-40-90CW-120-X-15-Z | Indoor Luminaires | Interior Directional | Track or Mono-Point Directional Luminaires | Standard | FALSE | [9 empty] | 7/27/2016 12:00:00 AM | Dimmable | Continuous Below 10 | No |  |  | 1046.86 | 62.47 | 16.76 | 12.65 | 0.99 | 3824 | 90.6
PWRTNQ9N | Icon International, Inc. | ICON | Type 1400-35-90CW-120-X-60-Z | Indoor Luminaires | Interior Directional | Track or Mono-Point Directional Luminaires | Standard | FALSE | [9 empty] | 7/27/2016 12:00:00 AM | Dimmable | Continuous Below 10 | No |  |  | 1003.76 | 63.43 | 15.82 | 12.65 | 0.99 | 3403.64 | 90.6
PC6XRYBM | Icon International, Inc. | ICON | Type 1800-35-80-120-X-22-Z | Indoor Luminaires | Interior Directional | Track or Mono-Point Directional Luminaires | Standard | FALSE | [9 empty] | 7/27/2016 12:00:00 AM | Dimmable | Continuous Below 10 | No |  |  | 1835.04 | 93.37 | 19.65 | 12.65 | 0.99 | 3403.64 | 81.4
PA18YY5V | Icon International, Inc. | ICON | Type 4000-35-90-120-X-22-Z | Indoor Luminaires | Interior Directional | Track or Mono-Point Directional Luminaires | Standard | FALSE | [9 empty] | 7/27/2016 12:00:00 AM | Dimmable | Continuous Below 10 | No |  |  | 3262.52 | 65.16 | 50.07 | 12.65 | 0.99 | 3403.64 | 96.25
PMT25GGD | Icon International, Inc. | ICON | Type 1800-30-90-120-X-22-Z | Indoor Luminaires | Interior Directional | Track or Mono-Point Directional Luminaires | Standard | FALSE | [9 empty] | 7/27/2016 12:00:00 AM | Dimmable | Continuous Below 10 | No |  |  | 1409 | 70.3 | 20.05 | 10.48 | 0.99 | 3020 | 97.4
PUWJ4WDH | Icon International, Inc. | ICON | Type 1800-35-90-120-X-30-Z | Indoor Luminaires | Interior Directional | Track or Mono-Point Directional Luminaires | Standard | FALSE | [9 empty] | 7/27/2016 12:00:00 AM | Dimmable | Continuous Below 10 | No |  |  | 1558.81 | 77.91 | 20.01 | 12.65 | 0.99 | 3403.64 | 96.25
PH8Z5HBT | Icon International, Inc. | ICON | Type 1800-30-90CW-120-X-30-Z | Indoor Luminaires | Interior Directional | Track or Mono-Point Directional Luminaires | Standard | FALSE | [9 empty] | 7/27/2016 12:00:00 AM | Dimmable | Continuous Below 10 | No |  |  | 1402.71 | 71.12 | 19.72 | 12.65 | 0.99 | 2983.29 | 90.6
P2SST52E | Icon International, Inc. | ICON | Type 1800-35-90CW-120-X-30-Z | Indoor Luminaires | Interior Directional | Track or Mono-Point Directional Luminaires | Standard | FALSE | [9 empty] | 7/27/2016 12:00:00 AM | Dimmable | Continuous Below 10 | No |  |  | 1463.55 | 73.85 | 19.82 | 12.65 | 0.99 | 3403.64 | 90.6
PCQNY7JX | Icon International, Inc. | ICON | Type 1800-40-90CW-120-X-30-Z | Indoor Luminaires | Interior Directional | Track or Mono-Point Directional Luminaires | Standard | FALSE | [9 empty] | 7/27/2016 12:00:00 AM | Dimmable | Continuous Below 10 | No |  |  | 1524.39 | 76.56 | 19.91 | 12.65 | 0.99 | 3824 | 90.6
PW5NK8DM | Icon International, Inc. | ICON | Type 1800-40-90CW-120-X-60-Z | Indoor Luminaires | Interior Directional | Track or Mono-Point Directional Luminaires | Standard | FALSE | [9 empty] | 7/27/2016 12:00:00 AM | Dimmable | Continuous Below 10 | No |  |  | 1368.25 | 68.67 | 19.92 | 12.65 | 0.99 | 3824 | 90.6
PME3MYU9 | Icon International, Inc. | ICON | Type 2400-30-80-120-X-22-Z | Indoor Luminaires | Interior Directional | Track or Mono-Point Directional Luminaires | Standard | FALSE | [9 empty] | 7/27/2016 12:00:00 AM | Dimmable | Continuous Below 10 | No |  |  | 2195.64 | 90.83 | 24.17 | 12.65 | 0.99 | 2983.29 | 81.4
P9UCBGGY | Icon International, Inc. | ICON | Type 2400-35-80-120-X-22-Z | Indoor Luminaires | Interior Directional | Track or Mono-Point Directional Luminaires | Standard | FALSE | [9 empty] | 7/27/2016 12:00:00 AM | Dimmable | Continuous Below 10 | No |  |  | 2290.87 | 94.32 | 24.29 | 12.65 | 0.99 | 3403.64 | 81.4
PM5J3V11 | Icon International, Inc. | ICON | Type 2400-40-80-120-X-22-Z | Indoor Luminaires | Interior Directional | Track or Mono-Point Directional Luminaires | Standard | FALSE | [9 empty] | 7/27/2016 12:00:00 AM | Dimmable | Continuous Below 10 | No |  |  | 2386.1 | 97.77 | 24.4 | 12.65 | 0.99 | 3824 | 81.4
PAEAVP4Q | Icon International, Inc. | ICON | Type 2400-30-90CW-120-X-60-Z | Indoor Luminaires | Interior Directional | Track or Mono-Point Directional Luminaires | Standard | FALSE | [9 empty] | 7/27/2016 12:00:00 AM | Dimmable | Continuous Below 10 | No |  |  | 1571.79 | 64.44 | 24.39 | 12.65 | 0.99 | 2983.29 | 90.6
PFW1RWYZ | Icon International, Inc. | ICON | Type 3000-35-90-120-X-22-Z | Indoor Luminaires | Interior Directional | Track or Mono-Point Directional Luminaires | Standard | FALSE | [9 empty] | 7/27/2016 12:00:00 AM | Dimmable | Continuous Below 10 | No |  |  | 2436.27 | 71.15 | 34.24 | 12.65 | 0.99 | 3403.64 | 96.25
P73BJTC6 | Icon International, Inc. | ICON | Type 3000-30-90-120-X-30-Z | Indoor Luminaires | Interior Directional | Track or Mono-Point Directional Luminaires | Standard | FALSE | [9 empty] | 7/27/2016 12:00:00 AM | Dimmable | Continuous Below 10 | No |  |  | 2475.88 | 73.15 | 33.85 | 12.65 | 0.99 | 2983.29 | 96.25
P4ATZ2ZV | Icon International, Inc. | ICON | Type 3000-40-90-120-X-30-Z | Indoor Luminaires | Interior Directional | Track or Mono-Point Directional Luminaires | Standard | FALSE | [9 empty] | 7/27/2016 12:00:00 AM | Dimmable | Continuous Below 10 | No |  |  | 2690.65 | 78.74 | 34.17 | 12.65 | 0.99 | 3824 | 96.25
PHZPMN19 | Icon International, Inc. | ICON | Type 3000-40-90CW-120-X-60-Z | Indoor Luminaires | Interior Directional | Track or Mono-Point Directional Luminaires | Standard | FALSE | [9 empty] | 7/27/2016 12:00:00 AM | Dimmable | Continuous Below 10 | No |  |  | 2267.48 | 66.96 | 33.87 | 12.65 | 0.99 | 3824 | 90.6
P12DESUT | Icon International, Inc. | ICON | Type 4000-35-80-120-X-60-Z | Indoor Luminaires | Interior Directional | Track or Mono-Point Directional Luminaires | Standard | FALSE | [9 empty] | 7/27/2016 12:00:00 AM | Dimmable | Continuous Below 10 | No |  |  | 3805.49 | 76.39 | 49.82 | 12.65 | 0.99 | 3403.64 | 81.4
PQCZMWPH | Icon International, Inc. | ICON | Type 4000-30-90-120-X-22-Z | Indoor Luminaires | Interior Directional | Track or Mono-Point Directional Luminaires | Standard | FALSE | [9 empty] | 7/27/2016 12:00:00 AM | Dimmable | Continuous Below 10 | No |  |  | 3126.9 | 62.8 | 49.83 | 11.01 | 0.99 | 2983 | 96.5
PVKUYZT3 | Icon International, Inc. | ICON | Type 1400-35-80-120-X-60-Z | Indoor Luminaires | Interior Directional | Track or Mono-Point Directional Luminaires | Standard | FALSE | [9 empty] | 7/27/2016 12:00:00 AM | Dimmable | Continuous Below 10 | No |  |  | 1310.27 | 81.91 | 16 | 12.65 | 0.99 | 3403.64 | 81.4
P79JXR19 | Icon International, Inc. | ICON | Type 1400-30-90-120-X-15-Z | Indoor Luminaires | Interior Directional | Track or Mono-Point Directional Luminaires | Standard | FALSE | [9 empty] | 7/27/2016 12:00:00 AM | Dimmable | Continuous Below 10 | No |  |  | 1026 | 61.2 | 16.76 | 14.15 | 0.99 | 2995 | 95.9
PXUDZ34D | Icon International, Inc. | ICON | Type 1800-35-80-120-X-30-Z | Indoor Luminaires | Interior Directional | Track or Mono-Point Directional Luminaires | Standard | FALSE | [9 empty] | 7/27/2016 12:00:00 AM | Dimmable | Continuous Below 10 | No |  |  | 1910.45 | 95.37 | 20.03 | 12.65 | 0.99 | 3403.64 | 81.4
P4PQHK2P | Icon International, Inc. | ICON | Type 1800-40-90-120-X-60-Z | Indoor Luminaires | Interior Directional | Track or Mono-Point Directional Luminaires | Standard | FALSE | [9 empty] | 7/27/2016 12:00:00 AM | Dimmable | Continuous Below 10 | No |  |  | 1457.31 | 72.45 | 20.12 | 12.65 | 0.99 | 3824 | 96.25
PC4XKGQZ | Icon International, Inc. | ICON | Type 1800-35-90CW-120-X-22-Z | Indoor Luminaires | Interior Directional | Track or Mono-Point Directional Luminaires | Standard | FALSE | [9 empty] | 7/27/2016 12:00:00 AM | Dimmable | Continuous Below 10 | No |  |  | 1405.78 | 72.31 | 19.44 | 12.65 | 0.99 | 3403.64 | 90.6
P8NKDMPJ | Icon International, Inc. | ICON | Type 2400-30-80-120-X-60-Z | Indoor Luminaires | Interior Directional | Track or Mono-Point Directional Luminaires | Standard | FALSE | [9 empty] | 7/27/2016 12:00:00 AM | Dimmable | Continuous Below 10 | No |  |  | 2051.74 | 83.22 | 24.66 | 12.65 | 0.99 | 2983.29 | 81.4
PXMQ21R5 | Icon International, Inc. | ICON | Type 2400-35-90CW-120-X-22-Z | Indoor Luminaires | Interior Directional | Track or Mono-Point Directional Luminaires | Standard | FALSE | [9 empty] | 7/27/2016 12:00:00 AM | Dimmable | Continuous Below 10 | No |  |  | 1754.98 | 73.04 | 24.03 | 12.65 | 0.99 | 3403.64 | 90.6
P25KJA2S | Icon International, Inc. | ICON | Type 2400-35-90CW-120-X-30-Z | Indoor Luminaires | Interior Directional | Track or Mono-Point Directional Luminaires | Standard | FALSE | [9 empty] | 7/27/2016 12:00:00 AM | Dimmable | Continuous Below 10 | No |  |  | 1827.1 | 74.6 | 24.49 | 12.65 | 0.99 | 3403.64 | 90.6
PXVF5S2D | Icon International, Inc. | ICON | Type 3000-40-90-120-X-60-Z | Indoor Luminaires | Interior Directional | Track or Mono-Point Directional Luminaires | Standard | FALSE | [9 empty] | 7/27/2016 12:00:00 AM | Dimmable | Continuous Below 10 | No |  |  | 2415.06 | 70.63 | 34.19 | 12.65 | 0.99 | 3824 | 96.25
PU1EXBVB | Icon International, Inc. | ICON | Type 2400-30-90CW-120-X-22-Z | Indoor Luminaires | Interior Directional | Track or Mono-Point Directional Luminaires | Standard | FALSE | [9 empty] | 7/27/2016 12:00:00 AM | Dimmable | Continuous Below 10 | No |  |  | 1682.02 | 70.34 | 23.91 | 12.65 | 0.99 | 2983.29 | 90.6
PQTWMBKK | Icon International, Inc. | ICON | Type 4000-35-80-120-X-22-Z | Indoor Luminaires | Interior Directional | Track or Mono-Point Directional Luminaires | Standard | FALSE | [9 empty] | 7/27/2016 12:00:00 AM | Dimmable | Continuous Below 10 | No |  |  | 4072.39 | 83.38 | 48.84 | 12.65 | 0.99 | 3403.64 | 81.4
PMQSHEQ4 | Icon International, Inc. | ICON | Type 4000-30-90-120-X-30-Z | Indoor Luminaires | Interior Directional | Track or Mono-Point Directional Luminaires | Standard | FALSE | [9 empty] | 7/27/2016 12:00:00 AM | Dimmable | Continuous Below 10 | No |  |  | 3315.56 | 66.99 | 49.49 | 12.65 | 0.99 | 2983.29 | 96.25
PQ4FQRWG | Icon International, Inc. | ICON | Type 4000-35-90-120-X-30-Z | Indoor Luminaires | Interior Directional | Track or Mono-Point Directional Luminaires | Standard | FALSE | [9 empty] | 7/27/2016 12:00:00 AM | Dimmable | Continuous Below 10 | No |  |  | 3459.36 | 69.57 | 49.73 | 12.65 | 0.99 | 3403.64 | 96.25
P7ZNGSTF | Icon International, Inc. | ICON | Type 1400-35-80-120-X-30-Z | Indoor Luminaires | Interior Directional | Track or Mono-Point Directional Luminaires | Standard | FALSE | [9 empty] | 7/27/2016 12:00:00 AM | Dimmable | Continuous Below 10 | No |  |  | 1459.78 | 91.32 | 15.99 | 12.65 | 0.99 | 3403.64 | 81.4
PCQ9F4NA | Icon International, Inc. | ICON | Type 1400-40-90CW-120-X-60-Z | Indoor Luminaires | Interior Directional | Track or Mono-Point Directional Luminaires | Standard | FALSE | [9 empty] | 7/27/2016 12:00:00 AM | Dimmable | Continuous Below 10 | No |  |  | 1045.49 | 65.76 | 15.9 | 12.65 | 0.99 | 3824 | 90.6
PMNW1SAF | Icon International, Inc. | ICON | Type 1800-40-80-120-X-22-Z | Indoor Luminaires | Interior Directional | Track or Mono-Point Directional Luminaires | Standard | FALSE | [9 empty] | 7/27/2016 12:00:00 AM | Dimmable | Continuous Below 10 | No |  |  | 1911.32 | 96.8 | 19.75 | 12.65 | 0.99 | 3824 | 81.4
P00000WJ0 | Icon International, Inc. | Icon | LIGHT3-LED-TRK-3000-X-U-H | Indoor Luminaires | Interior Directional | Track or Mono-Point Directional Luminaires | Standard | TRUE | 1482 | 59.17 | 25.05 | 13.64 | 0.966 | 3062 | 82.8 | 5 | 50000 | 2/11/2014 12:00:00 AM | Not Yet Verified | Not Yet Verified | Not Yet Verified |  | 2.1 | 1482 | 59.17 | 25 | 13.64 | 0.966 | 3000 | 83
P00000WJ3 | Icon International, Inc. | Icon | LIGHT3-LED-TRK-3500-X-U-H | Indoor Luminaires | Interior Directional | Track or Mono-Point Directional Luminaires | Standard | FALSE | [9 empty] | 2/11/2014 12:00:00 AM | Not Yet Verified | Not Yet Verified | Not Yet Verified |  |  | 1535 | 61.445 | 24.985 | 5.795 | 0.9945 | 3571.5 | 83.85
P00000WJ4 | Icon International, Inc. | Icon | LIGHT3-LED-TRK-3500-X-U-J | Indoor Luminaires | Interior Directional | Track or Mono-Point Directional Luminaires | Standard | FALSE | [9 empty] | 2/11/2014 12:00:00 AM | Not Yet Verified | Not Yet Verified | Not Yet Verified |  |  | 1535 | 61.445 | 24.985 | 5.795 | 0.9945 | 3571.5 | 83.85
P00000WJ7 | Icon International, Inc. | Icon | LIGHT3-LED-TRK-4000-X-U-J | Indoor Luminaires | Interior Directional | Track or Mono-Point Directional Luminaires | Standard | FALSE | [9 empty] | 2/11/2014 12:00:00 AM | Not Yet Verified | Not Yet Verified | Not Yet Verified |  |  | 1588 | 63.72 | 24.92 | 6.13 | 0.994 | 4081 | 84.9
P00000WJ6 | Icon International, Inc. | Icon | LIGHT3-LED-TRK-4000-X-U-H | Indoor Luminaires | Interior Directional | Track or Mono-Point Directional Luminaires | Standard | FALSE | [9 empty] | 2/11/2014 12:00:00 AM | Not Yet Verified | Not Yet Verified | Not Yet Verified |  |  | 1588 | 63.72 | 24.92 | 6.13 | 0.994 | 4081 | 84.9
P00000WJ5 | Icon International, Inc. | Icon | LIGHT3-LED-TRK-3500-X-U-G | Indoor Luminaires | Interior Directional | Track or Mono-Point Directional Luminaires | Standard | FALSE | [9 empty] | 2/11/2014 12:00:00 AM | Not Yet Verified | Not Yet Verified | Not Yet Verified |  |  | 1595 | 61.65 | 25.865 | 13.295 | 0.9645 | 3608 | 83.55
P00000WJ1 | Icon International, Inc. | Icon | LIGHT3-LED-TRK-3000-X-U-J | Indoor Luminaires | Interior Directional | Track or Mono-Point Directional Luminaires | Standard | FALSE | [9 empty] | 2/11/2014 12:00:00 AM | Not Yet Verified | Not Yet Verified | Not Yet Verified |  |  | 1482 | 59.17 | 25.05 | 5.46 | 0.995 | 3062 | 82.8
P00000WJ2 | Icon International, Inc. | Icon | LIGHT3-LED-TRK-3000-X-U-G | Indoor Luminaires | Interior Directional | Track or Mono-Point Directional Luminaires | Standard | FALSE | [9 empty] | 2/11/2014 12:00:00 AM | Not Yet Verified | Not Yet Verified | Not Yet Verified |  |  | 1541 | 60.38 | 25.52 | 12.95 | 0.963 | 3083 | 82.2
P00000WJ8 | Icon International, Inc. | Icon | LIGHT3-LED-TRK-4000-X-U-G | Indoor Luminaires | Interior Directional | Track or Mono-Point Directional Luminaires | Standard | FALSE | [9 empty] | 2/11/2014 12:00:00 AM | Not Yet Verified | Not Yet Verified | Not Yet Verified |  |  | 1649 | 62.92 | 26.21 | 13.64 | 0.966 | 4133 | 84.9
PJUXMFVQ | Icon International, Inc. | ICON | Rs-12 | Indoor Luminaires | Interior Directional | Track or Mono-Point Directional Luminaires | Standard | TRUE | 1662 | 78.5 | 21.17 | 15.97 | 0.924 | 3040 | 83.7 | 5 | 50000 | 7/21/2015 12:00:00 AM | Dimmable | Continuous Below 10 | Not Yet Verified |  | 2.1 | 1660 | 75 | 22 | 15 | 0.9 | 3000 | 85
P943K5G6 | Icon International, Inc. | ICON | RS-18-30-90-120-X-12-X | Indoor Luminaires | Interior Directional | Track or Mono-Point Directional Luminaires | Standard | TRUE | 1687 | 50.74 | 33.25 | 7.43 | 0.988 | 3003 | 93.9 | 5 | 50000 | 9/6/2016 12:00:00 AM | Dimmable | Continuous Below 10 | No |  | 3.1 | 1687 | 50.7 | 33 | 7.43 | 0.99 | 3003 | 96.2
PNVUG1ZH | Icon International, Inc. | ICON | RS-12-40-80-U-X-12-X | Indoor Luminaires | Interior Directional | Track or Mono-Point Directional Luminaires | Standard | TRUE | 1772 | 83.66 | 21.18 | 22.09 | 0.902 | 3880 | 81.9 | 5 | 50000 | 9/6/2016 12:00:00 AM | Dimmable | Continuous Below 10 | No |  | 3.1 | 1772 | 83.7 | 21 | 12.92 | 0.98 | 3880 | 81.9
PUN6FC86 | Icon International, Inc. | ICON | RS-12-30-90-U-X-12-X | Indoor Luminaires | Interior Directional | Track or Mono-Point Directional Luminaires | Standard | TRUE | 1119 | 51.97 | 21.53 | 12.44 | 0.984 | 3017 | 96 | 5 | 50000 | 9/6/2016 12:00:00 AM | Dimmable | Continuous Below 10 | No |  | 3.1 | 1119 | 52 | 22 | 12.44 | 0.98 | 3017 | 84.1
P86CDS4G | Icon International, Inc. | ICON | RS-18-35-80-120-X-60-X | Indoor Luminaires | Interior Directional | Track or Mono-Point Directional Luminaires | Standard | FALSE | [9 empty] | 9/6/2016 12:00:00 AM | Dimmable | Continuous Below 10 | No |  |  | 2852.4 | 87.6 | 33 | 11.15 | 0.99 | 3450.5 | 81.7
P699HZ98 | Icon International, Inc. | ICON | RS-18-35-90-120-X-60-X | Indoor Luminaires | Interior Directional | Track or Mono-Point Directional Luminaires | Standard | FALSE | [9 empty] | 9/6/2016 12:00:00 AM | Dimmable | Continuous Below 10 | No |  |  | 1905.6 | 57 | 33 | 11.15 | 0.99 | 3450.5 | 92.13
PTR7M63K | Icon International, Inc. | ICON | RS-24-40-80-120-X-36-X | Indoor Luminaires | Interior Directional | Track or Mono-Point Directional Luminaires | Standard | FALSE | [9 empty] | 9/6/2016 12:00:00 AM | Dimmable | Continuous Below 10 | No |  |  | 4050.1 | 92.2 | 44 | 11.15 | 0.99 | 3880 | 81.7
PXK6CVSC | Icon International, Inc. | ICON | RS-24-35-90-120-X-60-X | Indoor Luminaires | Interior Directional | Track or Mono-Point Directional Luminaires | Standard | FALSE | [9 empty] | 9/6/2016 12:00:00 AM | Dimmable | Continuous Below 10 | No |  |  | 2754.3 | 61.4 | 45 | 11.15 | 0.99 | 3450.5 | 92.13
P1YF3RJT | Icon International, Inc. | ICON | RS-12-30-80-U-X-12-X | Indoor Luminaires | Interior Directional | Track or Mono-Point Directional Luminaires | Standard | FALSE | [9 empty] | 9/6/2016 12:00:00 AM | Dimmable | Continuous Below 10 | No |  |  | 1675 | 79.8 | 21 | 11.39 | 0.99 | 3033 | 81.5
PQ2VJSXU | Icon International, Inc. | ICON | RS-12-35-80-U-X-12-X | Indoor Luminaires | Interior Directional | Track or Mono-Point Directional Luminaires | Standard | FALSE | [9 empty] | 9/6/2016 12:00:00 AM | Dimmable | Continuous Below 10 | No |  |  | 1723.5 | 81.7 | 21 | 11.15 | 0.99 | 3450.5 | 81.7
PFH2NE4X | Icon International, Inc. | ICON | RS-12-35-80-U-X-22-X | Indoor Luminaires | Interior Directional | Track or Mono-Point Directional Luminaires | Standard | FALSE | [9 empty] | 9/6/2016 12:00:00 AM | Dimmable | Continuous Below 10 | No |  |  | 1928.8 | 91.1 | 21 | 11.15 | 0.99 | 3450.5 | 81.7
PTK4673J | Icon International, Inc. | ICON | RS-12-40-80-U-X-36-X | Indoor Luminaires | Interior Directional | Track or Mono-Point Directional Luminaires | Standard | FALSE | [9 empty] | 9/6/2016 12:00:00 AM | Dimmable | Continuous Below 10 | No |  |  | 1858.6 | 87.7 | 21 | 11.15 | 0.99 | 3880 | 81.7
PPN9CMSQ | Icon International, Inc. | ICON | RS-24-30-90-120-X-22-X | Indoor Luminaires | Interior Directional | Track or Mono-Point Directional Luminaires | Standard | FALSE | [9 empty] | 9/6/2016 12:00:00 AM | Dimmable | Continuous Below 10 | No |  |  | 2728.8 | 60.9 | 45 | 11.15 | 0.99 | 3021 | 92.13
PP9RKDJN | Icon International, Inc. | ICON | RS-12-40-80-U-X-22-X | Indoor Luminaires | Interior Directional | Track or Mono-Point Directional Luminaires | Standard | FALSE | [9 empty] | 9/6/2016 12:00:00 AM | Dimmable | Continuous Below 10 | No |  |  | 1983.1 | 93.2 | 21 | 11.15 | 0.99 | 3880 | 81.7
PBQUET6F | Icon International, Inc. | ICON | RS-12-40-90-U-X-60-X | Indoor Luminaires | Interior Directional | Track or Mono-Point Directional Luminaires | Standard | FALSE | [9 empty] | 9/6/2016 12:00:00 AM | Dimmable | Continuous Below 10 | No |  |  | 1299.6 | 59.8 | 22 | 11.15 | 0.99 | 3880 | 92.13
PNYQQP7Q | Icon International, Inc. | ICON | RS-18-35-90-120-X-12-X | Indoor Luminaires | Interior Directional | Track or Mono-Point Directional Luminaires | Standard | FALSE | [9 empty] | 9/6/2016 12:00:00 AM | Dimmable | Continuous Below 10 | No |  |  | 1735.9 | 52 | 33 | 11.15 | 0.99 | 3450.5 | 92.13
PGE1XHCH | Icon International, Inc. | ICON | RS-18-30-90-120-X-22-X | Indoor Luminaires | Interior Directional | Track or Mono-Point Directional Luminaires | Standard | FALSE | [9 empty] | 9/6/2016 12:00:00 AM | Dimmable | Continuous Below 10 | No |  |  | 1888 | 56.5 | 33 | 11.15 | 0.99 | 3021 | 92.13
PHXZD72V | Icon International, Inc. | ICON | RS-18-30-90-120-X-36-X | Indoor Luminaires | Interior Directional | Track or Mono-Point Directional Luminaires | Standard | FALSE | [9 empty] | 9/6/2016 12:00:00 AM | Dimmable | Continuous Below 10 | No |  |  | 1769.5 | 53.2 | 33 | 11.15 | 0.99 | 3021 | 92.13
PVT5T63T | Icon International, Inc. | ICON | RS-12-30-90-U-X-22-X | Indoor Luminaires | Interior Directional | Track or Mono-Point Directional Luminaires | Standard | FALSE | [9 empty] | 9/6/2016 12:00:00 AM | Dimmable | Continuous Below 10 | No |  |  | 1252.3 | 57.9 | 22 | 11.15 | 0.99 | 3021 | 92.13
PRAF28B6 | Icon International, Inc. | ICON | RS-12-40-90-U-X-22-X | Indoor Luminaires | Interior Directional | Track or Mono-Point Directional Luminaires | Standard | FALSE | [9 empty] | 9/6/2016 12:00:00 AM | Dimmable | Continuous Below 10 | No |  |  | 1324.8 | 60.7 | 22 | 11.15 | 0.99 | 3880 | 92.13
P4AXFFNC | Icon International, Inc. | ICON | RS-12-40-90-U-X-36-X | Indoor Luminaires | Interior Directional | Track or Mono-Point Directional Luminaires | Standard | FALSE | [9 empty] | 9/6/2016 12:00:00 AM | Dimmable | Continuous Below 10 | No |  |  | 1241.7 | 57.1 | 22 | 11.15 | 0.99 | 3880 | 92.13
P9UV3Z3Y | Icon International, Inc. | ICON | RS-18-35-80-120-X-12-X | Indoor Luminaires | Interior Directional | Track or Mono-Point Directional Luminaires | Standard | FALSE | [9 empty] | 9/6/2016 12:00:00 AM | Dimmable | Continuous Below 10 | No |  |  | 2598.3 | 79.8 | 33 | 11.15 | 0.99 | 3450.5 | 81.7
PTDG5EBJ | Icon International, Inc. | ICON | RS-18-35-80-120-X-36-X | Indoor Luminaires | Interior Directional | Track or Mono-Point Directional Luminaires | Standard | FALSE | [9 empty] | 9/6/2016 12:00:00 AM | Dimmable | Continuous Below 10 | No |  |  | 2725.4 | 83.7 | 33 | 11.15 | 0.99 | 3450.5 | 81.7
PPW6QF5P | Icon International, Inc. | ICON | RS-18-40-80-120-X-36-X | Indoor Luminaires | Interior Directional | Track or Mono-Point Directional Luminaires | Standard | FALSE | [9 empty] | 9/6/2016 12:00:00 AM | Dimmable | Continuous Below 10 | No |  |  | 2802.1 | 85.7 | 33 | 11.15 | 0.99 | 3880 | 81.7
PNBWHFS2 | Icon International, Inc. | ICON | RS-18-35-90-120-X-36-X | Indoor Luminaires | Interior Directional | Track or Mono-Point Directional Luminaires | Standard | FALSE | [9 empty] | 9/6/2016 12:00:00 AM | Dimmable | Continuous Below 10 | No |  |  | 1820.7 | 54.5 | 33 | 11.15 | 0.99 | 3450.5 | 92.13
PADK49X4 | Icon International, Inc. | ICON | RS-24-35-80-120-X-22-X | Indoor Luminaires | Interior Directional | Track or Mono-Point Directional Luminaires | Standard | FALSE | [9 empty] | 9/6/2016 12:00:00 AM | Dimmable | Continuous Below 10 | No |  |  | 4203 | 95.8 | 44 | 11.15 | 0.99 | 3450.5 | 81.7
PZUP7ZRT | Icon International, Inc. | ICON | RS-24-30-80-120-X-36-X | Indoor Luminaires | Interior Directional | Track or Mono-Point Directional Luminaires | Standard | FALSE | [9 empty] | 9/6/2016 12:00:00 AM | Dimmable | Continuous Below 10 | No |  |  | 3828.4 | 88 | 44 | 11.15 | 0.99 | 3021 | 81.7
P6KMAQA9 | Icon International, Inc. | ICON | RS-24-30-90-120-X-12-X | Indoor Luminaires | Interior Directional | Track or Mono-Point Directional Luminaires | Standard | FALSE | [9 empty] | 9/6/2016 12:00:00 AM | Dimmable | Continuous Below 10 | No |  |  | 2231.1 | 54.6 | 41 | 11.59 | 0.98 | 3013 | 96.1
P4NSTCNJ | Icon International, Inc. | ICON | RS-24-35-90-120-X-22-X | Indoor Luminaires | Interior Directional | Track or Mono-Point Directional Luminaires | Standard | FALSE | [9 empty] | 9/6/2016 12:00:00 AM | Dimmable | Continuous Below 10 | No |  |  | 2807.9 | 62.4 | 45 | 11.15 | 0.99 | 3450.5 | 92.13
P4Z3GYR6 | Icon International, Inc. | ICON | RS-24-40-90-120-X-22-X | Indoor Luminaires | Interior Directional | Track or Mono-Point Directional Luminaires | Standard | FALSE | [9 empty] | 9/6/2016 12:00:00 AM | Dimmable | Continuous Below 10 | No |  |  | 2886.9 | 63.8 | 45 | 11.15 | 0.99 | 3880 | 92.13
PJR1VYUS | Icon International, Inc. | ICON | RS-24-35-90-120-X-36-X | Indoor Luminaires | Interior Directional | Track or Mono-Point Directional Luminaires | Standard | FALSE | [9 empty] | 9/6/2016 12:00:00 AM | Dimmable | Continuous Below 10 | No |  |  | 2631.6 | 58.7 | 45 | 11.15 | 0.99 | 3450.5 | 92.13
PG6J3YZU | Icon International, Inc. | ICON | RS-24-40-90-120-X-60-X | Indoor Luminaires | Interior Directional | Track or Mono-Point Directional Luminaires | Standard | FALSE | [9 empty] | 9/6/2016 12:00:00 AM | Dimmable | Continuous Below 10 | No |  |  | 2831.8 | 62.9 | 45 | 11.15 | 0.99 | 3880 | 92.13
PHYQS92Y | Icon International, Inc. | ICON | RS-12-35-80-U-X-36-X | Indoor Luminaires | Interior Directional | Track or Mono-Point Directional Luminaires | Standard | FALSE | [9 empty] | 9/6/2016 12:00:00 AM | Dimmable | Continuous Below 10 | No |  |  | 1807.8 | 85.7 | 21 | 11.15 | 0.99 | 3450.5 | 81.7
PU36N478 | Icon International, Inc. | ICON | RS-12-30-80-U-X-60-X | Indoor Luminaires | Interior Directional | Track or Mono-Point Directional Luminaires | Standard | FALSE | [9 empty] | 9/6/2016 12:00:00 AM | Dimmable | Continuous Below 10 | No |  |  | 1838.8 | 87.6 | 21 | 11.15 | 0.99 | 3021 | 81.7
PKPYF51C | Icon International, Inc. | ICON | RS-12-35-90-U-X-60-X | Indoor Luminaires | Interior Directional | Track or Mono-Point Directional Luminaires | Standard | FALSE | [9 empty] | 9/6/2016 12:00:00 AM | Dimmable | Continuous Below 10 | No |  |  | 1264 | 58.4 | 22 | 11.15 | 0.99 | 3450.5 | 92.13
P5DNE7QR | Icon International, Inc. | ICON | RS-18-30-80-120-X-36-X | Indoor Luminaires | Interior Directional | Track or Mono-Point Directional Luminaires | Standard | FALSE | [9 empty] | 9/6/2016 12:00:00 AM | Dimmable | Continuous Below 10 | No |  |  | 2648.7 | 81.7 | 32 | 11.15 | 0.99 | 3021 | 81.7
PRUEH6GM | Icon International, Inc. | ICON | RS-18-30-80-120-X-60-X | Indoor Luminaires | Interior Directional | Track or Mono-Point Directional Luminaires | Standard | FALSE | [9 empty] | 9/6/2016 12:00:00 AM | Dimmable | Continuous Below 10 | No |  |  | 2772.2 | 85.5 | 32 | 11.15 | 0.99 | 3021 | 81.7
PZBXWEXM | Icon International, Inc. | ICON | RS-18-40-90-120-X-36-X | Indoor Luminaires | Interior Directional | Track or Mono-Point Directional Luminaires | Standard | FALSE | [9 empty] | 9/6/2016 12:00:00 AM | Dimmable | Continuous Below 10 | No |  |  | 1872 | 55.8 | 34 | 11.15 | 0.99 | 3880 | 92.13
PNKVQE6X | Icon International, Inc. | ICON | RS-12-40-90-U-X-12-X | Indoor Luminaires | Interior Directional | Track or Mono-Point Directional Luminaires | Standard | FALSE | [9 empty] | 9/6/2016 12:00:00 AM | Dimmable | Continuous Below 10 | No |  |  | 1183.8 | 54.5 | 22 | 11.15 | 0.99 | 3880 | 92.13
PBXAST3G | Icon International, Inc. | ICON | RS-24-30-80-120-X-22-X | Indoor Luminaires | Interior Directional | Track or Mono-Point Directional Luminaires | Standard | FALSE | [9 empty] | 9/6/2016 12:00:00 AM | Dimmable | Continuous Below 10 | No |  |  | 4084.7 | 93.5 | 44 | 11.15 | 0.99 | 3021 | 81.7
PKFD4U3Z | Icon International, Inc. | ICON | RS-24-30-90-120-X-36-X | Indoor Luminaires | Interior Directional | Track or Mono-Point Directional Luminaires | Standard | FALSE | [9 empty] | 9/6/2016 12:00:00 AM | Dimmable | Continuous Below 10 | No |  |  | 2557.6 | 57.3 | 45 | 11.15 | 0.99 | 3021 | 92.13
PCH9T8G4 | Icon International, Inc. | ICON | RS-24-35-80-120-X-36-X | Indoor Luminaires | Interior Directional | Track or Mono-Point Directional Luminaires | Standard | FALSE | [9 empty] | 9/6/2016 12:00:00 AM | Dimmable | Continuous Below 10 | No |  |  | 3939.2 | 90.1 | 44 | 11.15 | 0.99 | 3450.5 | 81.7
PQR7D8M8 | Icon International, Inc. | ICON | RS-12-35-90-U-X-36-X | Indoor Luminaires | Interior Directional | Track or Mono-Point Directional Luminaires | Standard | FALSE | [9 empty] | 9/6/2016 12:00:00 AM | Dimmable | Continuous Below 10 | No |  |  | 1207.7 | 55.8 | 22 | 11.15 | 0.99 | 3450.5 | 92.13
PV7R7Y1D | Icon International, Inc. | ICON | RS-18-40-80-120-X-12-X | Indoor Luminaires | Interior Directional | Track or Mono-Point Directional Luminaires | Standard | FALSE | [9 empty] | 9/6/2016 12:00:00 AM | Dimmable | Continuous Below 10 | No |  |  | 2671.5 | 81.7 | 33 | 11.15 | 0.99 | 3880 | 81.7
PKJR53JT | Icon International, Inc. | ICON | RS-24-35-80-120-X-12-X | Indoor Luminaires | Interior Directional | Track or Mono-Point Directional Luminaires | Standard | FALSE | [9 empty] | 9/6/2016 12:00:00 AM | Dimmable | Continuous Below 10 | No |  |  | 3755.6 | 85.9 | 44 | 11.15 | 0.99 | 3450.5 | 81.7
P99KM3ZR | Icon International, Inc. | ICON | RS-24-40-80-120-X-12-X | Indoor Luminaires | Interior Directional | Track or Mono-Point Directional Luminaires | Standard | FALSE | [9 empty] | 9/6/2016 12:00:00 AM | Dimmable | Continuous Below 10 | No |  |  | 3861.3 | 88 | 44 | 11.15 | 0.99 | 3880 | 81.7
PPNDC2BP | Icon International, Inc. | ICON | RS-24-40-90-120-X-12-X | Indoor Luminaires | Interior Directional | Track or Mono-Point Directional Luminaires | Standard | FALSE | [9 empty] | 9/6/2016 12:00:00 AM | Dimmable | Continuous Below 10 | No |  |  | 2360.3 | 57.2 | 41 | 11.15 | 0.99 | 3880 | 92.13
PVD6WR56 | Icon International, Inc. | ICON | RS-12-35-80-U-X-60-X | Indoor Luminaires | Interior Directional | Track or Mono-Point Directional Luminaires | Standard | FALSE | [9 empty] | 9/6/2016 12:00:00 AM | Dimmable | Continuous Below 10 | No |  |  | 1892 | 89.7 | 21 | 11.15 | 0.99 | 3450.5 | 81.7
PYWQFSDW | Icon International, Inc. | ICON | RS-12-35-90-U-X-12-X | Indoor Luminaires | Interior Directional | Track or Mono-Point Directional Luminaires | Standard | FALSE | [9 empty] | 9/6/2016 12:00:00 AM | Dimmable | Continuous Below 10 | No |  |  | 1151.4 | 53.2 | 22 | 11.15 | 0.99 | 3450.5 | 92.13
P7M7CTV9 | Icon International, Inc. | ICON | RS-24-40-90-120-X-36-X | Indoor Luminaires | Interior Directional | Track or Mono-Point Directional Luminaires | Standard | FALSE | [9 empty] | 9/6/2016 12:00:00 AM | Dimmable | Continuous Below 10 | No |  |  | 2705.7 | 60.1 | 45 | 11.15 | 0.99 | 3880 | 92.13
PG7688JU | Icon International, Inc. | ICON | RS-24-30-90-120-X-60-X | Indoor Luminaires | Interior Directional | Track or Mono-Point Directional Luminaires | Standard | FALSE | [9 empty] | 9/6/2016 12:00:00 AM | Dimmable | Continuous Below 10 | No |  |  | 2676.8 | 60 | 45 | 11.15 | 0.99 | 3021 | 92.13
PSBUMKYY | Icon International, Inc. | ICON | RS-18-40-90-120-X-60-X | Indoor Luminaires | Interior Directional | Track or Mono-Point Directional Luminaires | Standard | FALSE | [9 empty] | 9/6/2016 12:00:00 AM | Dimmable | Continuous Below 10 | No |  |  | 1959.2 | 58.4 | 34 | 11.15 | 0.99 | 3880 | 92.13
P6ERP4YA | Icon International, Inc. | ICON | RS-24-30-80-120-X-12-X | Indoor Luminaires | Interior Directional | Track or Mono-Point Directional Luminaires | Standard | FALSE | [9 empty] | 9/6/2016 12:00:00 AM | Dimmable | Continuous Below 10 | No |  |  | 3649.9 | 83.9 | 44 | 11.15 | 0.99 | 3021 | 81.7
PTJR1K5W | Icon International, Inc. | ICON | RS-24-40-80-120-X-22-X | Indoor Luminaires | Interior Directional | Track or Mono-Point Directional Luminaires | Standard | FALSE | [9 empty] | 9/6/2016 12:00:00 AM | Dimmable | Continuous Below 10 | No |  |  | 4321.3 | 98 | 44 | 11.15 | 0.99 | 3880 | 81.7
PEEB3WYR | Icon International, Inc. | ICON | RS-24-30-80-120-X-60-X | Indoor Luminaires | Interior Directional | Track or Mono-Point Directional Luminaires | Standard | FALSE | [9 empty] | 9/6/2016 12:00:00 AM | Dimmable | Continuous Below 10 | No |  |  | 3781.1 | 88 | 43 | 11.15 | 0.99 | 3021 | 81.7
PZ5WT55N | Icon International, Inc. | ICON | RS-24-35-80-120-X-60-X | Indoor Luminaires | Interior Directional | Track or Mono-Point Directional Luminaires | Standard | FALSE | [9 empty] | 9/6/2016 12:00:00 AM | Dimmable | Continuous Below 10 | No |  |  | 3890.6 | 90.1 | 43 | 11.15 | 0.99 | 3450.5 | 81.7
PDWU4NZ7 | Icon International, Inc. | ICON | RS-24-40-80-120-X-60-X | Indoor Luminaires | Interior Directional | Track or Mono-Point Directional Luminaires | Standard | FALSE | [9 empty] | 9/6/2016 12:00:00 AM | Dimmable | Continuous Below 10 | No |  |  | 4000.1 | 92.2 | 43 | 11.15 | 0.99 | 3880 | 81.7
P4UQQBMU | Icon International, Inc. | ICON | RS-24-35-90-120-X-12-X | Indoor Luminaires | Interior Directional | Track or Mono-Point Directional Luminaires | Standard | FALSE | [9 empty] | 9/6/2016 12:00:00 AM | Dimmable | Continuous Below 10 | No |  |  | 2295.7 | 55.9 | 41 | 11.15 | 0.99 | 3450.5 | 92.13
PBE69VMZ | Icon International, Inc. | ICON | RS-12-30-80-U-X-22-X | Indoor Luminaires | Interior Directional | Track or Mono-Point Directional Luminaires | Standard | FALSE | [9 empty] | 9/6/2016 12:00:00 AM | Dimmable | Continuous Below 10 | No |  |  | 1874.5 | 88.9 | 21 | 11.15 | 0.99 | 3021 | 81.7
PFFF7HB5 | Icon International, Inc. | ICON | RS-12-30-80-U-X-36-X | Indoor Luminaires | Interior Directional | Track or Mono-Point Directional Luminaires | Standard | FALSE | [9 empty] | 9/6/2016 12:00:00 AM | Dimmable | Continuous Below 10 | No |  |  | 1756.9 | 83.7 | 21 | 11.15 | 0.99 | 3021 | 81.7
P9ZBMJ58 | Icon International, Inc. | ICON | RS-12-40-80-U-X-60-X | Indoor Luminaires | Interior Directional | Track or Mono-Point Directional Luminaires | Standard | FALSE | [9 empty] | 9/6/2016 12:00:00 AM | Dimmable | Continuous Below 10 | No |  |  | 1945.3 | 91.8 | 21 | 11.15 | 0.99 | 3880 | 81.7
PSSQ91JX | Icon International, Inc. | ICON | RS-12-30-90-U-X-36-X | Indoor Luminaires | Interior Directional | Track or Mono-Point Directional Luminaires | Standard | FALSE | [9 empty] | 9/6/2016 12:00:00 AM | Dimmable | Continuous Below 10 | No |  |  | 1173.7 | 54.5 | 22 | 11.15 | 0.99 | 3021 | 92.13
P46TU4W6 | Icon International, Inc. | ICON | RS-12-30-90-U-X-60-X | Indoor Luminaires | Interior Directional | Track or Mono-Point Directional Luminaires | Standard | FALSE | [9 empty] | 9/6/2016 12:00:00 AM | Dimmable | Continuous Below 10 | No |  |  | 1228.4 | 57 | 22 | 11.15 | 0.99 | 3021 | 92.13
PMWU99BX | Icon International, Inc. | ICON | RS-18-30-80-120-X-12-X | Indoor Luminaires | Interior Directional | Track or Mono-Point Directional Luminaires | Standard | FALSE | [9 empty] | 9/6/2016 12:00:00 AM | Dimmable | Continuous Below 10 | No |  |  | 2525.2 | 77.9 | 32 | 11.15 | 0.99 | 3021 | 81.7
PCH8DV62 | Icon International, Inc. | ICON | RS-18-30-80-120-X-22-X | Indoor Luminaires | Interior Directional | Track or Mono-Point Directional Luminaires | Standard | FALSE | [9 empty] | 9/6/2016 12:00:00 AM | Dimmable | Continuous Below 10 | No |  |  | 2826.1 | 86.8 | 33 | 11.15 | 0.99 | 3021 | 81.7
PV3UY8KA | Icon International, Inc. | ICON | RS-12-35-90-U-X-22-X | Indoor Luminaires | Interior Directional | Track or Mono-Point Directional Luminaires | Standard | FALSE | [9 empty] | 9/6/2016 12:00:00 AM | Dimmable | Continuous Below 10 | No |  |  | 1288.6 | 59.3 | 22 | 11.15 | 0.99 | 3450.5 | 92.13
PVCBXR7S | Icon International, Inc. | ICON | RS-18-35-80-120-X-22-X | Indoor Luminaires | Interior Directional | Track or Mono-Point Directional Luminaires | Standard | FALSE | [9 empty] | 9/6/2016 12:00:00 AM | Dimmable | Continuous Below 10 | No |  |  | 2907.9 | 88.9 | 33 | 11.15 | 0.99 | 3450.5 | 81.7
PJ8U4VHK | Icon International, Inc. | ICON | RS-18-40-80-120-X-22-X | Indoor Luminaires | Interior Directional | Track or Mono-Point Directional Luminaires | Standard | FALSE | [9 empty] | 9/6/2016 12:00:00 AM | Dimmable | Continuous Below 10 | No |  |  | 2989.7 | 91 | 33 | 11.15 | 0.99 | 3880 | 81.7
PEV8XRMC | Icon International, Inc. | ICON | RS-18-40-80-120-X-60-X | Indoor Luminaires | Interior Directional | Track or Mono-Point Directional Luminaires | Standard | FALSE | [9 empty] | 9/6/2016 12:00:00 AM | Dimmable | Continuous Below 10 | No |  |  | 2932.7 | 89.6 | 33 | 11.15 | 0.99 | 3880 | 81.7
PVH7BHEV | Icon International, Inc. | ICON | RS-18-40-90-120-X-12-X | Indoor Luminaires | Interior Directional | Track or Mono-Point Directional Luminaires | Standard | FALSE | [9 empty] | 9/6/2016 12:00:00 AM | Dimmable | Continuous Below 10 | No |  |  | 1784.7 | 53.2 | 34 | 11.15 | 0.99 | 3880 | 92.13
PA72ZUMR | Icon International, Inc. | ICON | RS-18-35-90-120-X-22-X | Indoor Luminaires | Interior Directional | Track or Mono-Point Directional Luminaires | Standard | FALSE | [9 empty] | 9/6/2016 12:00:00 AM | Dimmable | Continuous Below 10 | No |  |  | 1942.6 | 57.9 | 34 | 11.15 | 0.99 | 3450.5 | 92.13
PZM7B9QW | Icon International, Inc. | ICON | RS-18-40-90-120-X-22-X | Indoor Luminaires | Interior Directional | Track or Mono-Point Directional Luminaires | Standard | FALSE | [9 empty] | 9/6/2016 12:00:00 AM | Dimmable | Continuous Below 10 | No |  |  | 1997.3 | 59.3 | 34 | 11.15 | 0.99 | 3880 | 92.13
P1YZ4V95 | Icon International, Inc. | ICON | RS-18-30-90-120-X-60-X | Indoor Luminaires | Interior Directional | Track or Mono-Point Directional Luminaires | Standard | FALSE | [9 empty] | 9/6/2016 12:00:00 AM | Dimmable | Continuous Below 10 | No |  |  | 1852 | 55.7 | 33 | 11.15 | 0.99 | 3021 | 92.13
P00001IP4 | Intense Lighting | Intense Lighting | MBW23000309X-YY | Indoor Luminaires | Interior Directional | Track or Mono-Point Directional Luminaires | Standard | TRUE | 3119.4 | 52 | 60.35 | 11 | 0.98 | 3040 | 95 | 10 | 50000 | 2/11/2014 12:00:00 AM | Not Yet Verified | Not Yet Verified | Not Yet Verified |  | 2.1 | 2636 |  | 55 |  |  | 3000 | 92
P00001IP5 | Intense Lighting | Intense Lighting | MB1200309-XXX-XX-SP16 | Indoor Luminaires | Interior Directional | Track or Mono-Point Directional Luminaires | Standard | TRUE | 1604.2 | 66 | 24.46 | 13 | 0.97 | 3100 | 93 | 10 | 50000 | 8/11/2014 12:00:00 AM | Not Yet Verified | Not Yet Verified | Not Yet Verified |  | 2.1 | 1413 |  | 24 |  |  | 3000 | 92
PBGBCSHP | Intense Lighting | intense lighting | MBML327(EE)-DIM-16 | Indoor Luminaires | Interior Directional | Track or Mono-Point Directional Luminaires | Standard | TRUE | 1524.98 | 59 | 25.66 | 12 | 0.97 | 2789 | 81 | 5 | 50000 | 5/19/2015 12:00:00 AM | Not Yet Verified | Not Yet Verified | Not Yet Verified |  | 2.1 | 1517 | 59.12 | 25.66 | 12 | 1 | 2700 | 81
PCM2XFS1 | Intense Lighting | intense lighting | MBML335(EE)-DIM-32 | Indoor Luminaires | Interior Directional | Track or Mono-Point Directional Luminaires | Standard | FALSE | [9 empty] | 5/19/2015 12:00:00 AM | Not Yet Verified | Not Yet Verified | Not Yet Verified |  |  | 1540 | 60.04 | 25.65 | 12 | 1 | 3500 | 81
PNJF6DVF | Intense Lighting | intense lighting | MBML327(EE)-DIM-50 | Indoor Luminaires | Interior Directional | Track or Mono-Point Directional Luminaires | Standard | FALSE | [9 empty] | 5/19/2015 12:00:00 AM | Not Yet Verified | Not Yet Verified | Not Yet Verified |  |  | 1525.3 | 59.49 | 25.64 | 12 | 1 | 2700 | 81
PX2ZK9T7 | Intense Lighting | intense lighting | MBML327(EE)-DIM-32 | Indoor Luminaires | Interior Directional | Track or Mono-Point Directional Luminaires | Standard | FALSE | [9 empty] | 5/19/2015 12:00:00 AM | Not Yet Verified | Not Yet Verified | Not Yet Verified |  |  | 1522.4 | 59.35 | 25.65 | 12 | 1 | 2700 | 81
PBZNTNMQ | Intense Lighting | intense lighting | MBML330(EE)-DIM-24 | Indoor Luminaires | Interior Directional | Track or Mono-Point Directional Luminaires | Standard | FALSE | [9 empty] | 5/19/2015 12:00:00 AM | Not Yet Verified | Not Yet Verified | Not Yet Verified |  |  | 1530 | 59.65 | 25.65 | 12 | 1 | 3000 | 81
PNECAD8Z | Intense Lighting | intense lighting | MBML330(EE)-DIM-50 | Indoor Luminaires | Interior Directional | Track or Mono-Point Directional Luminaires | Standard | FALSE | [9 empty] | 5/19/2015 12:00:00 AM | Not Yet Verified | Not Yet Verified | Not Yet Verified |  |  | 1530 | 59.65 | 25.65 | 12 | 1 | 3000 | 81
PM29U8D1 | Intense Lighting | intense lighting | MBML335(EE)-DIM-50 | Indoor Luminaires | Interior Directional | Track or Mono-Point Directional Luminaires | Standard | FALSE | [9 empty] | 5/19/2015 12:00:00 AM | Not Yet Verified | Not Yet Verified | Not Yet Verified |  |  | 1540 | 60.04 | 25.65 | 12 | 1 | 3500 | 81
PDM31HFH | Intense Lighting | intense lighting | MBML330(EE)-DIM-16 | Indoor Luminaires | Interior Directional | Track or Mono-Point Directional Luminaires | Standard | FALSE | [9 empty] | 5/19/2015 12:00:00 AM | Not Yet Verified | Not Yet Verified | Not Yet Verified |  |  | 1530 | 59.65 | 25.65 | 12 | 1 | 3000 | 81
PD2YWZUW | Intense Lighting | intense lighting | MBML335(EE)-DIM-24 | Indoor Luminaires | Interior Directional | Track or Mono-Point Directional Luminaires | Standard | FALSE | [9 empty] | 5/19/2015 12:00:00 AM | Not Yet Verified | Not Yet Verified | Not Yet Verified |  |  | 1540 | 60.04 | 25.65 | 12 | 1 | 3500 | 81
PF11DHUD | Intense Lighting | intense lighting | MBML340(EE)-DIM-16 | Indoor Luminaires | Interior Directional | Track or Mono-Point Directional Luminaires | Standard | FALSE | [9 empty] | 5/19/2015 12:00:00 AM | Not Yet Verified | Not Yet Verified | Not Yet Verified |  |  | 1550 | 60.43 | 25.65 | 12 | 1 | 4000 | 81
P4FEZEAT | Intense Lighting | intense lighting | MBML340(EE)-DIM-24 | Indoor Luminaires | Interior Directional | Track or Mono-Point Directional Luminaires | Standard | FALSE | [9 empty] | 5/19/2015 12:00:00 AM | Not Yet Verified | Not Yet Verified | Not Yet Verified |  |  | 1550 | 60.43 | 25.65 | 12 | 1 | 4000 | 81
PTQUP563 | Intense Lighting | intense lighting | MBML327(EE)-DIM-24 | Indoor Luminaires | Interior Directional | Track or Mono-Point Directional Luminaires | Standard | FALSE | [9 empty] | 5/19/2015 12:00:00 AM | Not Yet Verified | Not Yet Verified | Not Yet Verified |  |  | 1519.3 | 59.24 | 25.65 | 12 | 1 | 2700 | 81
PW8Q6VXC | Intense Lighting | intense lighting | MBML330(EE)-DIM-32 | Indoor Luminaires | Interior Directional | Track or Mono-Point Directional Luminaires | Standard | FALSE | [9 empty] | 5/19/2015 12:00:00 AM | Not Yet Verified | Not Yet Verified | Not Yet Verified |  |  | 1530 | 59.65 | 25.65 | 12 | 1 | 3000 | 81
PG2J5DSK | Intense Lighting | intense lighting | MBML340(EE)-DIM-32 | Indoor Luminaires | Interior Directional | Track or Mono-Point Directional Luminaires | Standard | FALSE | [9 empty] | 5/19/2015 12:00:00 AM | Not Yet Verified | Not Yet Verified | Not Yet Verified |  |  | 1550 | 60.43 | 25.65 | 12 | 1 | 4000 | 81
P3KN7R9W | Intense Lighting | intense lighting | MBML340(EE)-DIM-50 | Indoor Luminaires | Interior Directional | Track or Mono-Point Directional Luminaires | Standard | FALSE | [9 empty] | 5/19/2015 12:00:00 AM | Not Yet Verified | Not Yet Verified | Not Yet Verified |  |  | 1550 | 60.43 | 25.65 | 12 | 1 | 4000 | 81
P85GPYGQ | Intense Lighting | intense lighting | MBML335(EE)-DIM-16 | Indoor Luminaires | Interior Directional | Track or Mono-Point Directional Luminaires | Standard | FALSE | [9 empty] | 5/19/2015 12:00:00 AM | Not Yet Verified | Not Yet Verified | Not Yet Verified |  |  | 1540 | 60.04 | 25.65 | 12 | 1 | 3500 | 81
P00000XVA | Juno Lighting, LLC | Juno | [SP252MLL,T252L]-3K-HC-F-** | Indoor Luminaires | Interior Directional | Track or Mono-Point Directional Luminaires | Standard | TRUE | 852.7 | 51.12 | 16.68 | 8.58 | 0.996 | 2977 | 94.7 | 5 | 50000 | 12/18/2012 12:00:00 AM | Not Yet Verified | Not Yet Verified | Not Yet Verified |  | 2.1 | 816 | 45 | 18 |  | 0.92 | 3000 | 93
P00000XVB | Juno Lighting, LLC | Juno | [SP252MLL,T252L]-3K-HC-W-** | Indoor Luminaires | Interior Directional | Track or Mono-Point Directional Luminaires | Standard | TRUE | 821.2 | 49.32 | 16.65 | 8.58 | 0.996 | 2978 | 94.7 | 5 | 50000 | 5/16/2013 12:00:00 AM | Not Yet Verified | Not Yet Verified | Not Yet Verified |  | 2.1 | 726 | 40 | 18 |  | 0.92 | 3000 | 93
P00000XVC | Juno Lighting, LLC | Juno | [SP252MLL,T252L]-3K-HC-S-** | Indoor Luminaires | Interior Directional | Track or Mono-Point Directional Luminaires | Standard | TRUE | 762 | 46.19 | 16.5 | 7.12 | 0.994 | 3038 | 95 | 5 | 50000 | 12/18/2012 12:00:00 AM | Not Yet Verified | Not Yet Verified | Not Yet Verified |  | 1.7 | 772 | 43 | 18 |  | 0.92 | 3000 | 93
P00000XVD | Juno Lighting, LLC | Juno | [SP252MLL,T252L]-3K-HC-N-** | Indoor Luminaires | Interior Directional | Track or Mono-Point Directional Luminaires | Standard | TRUE | 774 | 46.91 | 16.49 | 7.13 | 0.994 | 3043 | 95 | 5 | 50000 | 12/18/2012 12:00:00 AM | Not Yet Verified | Not Yet Verified | Not Yet Verified |  | 1.7 | 802 | 45 | 18 |  | 0.92 | 3000 | 93
P00000XVW | Juno Lighting, LLC | Juno | [SP252MLL,T252L]-27K-S-** | Indoor Luminaires | Interior Directional | Track or Mono-Point Directional Luminaires | Standard | TRUE | 800 | 48.72 | 16.42 | 6.75 | 0.995 | 2673 | 85 | 5 | 50000 | 12/18/2012 12:00:00 AM | Not Yet Verified | Not Yet Verified | Not Yet Verified |  | 1.7 | 817 | 45 | 18 |  | 0.92 | 2700 | 85
P00000XVX | Juno Lighting, LLC | Juno | [SP252MLL,T252L]-3K-S-** | Indoor Luminaires | Interior Directional | Track or Mono-Point Directional Luminaires | Standard | FALSE | [9 empty] | 12/18/2012 12:00:00 AM | Not Yet Verified | Not Yet Verified | Not Yet Verified |  |  | 908 | 50 | 18 |  | 0.92 | 3000 | 85
P00000XVY | Juno Lighting, LLC | Juno | [SP252MLL,T252L]-35K-S-** | Indoor Luminaires | Interior Directional | Track or Mono-Point Directional Luminaires | Standard | FALSE | [9 empty] | 12/18/2012 12:00:00 AM | Not Yet Verified | Not Yet Verified | Not Yet Verified |  |  | 926 | 51 | 18 |  | 0.92 | 3500 | 85
P00000XVZ | Juno Lighting, LLC | Juno | [SP252MLL,T252L]-4K-S-** | Indoor Luminaires | Interior Directional | Track or Mono-Point Directional Luminaires | Standard | FALSE | [9 empty] | 12/18/2012 12:00:00 AM | Not Yet Verified | Not Yet Verified | Not Yet Verified |  |  | 944 | 52 |  |  | 0.92 | 4000 | 85
P00000XW0 | Juno Lighting, LLC | Juno | [SP252MLL,T252L]-27K-N-** | Indoor Luminaires | Interior Directional | Track or Mono-Point Directional Luminaires | Standard | TRUE | 828 | 50.66 | 16.34 | 6.56 | 0.994 | 2692 | 85 | 5 | 50000 | 12/18/2012 12:00:00 AM | Not Yet Verified | Not Yet Verified | Not Yet Verified |  | 1.7 | 850 | 47 | 18 |  | 0.92 | 2700 | 85
P00000XW1 | Juno Lighting, LLC | Juno | [SP252MLL,T252L]-3K-N-** | Indoor Luminaires | Interior Directional | Track or Mono-Point Directional Luminaires | Standard | FALSE | [9 empty] | 12/18/2012 12:00:00 AM | Not Yet Verified | Not Yet Verified | Not Yet Verified |  |  | 944 | 52 | 18 |  | 0.92 | 3000 | 85
P00000XW3 | Juno Lighting, LLC | Juno | [SP252MLL,T252L]-4K-N-** | Indoor Luminaires | Interior Directional | Track or Mono-Point Directional Luminaires | Standard | FALSE | [9 empty] | 12/18/2012 12:00:00 AM | Not Yet Verified | Not Yet Verified | Not Yet Verified |  |  | 982 | 55 | 18 |  | 0.92 | 4000 | 85
P00000XW2 | Juno Lighting, LLC | Juno | [SP252MLL,T252L]-35K-N-** | Indoor Luminaires | Interior Directional | Track or Mono-Point Directional Luminaires | Standard | FALSE | [9 empty] | 12/18/2012 12:00:00 AM | Not Yet Verified | Not Yet Verified | Not Yet Verified |  |  | 963 | 53 | 18 |  | 0.92 | 3500 | 85
P00000XW4 | Juno Lighting, LLC | Juno | [SP252MLL,T252L]-27K-F-** | Indoor Luminaires | Interior Directional | Track or Mono-Point Directional Luminaires | Standard | TRUE | 780 | 46.21 | 16.87 | 5.81 | 0.996 | 2838 | 85 | 5 | 50000 | 12/18/2012 12:00:00 AM | Not Yet Verified | Not Yet Verified | Not Yet Verified |  | 1.7 | 864 | 48 | 18 |  | 0.92 | 2700 | 85
P00000XW5 | Juno Lighting, LLC | Juno | [SP252MLL,T252L]-3K-F-** | Indoor Luminaires | Interior Directional | Track or Mono-Point Directional Luminaires | Standard | FALSE | [9 empty] | 12/18/2012 12:00:00 AM | Not Yet Verified | Not Yet Verified | Not Yet Verified |  |  | 960 | 53 | 18 |  | 0.92 | 3000 | 85
P00000XW9 | Juno Lighting, LLC | Juno | [SP252MLL,T252L]-3K-W-** | Indoor Luminaires | Interior Directional | Track or Mono-Point Directional Luminaires | Standard | FALSE | [9 empty] | 5/16/2013 12:00:00 AM | Not Yet Verified | Not Yet Verified | Not Yet Verified |  |  | 854 | 47 | 18 |  | 0.92 | 3000 | 85
P00000XWA | Juno Lighting, LLC | Juno | [SP252MLL,T252L]-35K-W-** | Indoor Luminaires | Interior Directional | Track or Mono-Point Directional Luminaires | Standard | FALSE | [9 empty] | 5/16/2013 12:00:00 AM | Not Yet Verified | Not Yet Verified | Not Yet Verified |  |  | 871 | 48 | 18 |  | 0.92 | 3500 | 85
P00000XW6 | Juno Lighting, LLC | Juno | [SP252MLL,T252L]-35K-F-** | Indoor Luminaires | Interior Directional | Track or Mono-Point Directional Luminaires | Standard | FALSE | [9 empty] | 12/18/2012 12:00:00 AM | Not Yet Verified | Not Yet Verified | Not Yet Verified |  |  | 979 | 54 | 18 |  | 0.92 | 3500 | 85
P00000XW7 | Juno Lighting, LLC | Juno | [SP252MLL,T252L]-4K-F-** | Indoor Luminaires | Interior Directional | Track or Mono-Point Directional Luminaires | Standard | FALSE | [9 empty] | 12/18/2012 12:00:00 AM | Not Yet Verified | Not Yet Verified | Not Yet Verified |  |  | 998 | 55 | 18 |  | 0.92 | 4000 | 85
P00000XWB | Juno Lighting, LLC | Juno | [SP252MLL,T252L]-4K-W-** | Indoor Luminaires | Interior Directional | Track or Mono-Point Directional Luminaires | Standard | FALSE | [9 empty] | 5/16/2013 12:00:00 AM | Not Yet Verified | Not Yet Verified | Not Yet Verified |  |  | 888 | 49 | 18 |  | 0.92 | 4000 | 85
P00000XWC | Juno Lighting, LLC | Juno | [TEK255,HTEK255,T255]LED-27*-NFL-** | Indoor Luminaires | Interior Directional | Track or Mono-Point Directional Luminaires | Standard | TRUE | 2051 | 45.03 | 45.55 | 19.18 | 0.937 | 2787 | 85 | 5 | 50000 | 11/30/2012 12:00:00 AM | Not Yet Verified | Not Yet Verified | Not Yet Verified |  | 1.7 | 2150 | 47 | 45.4 |  | 0.92 | 2700 | 83
P00000XWE | Juno Lighting, LLC | Juno | [TEK255,HTEK255,T255]LED-35*-NF-** | Indoor Luminaires | Interior Directional | Track or Mono-Point Directional Luminaires | Standard | FALSE | [9 empty] | 11/30/2012 12:00:00 AM | Not Yet Verified | Not Yet Verified | Not Yet Verified |  |  | 2423 | 53 | 45.5 |  | 0.92 | 3500 | 83
P00000XWF | Juno Lighting, LLC | Juno | [TEK255,HTEK255,T255]LED-4*-NF-** | Indoor Luminaires | Interior Directional | Track or Mono-Point Directional Luminaires | Standard | FALSE | [9 empty] | 11/30/2012 12:00:00 AM | Not Yet Verified | Not Yet Verified | Not Yet Verified |  |  | 2489 | 54 | 45.4 |  | 0.92 | 4000 | 83
P00000XWD | Juno Lighting, LLC | Juno | [TEK255,HTEK255,T255]LED-3*-NF-** | Indoor Luminaires | Interior Directional | Track or Mono-Point Directional Luminaires | Standard | FALSE | [9 empty] | 11/30/2012 12:00:00 AM | Not Yet Verified | Not Yet Verified | Not Yet Verified |  |  | 2308 | 51 | 45.4 |  | 0.92 | 3000 | 83
P00000XWG | Juno Lighting, LLC | Juno | [TEK255,HTEK255,T255]LED-27*-SP-** | Indoor Luminaires | Interior Directional | Track or Mono-Point Directional Luminaires | Standard | TRUE | 2018 | 43.65 | 46.23 | 19.29 | 0.939 | 2690 | 87 | 5 | 50000 | 11/29/2012 12:00:00 AM | Not Yet Verified | Not Yet Verified | Not Yet Verified |  | 1.7 | 2179 | 48 | 45.4 |  | 0.92 | 2700 | 83
P00000XWJ | Juno Lighting, LLC | Juno | [TEK255,HTEK255,T255]LED-4*-SP-** | Indoor Luminaires | Interior Directional | Track or Mono-Point Directional Luminaires | Standard | FALSE | [9 empty] | 11/29/2012 12:00:00 AM | Not Yet Verified | Not Yet Verified | Not Yet Verified |  |  | 2522 | 56 | 45.4 |  | 0.92 | 4000 | 83
P00000XWI | Juno Lighting, LLC | Juno | [TEK255,HTEK255,T255]LED-35*-SP-** | Indoor Luminaires | Interior Directional | Track or Mono-Point Directional Luminaires | Standard | FALSE | [9 empty] | 11/29/2012 12:00:00 AM | Not Yet Verified | Not Yet Verified | Not Yet Verified |  |  | 2456 | 54 | 45.5 |  | 0.92 | 3500 | 83
P00000XWH | Juno Lighting, LLC | Juno | [TEK255,HTEK255,T255]LED-3*-SP-** | Indoor Luminaires | Interior Directional | Track or Mono-Point Directional Luminaires | Standard | FALSE | [9 empty] | 11/29/2012 12:00:00 AM | Not Yet Verified | Not Yet Verified | Not Yet Verified |  |  | 2339 | 52 | 45.4 |  | 0.92 | 3000 | 83
P00000XWK | Juno Lighting, LLC | Juno | [TEK255, T255]LED-27*-FL-** | Indoor Luminaires | Interior Directional | Track or Mono-Point Directional Luminaires | Standard | TRUE | 2057 | 44.71 | 46.01 | 6.98 | 0.995 | 2706 | 85 | 5 | 50000 | 11/29/2012 12:00:00 AM | Not Yet Verified | Not Yet Verified | Not Yet Verified |  | 1.7 | 2131 | 47 | 45.4 |  | 0.92 | 2700 | 83
P00000XWN | Juno Lighting, LLC | Juno | [TEK255, T255]LED-4*-FL-** | Indoor Luminaires | Interior Directional | Track or Mono-Point Directional Luminaires | Standard | FALSE | [9 empty] | 11/29/2012 12:00:00 AM | Not Yet Verified | Not Yet Verified | Not Yet Verified |  |  | 2467 | 54 | 45.4 |  | 0.92 | 4000 | 83
P00000XWM | Juno Lighting, LLC | Juno | [TEK255, T255]LED-35*-FL-** | Indoor Luminaires | Interior Directional | Track or Mono-Point Directional Luminaires | Standard | FALSE | [9 empty] | 11/29/2012 12:00:00 AM | Not Yet Verified | Not Yet Verified | Not Yet Verified |  |  | 2402 | 53 | 45.5 |  | 0.92 | 3500 | 83
P00000XWL | Juno Lighting, LLC | Juno | [TEK255, T255]LED-3*-FL-** | Indoor Luminaires | Interior Directional | Track or Mono-Point Directional Luminaires | Standard | FALSE | [9 empty] | 11/29/2012 12:00:00 AM | Not Yet Verified | Not Yet Verified | Not Yet Verified |  |  | 2288 | 50 | 45.4 |  | 0.92 | 3000 | 83
P00000XXE | Juno Lighting, LLC | Juno | T256LED-27K-XXX-ZZ | Indoor Luminaires | Interior Directional | Track or Mono-Point Directional Luminaires | Standard | TRUE | 1652 | 48.36 | 34.16 | 12.9 | 0.998 | 2790 | 85 | 5 | 50000 | 9/26/2012 12:00:00 AM | Not Yet Verified | Not Yet Verified | Not Yet Verified |  | 1.6
P00000XXF | Juno Lighting, LLC | Juno | T256LED-3K-XXX-ZZ | Indoor Luminaires | Interior Directional | Track or Mono-Point Directional Luminaires | Standard | FALSE | [9 empty] | 9/26/2012 12:00:00 AM | Not Yet Verified | Not Yet Verified | Not Yet Verified |  |  | 2097 | 60 | 35 |  |  | 3000 | 80
P00000XXG | Juno Lighting, LLC | Juno | T256LED-35K-XXX-ZZ | Indoor Luminaires | Interior Directional | Track or Mono-Point Directional Luminaires | Standard | FALSE | [9 empty] | 9/26/2012 12:00:00 AM | Not Yet Verified | Not Yet Verified | Not Yet Verified |  |  | 2181 | 62 | 35 |  |  | 3500 | 80
P00000XXH | Juno Lighting, LLC | Juno | T256LED-4K-XXX-ZZ | Indoor Luminaires | Interior Directional | Track or Mono-Point Directional Luminaires | Standard | FALSE | [9 empty] | 9/26/2012 12:00:00 AM | Not Yet Verified | Not Yet Verified | Not Yet Verified |  |  | 2223 | 64 | 35 |  |  | 4000 | 80
P00000XXI | Juno Lighting, LLC | Juno | T209LED-27X-SP-WH | Indoor Luminaires | Interior Directional | Track or Mono-Point Directional Luminaires | Standard | TRUE | 1688 | 48.93 | 34.5 | 23.42 | 0.907 | 2762 | 85.6 | 5 | 50000 | 4/27/2012 12:00:00 AM | Not Yet Verified | Not Yet Verified | Not Yet Verified |  | 1.6 | 1535 | 44 | 35 |  | 0.92 | 2700 | 83
P00000XXM | Juno Lighting, LLC | Juno | T209LED-3X-SP-BL | Indoor Luminaires | Interior Directional | Track or Mono-Point Directional Luminaires | Standard | FALSE | [9 empty] | 4/27/2012 12:00:00 AM | Not Yet Verified | Not Yet Verified | Not Yet Verified |  |  | 1650 | 47 | 35 |  | 0.92 | 3000 | 83
P00000XXJ | Juno Lighting, LLC | Juno | T209LED-27X-SP-BL | Indoor Luminaires | Interior Directional | Track or Mono-Point Directional Luminaires | Standard | FALSE | [9 empty] | 4/27/2012 12:00:00 AM | Not Yet Verified | Not Yet Verified | Not Yet Verified |  |  | 1535 | 44 | 35 |  | 0.92 | 2700 | 83
P00000XXR | Juno Lighting, LLC | Juno | T209LED-4X-SP-WH | Indoor Luminaires | Interior Directional | Track or Mono-Point Directional Luminaires | Standard | FALSE | [9 empty] | 4/27/2012 12:00:00 AM | Not Yet Verified | Not Yet Verified | Not Yet Verified |  |  | 1782 | 51 | 35 |  | 0.92 | 4000 | 83
P00000XXS | Juno Lighting, LLC | Juno | T209LED-4X-SP-BL | Indoor Luminaires | Interior Directional | Track or Mono-Point Directional Luminaires | Standard | FALSE | [9 empty] | 4/27/2012 12:00:00 AM | Not Yet Verified | Not Yet Verified | Not Yet Verified |  |  | 1782 | 51 | 35 |  | 0.92 | 4000 | 83
P00000XXN | Juno Lighting, LLC | Juno | T209LED-3X-SP-SL | Indoor Luminaires | Interior Directional | Track or Mono-Point Directional Luminaires | Standard | FALSE | [9 empty] | 4/27/2012 12:00:00 AM | Not Yet Verified | Not Yet Verified | Not Yet Verified |  |  | 1650 | 47 | 35 |  | 0.92 | 3000 | 83
P00000XXT | Juno Lighting, LLC | Juno | T209LED-4X-SP-SL | Indoor Luminaires | Interior Directional | Track or Mono-Point Directional Luminaires | Standard | FALSE | [9 empty] | 4/27/2012 12:00:00 AM | Not Yet Verified | Not Yet Verified | Not Yet Verified |  |  | 1782 | 51 | 35 |  | 0.92 | 4000 | 83
P00000XXO | Juno Lighting, LLC | Juno | T209LED-35X-SP-WH | Indoor Luminaires | Interior Directional | Track or Mono-Point Directional Luminaires | Standard | FALSE | [9 empty] | 4/27/2012 12:00:00 AM | Not Yet Verified | Not Yet Verified | Not Yet Verified |  |  | 1733 | 50 | 35 |  | 0.92 | 3500 | 83
P00000XXK | Juno Lighting, LLC | Juno | T209LED-27X-SP-SL | Indoor Luminaires | Interior Directional | Track or Mono-Point Directional Luminaires | Standard | FALSE | [9 empty] | 4/27/2012 12:00:00 AM | Not Yet Verified | Not Yet Verified | Not Yet Verified |  |  | 1535 | 44 | 35 |  | 0.92 | 2700 | 83
P00000XXL | Juno Lighting, LLC | Juno | T209LED-3X-SP-WH | Indoor Luminaires | Interior Directional | Track or Mono-Point Directional Luminaires | Standard | FALSE | [9 empty] | 4/27/2012 12:00:00 AM | Not Yet Verified | Not Yet Verified | Not Yet Verified |  |  | 1650 | 47 | 35 |  | 0.92 | 3000 | 83
P00000XXP | Juno Lighting, LLC | Juno | T209LED-35X-SP-BL | Indoor Luminaires | Interior Directional | Track or Mono-Point Directional Luminaires | Standard | FALSE | [9 empty] | 4/27/2012 12:00:00 AM | Not Yet Verified | Not Yet Verified | Not Yet Verified |  |  | 1733 | 50 | 35 |  | 0.92 | 3500 | 83
P00000XXQ | Juno Lighting, LLC | Juno | T209LED-35X-SP-SL | Indoor Luminaires | Interior Directional | Track or Mono-Point Directional Luminaires | Standard | FALSE | [9 empty] | 4/27/2012 12:00:00 AM | Not Yet Verified | Not Yet Verified | Not Yet Verified |  |  | 1733 | 50 | 35 |  | 0.92 | 3500 | 83
P00000XXU | Juno Lighting, LLC | Juno | T209LED-27X-NFL-WH | Indoor Luminaires | Interior Directional | Track or Mono-Point Directional Luminaires | Standard | TRUE | 1654 | 47.93 | 34.51 | 23.42 | 0.907 | 2762 | 85.6 | 5 | 50000 | 4/27/2012 12:00:00 AM | Not Yet Verified | Not Yet Verified | Not Yet Verified |  | 1.6 | 1522 | 43 | 35 |  | 0.92 | 2700 | 83
P00000XXX | Juno Lighting, LLC | Juno | T209LED-3X-NFL-BL | Indoor Luminaires | Interior Directional | Track or Mono-Point Directional Luminaires | Standard | FALSE | [9 empty] | 4/27/2012 12:00:00 AM | Not Yet Verified | Not Yet Verified | Not Yet Verified |  |  | 1637 | 47 | 35 |  | 0.92 | 3000 | 83
P00000XY0 | Juno Lighting, LLC | Juno | T209LED-35X-NFL-BL | Indoor Luminaires | Interior Directional | Track or Mono-Point Directional Luminaires | Standard | FALSE | [9 empty] | 4/27/2012 12:00:00 AM | Not Yet Verified | Not Yet Verified | Not Yet Verified |  |  | 1719 | 49 | 35 |  | 0.92 | 3500 | 83
P00000XY3 | Juno Lighting, LLC | Juno | T209LED-4X-NFL-BL | Indoor Luminaires | Interior Directional | Track or Mono-Point Directional Luminaires | Standard | FALSE | [9 empty] | 4/27/2012 12:00:00 AM | Not Yet Verified | Not Yet Verified | Not Yet Verified |  |  | 1768 | 51 | 35 |  | 0.92 | 4000 | 83
P00000XY4 | Juno Lighting, LLC | Juno | T209LED-4X-NFL-WH | Indoor Luminaires | Interior Directional | Track or Mono-Point Directional Luminaires | Standard | FALSE | [9 empty] | 4/27/2012 12:00:00 AM | Not Yet Verified | Not Yet Verified | Not Yet Verified |  |  | 1768 | 51 | 35 |  | 0.92 | 4000 | 83
P00000XY5 | Juno Lighting, LLC | Juno | T209LED-4X-NFL-SL | Indoor Luminaires | Interior Directional | Track or Mono-Point Directional Luminaires | Standard | FALSE | [9 empty] | 4/27/2012 12:00:00 AM | Not Yet Verified | Not Yet Verified | Not Yet Verified |  |  | 1768 | 51 | 35 |  | 0.92 | 4000 | 83
P00000XXY | Juno Lighting, LLC | Juno | T209LED-3X-NFL-WH | Indoor Luminaires | Interior Directional | Track or Mono-Point Directional Luminaires | Standard | FALSE | [9 empty] | 4/27/2012 12:00:00 AM | Not Yet Verified | Not Yet Verified | Not Yet Verified |  |  | 1637 | 47 | 35 |  | 0.92 | 3000 | 83
P00000XY2 | Juno Lighting, LLC | Juno | T209LED-35X-NFL-SL | Indoor Luminaires | Interior Directional | Track or Mono-Point Directional Luminaires | Standard | FALSE | [9 empty] | 4/27/2012 12:00:00 AM | Not Yet Verified | Not Yet Verified | Not Yet Verified |  |  | 1719 | 49 | 35 |  | 0.92 | 3500 | 83
P00000XXZ | Juno Lighting, LLC | Juno | T209LED-3X-NFL-SL | Indoor Luminaires | Interior Directional | Track or Mono-Point Directional Luminaires | Standard | FALSE | [9 empty] | 4/27/2012 12:00:00 AM | Not Yet Verified | Not Yet Verified | Not Yet Verified |  |  | 1637 | 47 | 35 |  | 0.92 | 3000 | 83
P00000XY1 | Juno Lighting, LLC | Juno | T209LED-35X-NFL-WH | Indoor Luminaires | Interior Directional | Track or Mono-Point Directional Luminaires | Standard | FALSE | [9 empty] | 4/27/2012 12:00:00 AM | Not Yet Verified | Not Yet Verified | Not Yet Verified |  |  | 1719 | 49 | 35 |  | 0.92 | 3500 | 83
P00000XY6 | Juno Lighting, LLC | Juno | T209LED-27X-FL-WH | Indoor Luminaires | Interior Directional | Track or Mono-Point Directional Luminaires | Standard | TRUE | 1615 | 46.63 | 34.63 | 23.42 | 0.907 | 2762 | 85.6 | 5 | 50000 | 4/27/2012 12:00:00 AM | Not Yet Verified | Not Yet Verified | Not Yet Verified |  | 1.6 | 1501 | 43 | 35 |  | 0.92 | 2700 | 83
P00000XYF | Juno Lighting, LLC | Juno | T209LED-4X-FL-WH | Indoor Luminaires | Interior Directional | Track or Mono-Point Directional Luminaires | Standard | FALSE | [9 empty] | 4/27/2012 12:00:00 AM | Not Yet Verified | Not Yet Verified | Not Yet Verified |  |  | 1743 | 50 | 35 |  | 0.92 | 4000 | 83
P00000XYC | Juno Lighting, LLC | Juno | T209LED-35X-FL-WH | Indoor Luminaires | Interior Directional | Track or Mono-Point Directional Luminaires | Standard | FALSE | [9 empty] | 4/27/2012 12:00:00 AM | Not Yet Verified | Not Yet Verified | Not Yet Verified |  |  | 1695 | 48 | 35 |  | 0.92 | 3500 | 83
P00000XYA | Juno Lighting, LLC | Juno | T209LED-3X-FL-BL | Indoor Luminaires | Interior Directional | Track or Mono-Point Directional Luminaires | Standard | FALSE | [9 empty] | 4/27/2012 12:00:00 AM | Not Yet Verified | Not Yet Verified | Not Yet Verified |  |  | 1614 | 46 | 35 |  | 0.92 | 3000 | 83
P00000XYD | Juno Lighting, LLC | Juno | T209LED-35X-FL-BL | Indoor Luminaires | Interior Directional | Track or Mono-Point Directional Luminaires | Standard | FALSE | [9 empty] | 4/27/2012 12:00:00 AM | Not Yet Verified | Not Yet Verified | Not Yet Verified |  |  | 1695 | 48 | 35 |  | 0.92 | 3500 | 83
P00000XY9 | Juno Lighting, LLC | Juno | T209LED-3X-FL-WH | Indoor Luminaires | Interior Directional | Track or Mono-Point Directional Luminaires | Standard | FALSE | [9 empty] | 4/27/2012 12:00:00 AM | Not Yet Verified | Not Yet Verified | Not Yet Verified |  |  | 1614 | 46 | 35 |  | 0.92 | 3000 | 83
P00000XYH | Juno Lighting, LLC | Juno | T209LED-4X-FL-SL | Indoor Luminaires | Interior Directional | Track or Mono-Point Directional Luminaires | Standard | FALSE | [9 empty] | 4/27/2012 12:00:00 AM | Not Yet Verified | Not Yet Verified | Not Yet Verified |  |  | 1743 | 50 | 35 |  | 0.92 | 4000 | 83
P00000XYG | Juno Lighting, LLC | Juno | T209LED-4X-FL-BL | Indoor Luminaires | Interior Directional | Track or Mono-Point Directional Luminaires | Standard | FALSE | [9 empty] | 4/27/2012 12:00:00 AM | Not Yet Verified | Not Yet Verified | Not Yet Verified |  |  | 1743 | 50 | 35 |  | 0.92 | 4000 | 83
P00000XYB | Juno Lighting, LLC | Juno | T209LED-3X-FL-SL | Indoor Luminaires | Interior Directional | Track or Mono-Point Directional Luminaires | Standard | FALSE | [9 empty] | 4/27/2012 12:00:00 AM | Not Yet Verified | Not Yet Verified | Not Yet Verified |  |  | 1614 | 46 | 35 |  | 0.92 | 3000 | 83
P00000XYE | Juno Lighting, LLC | Juno | T209LED-35X-FL-SL | Indoor Luminaires | Interior Directional | Track or Mono-Point Directional Luminaires | Standard | FALSE | [9 empty] | 4/27/2012 12:00:00 AM | Not Yet Verified | Not Yet Verified | Not Yet Verified |  |  | 1695 | 48 | 35 |  | 0.92 | 3500 | 83
P00000XT7 | Juno Lighting, LLC | JUNO | T271L27KS** | Indoor Luminaires | Interior Directional | Track or Mono-Point Directional Luminaires | Standard | TRUE | 850 | 65.49 | 12.98 | 13.6 | 0.983 | 2723 | 80 | 5 | 50000 | 3/4/2013 12:00:00 AM | Not Yet Verified | Not Yet Verified | Not Yet Verified |  | 1.7 | 984 | 75 | 13 |  |  | 2700 | 85
P00000XT9 | Juno Lighting, LLC | JUNO | T271L35KS** | Indoor Luminaires | Interior Directional | Track or Mono-Point Directional Luminaires | Standard | FALSE | [9 empty] | 3/4/2013 12:00:00 AM | Not Yet Verified | Not Yet Verified | Not Yet Verified |  |  | 984 | 75 | 13 |  |  | 3500 | 85
P00000XT8 | Juno Lighting, LLC | JUNO | T271L3KS** | Indoor Luminaires | Interior Directional | Track or Mono-Point Directional Luminaires | Standard | FALSE | [9 empty] | 3/4/2013 12:00:00 AM | Not Yet Verified | Not Yet Verified | Not Yet Verified |  |  | 984 | 75 | 13 |  |  | 3000 | 85
P00000XTA | Juno Lighting, LLC | JUNO | T271L4KS** | Indoor Luminaires | Interior Directional | Track or Mono-Point Directional Luminaires | Standard | FALSE | [9 empty] | 3/4/2013 12:00:00 AM | Not Yet Verified | Not Yet Verified | Not Yet Verified |  |  | 984 | 75 | 13 |  |  | 4000 | 85
P00000XTB | Juno Lighting, LLC | JUNO | T271L27KN** | Indoor Luminaires | Interior Directional | Track or Mono-Point Directional Luminaires | Standard | TRUE | 833.1 | 64.38 | 12.94 | 13.6 | 0.983 | 2723 | 80 | 5 | 50000 | 3/4/2013 12:00:00 AM | Not Yet Verified | Not Yet Verified | Not Yet Verified |  | 1.7 | 984 | 75 | 13 |  |  | 2700 | 85
P00000XTC | Juno Lighting, LLC | JUNO | T271L3KN** | Indoor Luminaires | Interior Directional | Track or Mono-Point Directional Luminaires | Standard | FALSE | [9 empty] | 3/4/2013 12:00:00 AM | Not Yet Verified | Not Yet Verified | Not Yet Verified |  |  | 984 | 75 | 13 |  |  | 3000 | 85
P00000XTE | Juno Lighting, LLC | JUNO | T271L4KN** | Indoor Luminaires | Interior Directional | Track or Mono-Point Directional Luminaires | Standard | FALSE | [9 empty] | 3/4/2013 12:00:00 AM | Not Yet Verified | Not Yet Verified | Not Yet Verified |  |  | 984 | 75 | 13 |  |  | 4000 | 85
P00000XTD | Juno Lighting, LLC | JUNO | T271L35KN** | Indoor Luminaires | Interior Directional | Track or Mono-Point Directional Luminaires | Standard | FALSE | [9 empty] | 3/4/2013 12:00:00 AM | Not Yet Verified | Not Yet Verified | Not Yet Verified |  |  | 984 | 75 | 13 |  |  | 3500 | 85
P00000XTF | Juno Lighting, LLC | JUNO | T271L27KF** | Indoor Luminaires | Interior Directional | Track or Mono-Point Directional Luminaires | Standard | TRUE | 799.6 | 61.84 | 12.93 | 13.6 | 0.982 | 2723 | 80 | 5 | 50000 | 3/4/2013 12:00:00 AM | Not Yet Verified | Not Yet Verified | Not Yet Verified |  | 1.7 | 984 | 75 | 13 |  |  | 2700 | 85
P00000XTH | Juno Lighting, LLC | JUNO | T271L35KF** | Indoor Luminaires | Interior Directional | Track or Mono-Point Directional Luminaires | Standard | FALSE | [9 empty] | 3/4/2013 12:00:00 AM | Not Yet Verified | Not Yet Verified | Not Yet Verified |  |  | 984 | 75 | 13 |  |  | 3500 | 85
P00000XTI | Juno Lighting, LLC | JUNO | T271L4KF** | Indoor Luminaires | Interior Directional | Track or Mono-Point Directional Luminaires | Standard | FALSE | [9 empty] | 3/4/2013 12:00:00 AM | Not Yet Verified | Not Yet Verified | Not Yet Verified |  |  | 984 | 75 | 13 |  |  | 4000 | 85
P00000XTG | Juno Lighting, LLC | JUNO | T271L3KF** | Indoor Luminaires | Interior Directional | Track or Mono-Point Directional Luminaires | Standard | FALSE | [9 empty] | 3/4/2013 12:00:00 AM | Not Yet Verified | Not Yet Verified | Not Yet Verified |  |  | 984 | 75 | 13 |  |  | 3000 | 85
P00000Y18 | Juno Lighting, LLC | JUNO | [T262L,TEK262L,HTEK262L,SP262MLL]-4*-HC-S-** | Indoor Luminaires | Interior Directional | Track or Mono-Point Directional Luminaires | Standard | TRUE | 1152 | 50.08 | 23 | 19.16 | 0.934 | 3899 | 92.2 | 5 | 50000 | 6/26/2013 12:00:00 AM | Not Yet Verified | Not Yet Verified | Not Yet Verified |  | 1.7 |  |  | 23.8 |  | 0.9 | 4000 | 90
P00000Y19 | Juno Lighting, LLC | JUNO | [T262L,TEK262L,HTEK262L,SP262MLL]-4*-HC-F-** | Indoor Luminaires | Interior Directional | Track or Mono-Point Directional Luminaires | Standard | FALSE | [9 empty] | 6/26/2013 12:00:00 AM | Not Yet Verified | Not Yet Verified | Not Yet Verified |  |  | 1308 | 55 | 23.8 |  | 0.9 | 4000 | 90
P00000Y1D | Juno Lighting, LLC | JUNO | [T262L,TEK262L,HTEK262L,SP262MLL]-4*-N-** | Indoor Luminaires | Interior Directional | Track or Mono-Point Directional Luminaires | Standard | FALSE | [9 empty] | 6/26/2013 12:00:00 AM | Not Yet Verified | Not Yet Verified | Not Yet Verified |  |  | 1451 | 61 | 23.8 |  | 0.9 | 4000 | 80
P00000Y1C | Juno Lighting, LLC | JUNO | [T262L,TEK262L,HTEK262L,SP262MLL]-4*-S-** | Indoor Luminaires | Interior Directional | Track or Mono-Point Directional Luminaires | Standard | FALSE | [9 empty] | 6/26/2013 12:00:00 AM | Not Yet Verified | Not Yet Verified | Not Yet Verified |  |  | 1372 | 58 | 23.8 |  | 0.9 | 4000 | 80
P00000Y1A | Juno Lighting, LLC | JUNO | [T262L,TEK262L,HTEK262L,SP262MLL]-4*-HC-N-** | Indoor Luminaires | Interior Directional | Track or Mono-Point Directional Luminaires | Standard | FALSE | [9 empty] | 6/26/2013 12:00:00 AM | Not Yet Verified | Not Yet Verified | Not Yet Verified |  |  | 1288 | 54 | 23.8 |  | 0.9 | 4000 | 90
P00000Y1B | Juno Lighting, LLC | JUNO | [T262L,TEK262L,HTEK262L,SP262MLL]-4*-F-** | Indoor Luminaires | Interior Directional | Track or Mono-Point Directional Luminaires | Standard | FALSE | [9 empty] | 6/26/2013 12:00:00 AM | Not Yet Verified | Not Yet Verified | Not Yet Verified |  |  | 1457 | 61 | 23.8 |  | 0.9 | 4000 | 80
P00000Y1E | Juno Lighting, LLC | JUNO | [T261L,TEK261L,SP261MLL]-3*-HC-W-** | Indoor Luminaires | Interior Directional | Track or Mono-Point Directional Luminaires | Standard | TRUE | 752.3 | 46.12 | 16.31 | 23.39 | 0.884 | 3101 | 93.4 | 5 | 50000 | 6/26/2013 12:00:00 AM | Not Yet Verified | Not Yet Verified | Not Yet Verified |  | 1.7 | 749 | 39 | 19.4 |  | 0.9 | 3000 | 90
P00000Y1I | Juno Lighting, LLC | JUNO | [T261L,TEK261L,SP261MLL]-27*-F-** | Indoor Luminaires | Interior Directional | Track or Mono-Point Directional Luminaires | Standard | FALSE | [9 empty] | 6/26/2013 12:00:00 AM | Not Yet Verified | Not Yet Verified | Not Yet Verified |  |  | 870 | 45 | 19.4 |  | 0.9 | 2700 | 80
P00000Y1K | Juno Lighting, LLC | JUNO | [T261L,TEK261L,SP261MLL]-35*-F-** | Indoor Luminaires | Interior Directional | Track or Mono-Point Directional Luminaires | Standard | FALSE | [9 empty] | 6/26/2013 12:00:00 AM | Not Yet Verified | Not Yet Verified | Not Yet Verified |  |  | 988 | 51 | 19.4 |  | 0.9 | 3500 | 80
P00000Y1L | Juno Lighting, LLC | JUNO | [T261L,TEK261L,SP261MLL]-27*-S-** | Indoor Luminaires | Interior Directional | Track or Mono-Point Directional Luminaires | Standard | FALSE | [9 empty] | 6/26/2013 12:00:00 AM | Not Yet Verified | Not Yet Verified | Not Yet Verified |  |  | 856 | 44 | 19.4 |  | 0.9 | 2700 | 80
P00000Y1O | Juno Lighting, LLC | JUNO | [T261L,TEK261L,SP261MLL]-27*-N-** | Indoor Luminaires | Interior Directional | Track or Mono-Point Directional Luminaires | Standard | FALSE | [9 empty] | 6/26/2013 12:00:00 AM | Not Yet Verified | Not Yet Verified | Not Yet Verified |  |  | 880 | 45 | 19.4 |  | 0.9 | 2700 | 80
P00000Y1Q | Juno Lighting, LLC | JUNO | [T261L,TEK261L,SP261MLL]-35*-N-** | Indoor Luminaires | Interior Directional | Track or Mono-Point Directional Luminaires | Standard | FALSE | [9 empty] | 6/26/2013 12:00:00 AM | Not Yet Verified | Not Yet Verified | Not Yet Verified |  |  | 1000 | 51 | 19.4 |  | 0.9 | 3500 | 80
P00000Y1P | Juno Lighting, LLC | JUNO | [T261L,TEK261L,SP261MLL]-3*-N-** | Indoor Luminaires | Interior Directional | Track or Mono-Point Directional Luminaires | Standard | FALSE | [9 empty] | 6/26/2013 12:00:00 AM | Not Yet Verified | Not Yet Verified | Not Yet Verified |  |  | 979 | 50 | 19.4 |  | 0.9 | 3000 | 80
P00000Y1N | Juno Lighting, LLC | JUNO | [T261L,TEK261L,SP261MLL]-35*-S-** | Indoor Luminaires | Interior Directional | Track or Mono-Point Directional Luminaires | Standard | FALSE | [9 empty] | 6/26/2013 12:00:00 AM | Not Yet Verified | Not Yet Verified | Not Yet Verified |  |  | 973 | 50 | 19.4 |  | 0.9 | 3500 | 80
P00000Y1S | Juno Lighting, LLC | JUNO | [T261L,TEK261L,SP261MLL]-3*-W-** | Indoor Luminaires | Interior Directional | Track or Mono-Point Directional Luminaires | Standard | FALSE | [9 empty] | 6/26/2013 12:00:00 AM | Not Yet Verified | Not Yet Verified | Not Yet Verified |  |  | 886 | 46 | 19.4 |  | 0.9 | 3000 | 80
P00000Y1J | Juno Lighting, LLC | JUNO | [T261L,TEK261L,SP261MLL]-3*-F-** | Indoor Luminaires | Interior Directional | Track or Mono-Point Directional Luminaires | Standard | FALSE | [9 empty] | 6/26/2013 12:00:00 AM | Not Yet Verified | Not Yet Verified | Not Yet Verified |  |  | 967 | 50 | 19.4 |  | 0.9 | 3000 | 80
P00000Y1T | Juno Lighting, LLC | JUNO | [T261L,TEK261L,SP261MLL]-35*-W-** | Indoor Luminaires | Interior Directional | Track or Mono-Point Directional Luminaires | Standard | FALSE | [9 empty] | 6/26/2013 12:00:00 AM | Not Yet Verified | Not Yet Verified | Not Yet Verified |  |  | 905 | 47 | 19.4 |  | 0.9 | 3500 | 80
P00000Y1M | Juno Lighting, LLC | JUNO | [T261L,TEK261L,SP261MLL]-3*-S-** | Indoor Luminaires | Interior Directional | Track or Mono-Point Directional Luminaires | Standard | FALSE | [9 empty] | 6/26/2013 12:00:00 AM | Not Yet Verified | Not Yet Verified | Not Yet Verified |  |  | 952 | 49 | 19.4 |  | 0.9 | 3000 | 80
P00000Y1U | Juno Lighting, LLC | JUNO | [T261L,TEK261L,SP261MLL]-4*-S-** | Indoor Luminaires | Interior Directional | Track or Mono-Point Directional Luminaires | Standard | TRUE | 901.8 | 54.13 | 16.66 | 13.26 | 0.887 | 3956 | 84.2 | 5 | 50000 | 6/26/2013 12:00:00 AM | Not Yet Verified | Not Yet Verified | Not Yet Verified |  | 1.7 | 993 | 51 | 19.4 |  | 0.9 | 4000 | 80
P00000Y1X | Juno Lighting, LLC | JUNO | [T261L,TEK261L,SP261MLL]-4*-W-** | Indoor Luminaires | Interior Directional | Track or Mono-Point Directional Luminaires | Standard | FALSE | [9 empty] | 6/26/2013 12:00:00 AM | Not Yet Verified | Not Yet Verified | Not Yet Verified |  |  | 924 | 48 | 19.4 |  | 0.9 | 4000 | 80
P00000Y1W | Juno Lighting, LLC | JUNO | [T261L,TEK261L,SP261MLL]-4*-N-** | Indoor Luminaires | Interior Directional | Track or Mono-Point Directional Luminaires | Standard | FALSE | [9 empty] | 6/26/2013 12:00:00 AM | Not Yet Verified | Not Yet Verified | Not Yet Verified |  |  | 1021 | 53 | 19.4 |  | 0.9 | 4000 | 80
P00000Y1V | Juno Lighting, LLC | JUNO | [T261L,TEK261L,SP261MLL]-4*-F-** | Indoor Luminaires | Interior Directional | Track or Mono-Point Directional Luminaires | Standard | FALSE | [9 empty] | 6/26/2013 12:00:00 AM | Not Yet Verified | Not Yet Verified | Not Yet Verified |  |  | 1009 | 52 | 19.4 |  | 0.9 | 4000 | 80
P00000Y2G | Juno Lighting, LLC | JUNO | [T263L,TEH263L,HTEK263L,SP263MLL]-4K-S-** | Indoor Luminaires | Interior Directional | Track or Mono-Point Directional Luminaires | Standard | TRUE | 1846 | 52.68 | 35.04 | 12.07 | 0.927 | 4072 | 81.8 | 5 | 50000 | 6/26/2013 12:00:00 AM | Not Yet Verified | Not Yet Verified | Not Yet Verified |  | 1.7 | 2015 | 61 | 33.2 |  | 0.9 | 4000 | 80
P00000Y2I | Juno Lighting, LLC | JUNO | [T263L,TEH263L,HTEK263L,SP263MLL]-4K-N-** | Indoor Luminaires | Interior Directional | Track or Mono-Point Directional Luminaires | Standard | FALSE | [9 empty] | 6/26/2013 12:00:00 AM | Not Yet Verified | Not Yet Verified | Not Yet Verified |  |  | 2015 | 61 | 33.2 |  | 0.9 | 4000 | 80
P00000Y2H | Juno Lighting, LLC | JUNO | [T263L,TEH263L,HTEK263L,SP263MLL]-4K-F-** | Indoor Luminaires | Interior Directional | Track or Mono-Point Directional Luminaires | Standard | FALSE | [9 empty] | 6/26/2013 12:00:00 AM | Not Yet Verified | Not Yet Verified | Not Yet Verified |  |  | 2033 | 61 | 33.2 |  | 0.9 | 4000 | 80
P00000Y2J | Juno Lighting, LLC | JUNO | [T265L,TEH265L,HTEK265L,SP265MLL]-3K-HC-S-** | Indoor Luminaires | Interior Directional | Track or Mono-Point Directional Luminaires | Standard | TRUE | 2027 | 51.53 | 39.34 | 11.15 | 0.942 | 2899 | 90.9 | 5 | 50000 | 6/26/2013 12:00:00 AM | Not Yet Verified | Not Yet Verified | Not Yet Verified |  | 2.1 | 1568 | 57 | 33.2 |  | 0.9 | 3000 | 90
P00000Y2L | Juno Lighting, LLC | JUNO | [T265L,TEH265L,HTEK265L,SP265MLL]-3K-HC-F-** | Indoor Luminaires | Interior Directional | Track or Mono-Point Directional Luminaires | Standard | FALSE | [9 empty] | 6/26/2013 12:00:00 AM | Not Yet Verified | Not Yet Verified | Not Yet Verified |  |  | 1674 | 50 | 33.2 |  | 0.9 | 3000 | 90
P00000Y2T | Juno Lighting, LLC | JUNO | [T265L,TEH265L,HTEK265L,SP265MLL]-3K-N-** | Indoor Luminaires | Interior Directional | Track or Mono-Point Directional Luminaires | Standard | FALSE | [9 empty] | 6/26/2013 12:00:00 AM | Not Yet Verified | Not Yet Verified | Not Yet Verified |  |  | 1977 | 60 | 33.2 |  | 0.9 | 3000 | 80
P00000Y2X | Juno Lighting, LLC | JUNO | [T265L,TEH265L,HTEK265L,SP265MLL]-35K-S-** | Indoor Luminaires | Interior Directional | Track or Mono-Point Directional Luminaires | Standard | FALSE | [9 empty] | 6/26/2013 12:00:00 AM | Not Yet Verified | Not Yet Verified | Not Yet Verified |  |  | 1884 | 57 | 33.2 |  | 0.9 | 3500 | 80
P00000Y2M | Juno Lighting, LLC | JUNO | [T265L,TEH265L,HTEK265L,SP265MLL]-35K-HC-F-** | Indoor Luminaires | Interior Directional | Track or Mono-Point Directional Luminaires | Standard | FALSE | [9 empty] | 6/26/2013 12:00:00 AM | Not Yet Verified | Not Yet Verified | Not Yet Verified |  |  | 1768 | 53 | 33.2 |  | 0.9 | 3500 | 90
P00000Y2O | Juno Lighting, LLC | JUNO | [T265L,TEH265L,HTEK265L,SP265MLL]-35K-HC-N-** | Indoor Luminaires | Interior Directional | Track or Mono-Point Directional Luminaires | Standard | FALSE | [9 empty] | 6/26/2013 12:00:00 AM | Not Yet Verified | Not Yet Verified | Not Yet Verified |  |  | 1752 | 53 | 33.2 |  | 0.9 | 3500 | 90
P00000Y2U | Juno Lighting, LLC | JUNO | [T265L,TEH265L,HTEK265L,SP265MLL]-35K-N-** | Indoor Luminaires | Interior Directional | Track or Mono-Point Directional Luminaires | Standard | FALSE | [9 empty] | 6/26/2013 12:00:00 AM | Not Yet Verified | Not Yet Verified | Not Yet Verified |  |  | 1993 | 60 | 33.2 |  | 0.9 | 3500 | 80
P00000Y2N | Juno Lighting, LLC | JUNO | [T265L,TEH265L,HTEK265L,SP265MLL]-3K-HC-N-** | Indoor Luminaires | Interior Directional | Track or Mono-Point Directional Luminaires | Standard | FALSE | [9 empty] | 6/26/2013 12:00:00 AM | Not Yet Verified | Not Yet Verified | Not Yet Verified |  |  | 1659 | 50 | 33.2 |  | 0.9 | 3000 | 90
P00000Y2S | Juno Lighting, LLC | JUNO | [T265L,TEH265L,HTEK265L,SP265MLL]-27K-N-** | Indoor Luminaires | Interior Directional | Track or Mono-Point Directional Luminaires | Standard | FALSE | [9 empty] | 6/26/2013 12:00:00 AM | Not Yet Verified | Not Yet Verified | Not Yet Verified |  |  | 1846 | 56 | 33.2 |  | 0.9 | 2700 | 80
P00000Y2V | Juno Lighting, LLC | JUNO | [T265L,TEH265L,HTEK265L,SP265MLL]-27K-S-** | Indoor Luminaires | Interior Directional | Track or Mono-Point Directional Luminaires | Standard | FALSE | [9 empty] | 6/26/2013 12:00:00 AM | Not Yet Verified | Not Yet Verified | Not Yet Verified |  |  | 1744 | 53 | 33.2 |  | 0.9 | 2700 | 80
P00000Y2W | Juno Lighting, LLC | JUNO | [T265L,TEH265L,HTEK265L,SP265MLL]-3K-S-** | Indoor Luminaires | Interior Directional | Track or Mono-Point Directional Luminaires | Standard | FALSE | [9 empty] | 6/26/2013 12:00:00 AM | Not Yet Verified | Not Yet Verified | Not Yet Verified |  |  | 1868 | 56 | 33.2 |  | 0.9 | 3000 | 80
P00000Y2P | Juno Lighting, LLC | JUNO | [T265L,TEH265L,HTEK265L,SP265MLL]-27K-F-** | Indoor Luminaires | Interior Directional | Track or Mono-Point Directional Luminaires | Standard | FALSE | [9 empty] | 6/26/2013 12:00:00 AM | Not Yet Verified | Not Yet Verified | Not Yet Verified |  |  | 1861 | 56 | 33.2 |  | 0.9 | 2700 | 80
P00000Y2R | Juno Lighting, LLC | JUNO | [T265L,TEH265L,HTEK265L,SP265MLL]-35K-F-** | Indoor Luminaires | Interior Directional | Track or Mono-Point Directional Luminaires | Standard | FALSE | [9 empty] | 6/26/2013 12:00:00 AM | Not Yet Verified | Not Yet Verified | Not Yet Verified |  |  | 2011 | 61 | 33.2 |  | 0.9 | 3500 | 80
P00000Y2K | Juno Lighting, LLC | JUNO | [T265L,TEH265L,HTEK265L,SP265MLL]-35K-HC-S-** | Indoor Luminaires | Interior Directional | Track or Mono-Point Directional Luminaires | Standard | FALSE | [9 empty] | 6/26/2013 12:00:00 AM | Not Yet Verified | Not Yet Verified | Not Yet Verified |  |  | 1656 | 50 | 33.2 |  | 0.9 | 3500 | 90
P00000Y2Q | Juno Lighting, LLC | JUNO | [T265L,TEH265L,HTEK265L,SP265MLL]-3K-F-** | Indoor Luminaires | Interior Directional | Track or Mono-Point Directional Luminaires | Standard | FALSE | [9 empty] | 6/26/2013 12:00:00 AM | Not Yet Verified | Not Yet Verified | Not Yet Verified |  |  | 1994 | 60 | 33.2 |  | 0.9 | 3000 | 80
P00000Y2Y | Juno Lighting, LLC | JUNO | [T265L,TEH265L,HTEK265L,SP265MLL]-4K-S-** | Indoor Luminaires | Interior Directional | Track or Mono-Point Directional Luminaires | Standard | TRUE | 2274 | 56.68 | 39.91 | 10.7 | 0.949 | 3980 | 83.2 | 5 | 50000 | 6/26/2013 12:00:00 AM | Not Yet Verified | Not Yet Verified | Not Yet Verified |  | 1.7 | 2015 | 61 | 33.2 |  | 0.9 | 4000 | 80
P00000Y2Z | Juno Lighting, LLC | JUNO | [T265L,TEH265L,HTEK265L,SP265MLL]-4K-F-** | Indoor Luminaires | Interior Directional | Track or Mono-Point Directional Luminaires | Standard | FALSE | [9 empty] | 6/26/2013 12:00:00 AM | Not Yet Verified | Not Yet Verified | Not Yet Verified |  |  | 2033 | 61 | 33.2 |  | 0.9 | 4000 | 80
P00000Y30 | Juno Lighting, LLC | JUNO | [T265L,TEH265L,HTEK265L,SP265MLL]-4K-N-** | Indoor Luminaires | Interior Directional | Track or Mono-Point Directional Luminaires | Standard | FALSE | [9 empty] | 6/26/2013 12:00:00 AM | Not Yet Verified | Not Yet Verified | Not Yet Verified |  |  | 2015 | 61 | 33.2 |  | 0.9 | 4000 | 80
P00000Y3C | Juno Lighting, LLC | JUNO | T271L27HCF** | Indoor Luminaires | Interior Directional | Track or Mono-Point Directional Luminaires | Standard | TRUE | 755.4 | 57.31 | 13.18 | 13.6 | 0.983 | 2631 | 89.2 | 5 | 50000 | 7/2/2013 12:00:00 AM | Not Yet Verified | Not Yet Verified | Not Yet Verified |  | 2 | 820 | 62 | 13.2 |  | 0.8 | 2700 | 90
P00000Y3H | Juno Lighting, LLC | JUNO | T271L3HCN** | Indoor Luminaires | Interior Directional | Track or Mono-Point Directional Luminaires | Standard | FALSE | [9 empty] | 7/2/2013 12:00:00 AM | Not Yet Verified | Not Yet Verified | Not Yet Verified |  |  | 866 | 66 | 13.2 |  | 0.8 | 3000 | 90
P00000Y3E | Juno Lighting, LLC | JUNO | T271L27HCS** | Indoor Luminaires | Interior Directional | Track or Mono-Point Directional Luminaires | Standard | FALSE | [9 empty] | 7/2/2013 12:00:00 AM | Not Yet Verified | Not Yet Verified | Not Yet Verified |  |  | 833 | 63 | 13.2 |  | 0.8 | 2700 | 90
P00000Y3D | Juno Lighting, LLC | JUNO | T271L3HCF** | Indoor Luminaires | Interior Directional | Track or Mono-Point Directional Luminaires | Standard | FALSE | [9 empty] | 7/2/2013 12:00:00 AM | Not Yet Verified | Not Yet Verified | Not Yet Verified |  |  | 859 | 65 | 13.2 |  | 0.8 | 3000 | 90
P00000Y3G | Juno Lighting, LLC | JUNO | T271L27HCN** | Indoor Luminaires | Interior Directional | Track or Mono-Point Directional Luminaires | Standard | FALSE | [9 empty] | 7/2/2013 12:00:00 AM | Not Yet Verified | Not Yet Verified | Not Yet Verified |  |  | 827 | 63 | 13.2 |  | 0.8 | 2700 | 90
P00000Y3F | Juno Lighting, LLC | JUNO | T271L3HCS** | Indoor Luminaires | Interior Directional | Track or Mono-Point Directional Luminaires | Standard | FALSE | [9 empty] | 7/2/2013 12:00:00 AM | Not Yet Verified | Not Yet Verified | Not Yet Verified |  |  | 873 | 66 | 13.2 |  | 0.8 | 3000 | 90
PBQC31F8 | Juno Lighting, LLC | Juno | T252LG2-4WXX | Indoor Luminaires | Interior Directional | Track or Mono-Point Directional Luminaires | Standard | TRUE | 908.2 | 83.94 | 10.82 | 9 | 0.994 | 4006 | 82.03 | 5 | 50000 | 7/11/2016 12:00:00 AM | Dimmable | Continuous Below 10 | No |  | 3.1 | 975 | 85 | 11 | 20 | 0.92 | 4000 | 80
PUSBGGPP | Juno Lighting, LLC | Juno | T252LG2-27HCWXX | Indoor Luminaires | Interior Directional | Track or Mono-Point Directional Luminaires | Standard | TRUE | 647 | 57.46 | 11.26 | 9 | 0.994 | 2696 | 80.57 | 5 | 50000 | 7/11/2016 12:00:00 AM | Dimmable | Continuous Below 10 | No |  | 3.1 | 725 | 63 | 11 | 20 | 0.92 | 2700 | 90
PXT4TZ3F | Juno Lighting, LLC | Juno | T252LG2-27WXX | Indoor Luminaires | Interior Directional | Track or Mono-Point Directional Luminaires | Standard | FALSE | [9 empty] | 7/11/2016 12:00:00 AM | Dimmable | Continuous Below 10 | No |  |  | 892 | 78 | 11 | 20 | 0.92 | 2700 | 80
PEDEWA97 | Juno Lighting, LLC | Juno | T252LG2-35HCSXX | Indoor Luminaires | Interior Directional | Track or Mono-Point Directional Luminaires | Standard | FALSE | [9 empty] | 7/11/2016 12:00:00 AM | Dimmable | Continuous Below 10 | No |  |  | 857 | 75 | 11 | 20 | 0.92 | 3500 | 90
P9HYTWHF | Juno Lighting, LLC | Juno | T252LG2-35HCWXX | Indoor Luminaires | Interior Directional | Track or Mono-Point Directional Luminaires | Standard | FALSE | [9 empty] | 7/11/2016 12:00:00 AM | Dimmable | Continuous Below 10 | No |  |  | 790 | 69 | 11 | 20 | 0.92 | 3500 | 90
PYYUBQW7 | Juno Lighting, LLC | Juno | T252LG2-35NXX | Indoor Luminaires | Interior Directional | Track or Mono-Point Directional Luminaires | Standard | FALSE | [9 empty] | 7/11/2016 12:00:00 AM | Dimmable | Continuous Below 10 | No |  |  | 1032 | 90 | 11 | 20 | 0.92 | 3500 | 80
PF5TAQDX | Juno Lighting, LLC | Juno | T252LG2-35VNXX | Indoor Luminaires | Interior Directional | Track or Mono-Point Directional Luminaires | Standard | FALSE | [9 empty] | 7/11/2016 12:00:00 AM | Dimmable | Continuous Below 10 | No |  |  | 902 | 78 | 11 | 20 | 0.92 | 3500 | 90
P1FA6WQP | Juno Lighting, LLC | Juno | T252LG2-35WXX | Indoor Luminaires | Interior Directional | Track or Mono-Point Directional Luminaires | Standard | FALSE | [9 empty] | 7/11/2016 12:00:00 AM | Dimmable | Continuous Below 10 | No |  |  | 957 | 83 | 11 | 20 | 0.92 | 3500 | 80
PDZVNR5S | Juno Lighting, LLC | Juno | T252LG2-3FXX | Indoor Luminaires | Interior Directional | Track or Mono-Point Directional Luminaires | Standard | FALSE | [9 empty] | 7/11/2016 12:00:00 AM | Dimmable | Continuous Below 10 | No |  |  | 1015 | 88 | 11 | 20 | 0.92 | 3000 | 80
PZTD3YJT | Juno Lighting, LLC | Juno | T252LG2-3HCWXX | Indoor Luminaires | Interior Directional | Track or Mono-Point Directional Luminaires | Standard | FALSE | [9 empty] | 7/11/2016 12:00:00 AM | Dimmable | Continuous Below 10 | No |  |  | 752 | 65 | 11 | 20 | 0.92 | 3000 | 90
PP5MGNCD | Juno Lighting, LLC | Juno | T261LG3-27HCNXX | Indoor Luminaires | Interior Directional | Track or Mono-Point Directional Luminaires | Standard | FALSE | [9 empty] | 7/11/2016 12:00:00 AM | Dimmable | Continuous Below 10 | No |  |  | 823 | 77 | 11 | 20 | 0.92 | 2700 | 90
P2AWWA4F | Juno Lighting, LLC | Juno | T261LG3-27NXX | Indoor Luminaires | Interior Directional | Track or Mono-Point Directional Luminaires | Standard | FALSE | [9 empty] | 7/11/2016 12:00:00 AM | Dimmable | Continuous Below 10 | No |  |  | 1013 | 95 | 11 | 20 | 0.92 | 2700 | 80
PU1VPD4Q | Juno Lighting, LLC | Juno | T261LG3-27WXX | Indoor Luminaires | Interior Directional | Track or Mono-Point Directional Luminaires | Standard | FALSE | [9 empty] | 7/11/2016 12:00:00 AM | Dimmable | Continuous Below 10 | No |  |  | 937 | 88 | 11 | 20 | 0.92 | 2700 | 80
P6D1Y53T | Juno Lighting, LLC | Juno | T261LG3-35FXX | Indoor Luminaires | Interior Directional | Track or Mono-Point Directional Luminaires | Standard | FALSE | [9 empty] | 7/11/2016 12:00:00 AM | Dimmable | Continuous Below 10 | No |  |  | 1110 | 104 | 11 | 20 | 0.92 | 3500 | 80
PDYPHM45 | Juno Lighting, LLC | Juno | T261LG3-35HCWXX | Indoor Luminaires | Interior Directional | Track or Mono-Point Directional Luminaires | Standard | FALSE | [9 empty] | 7/11/2016 12:00:00 AM | Dimmable | Continuous Below 10 | No |  |  | 830 | 78 | 11 | 20 | 0.92 | 3500 | 90
PM7PJXAZ | Juno Lighting, LLC | Juno | T261LG3-35SXX | Indoor Luminaires | Interior Directional | Track or Mono-Point Directional Luminaires | Standard | FALSE | [9 empty] | 7/11/2016 12:00:00 AM | Dimmable | Continuous Below 10 | No |  |  | 1096 | 103 | 11 | 20 | 0.92 | 3500 | 80
P6ZGHJHE | Juno Lighting, LLC | Juno | T261LG3-35VWXX | Indoor Luminaires | Interior Directional | Track or Mono-Point Directional Luminaires | Standard | FALSE | [9 empty] | 7/11/2016 12:00:00 AM | Dimmable | Continuous Below 10 | No |  |  | 878 | 82 | 11 | 20 | 0.92 | 3500 | 90
PCGPABQD | Juno Lighting, LLC | Juno | T261LG3-35WXX | Indoor Luminaires | Interior Directional | Track or Mono-Point Directional Luminaires | Standard | FALSE | [9 empty] | 7/11/2016 12:00:00 AM | Dimmable | Continuous Below 10 | No |  |  | 1005 | 94 | 11 | 20 | 0.92 | 3500 | 80
PJ4XX8KC | Juno Lighting, LLC | Juno | T261LG3-3HCSXX | Indoor Luminaires | Interior Directional | Track or Mono-Point Directional Luminaires | Standard | FALSE | [9 empty] | 7/11/2016 12:00:00 AM | Dimmable | Continuous Below 10 | No |  |  | 862 | 81 | 11 | 20 | 0.92 | 3000 | 90
PU12YDZ2 | Juno Lighting, LLC | Juno | T261LG3-3VNXX | Indoor Luminaires | Interior Directional | Track or Mono-Point Directional Luminaires | Standard | FALSE | [9 empty] | 7/11/2016 12:00:00 AM | Dimmable | Continuous Below 10 | No |  |  | 928 | 87 | 11 | 20 | 0.92 | 3000 | 90
PSM4M6TN | Juno Lighting, LLC | Juno | T261LG3-4FXX | Indoor Luminaires | Interior Directional | Track or Mono-Point Directional Luminaires | Standard | FALSE | [9 empty] | 7/11/2016 12:00:00 AM | Dimmable | Continuous Below 10 | No |  |  | 1132 | 106 | 11 | 20 | 0.92 | 4000 | 80
PTY7AC8B | Juno Lighting, LLC | Juno | T261LG3-4HCSXX | Indoor Luminaires | Interior Directional | Track or Mono-Point Directional Luminaires | Standard | FALSE | [9 empty] | 7/11/2016 12:00:00 AM | Dimmable | Continuous Below 10 | No |  |  | 915 | 86 | 11 | 20 | 0.92 | 4000 | 90
PDVHBR3Y | Juno Lighting, LLC | Juno | TEK261LG327HCWXX | Indoor Luminaires | Interior Directional | Track or Mono-Point Directional Luminaires | Standard | FALSE | [9 empty] | 7/11/2016 12:00:00 AM | Dimmable | Continuous Below 10 | No |  |  | 761 | 71 | 11 | 20 | 0.92 | 2700 | 90
PMMS1CK8 | Juno Lighting, LLC | Juno | TEK261LG327WXX | Indoor Luminaires | Interior Directional | Track or Mono-Point Directional Luminaires | Standard | FALSE | [9 empty] | 7/11/2016 12:00:00 AM | Dimmable | Continuous Below 10 | No |  |  | 937 | 88 | 11 | 20 | 0.92 | 2700 | 80
PX2PF8YM | Juno Lighting, LLC | Juno | TEK261LG335HCFXX | Indoor Luminaires | Interior Directional | Track or Mono-Point Directional Luminaires | Standard | FALSE | [9 empty] | 7/11/2016 12:00:00 AM | Dimmable | Continuous Below 10 | No |  |  | 916 | 86 | 11 | 20 | 0.92 | 3500 | 90
P918FAV7 | Juno Lighting, LLC | Juno | TEK261LG335HCNXX | Indoor Luminaires | Interior Directional | Track or Mono-Point Directional Luminaires | Standard | FALSE | [9 empty] | 7/11/2016 12:00:00 AM | Dimmable | Continuous Below 10 | No |  |  | 897 | 84 | 11 | 20 | 0.92 | 3500 | 90
PH1MNTZP | Juno Lighting, LLC | Juno | TEK261LG335HCWXX | Indoor Luminaires | Interior Directional | Track or Mono-Point Directional Luminaires | Standard | FALSE | [9 empty] | 7/11/2016 12:00:00 AM | Dimmable | Continuous Below 10 | No |  |  | 830 | 78 | 11 | 20 | 0.92 | 3500 | 90
PX5HND31 | Juno Lighting, LLC | Juno | TEK261LG335VWXX | Indoor Luminaires | Interior Directional | Track or Mono-Point Directional Luminaires | Standard | FALSE | [9 empty] | 7/11/2016 12:00:00 AM | Dimmable | Continuous Below 10 | No |  |  | 878 | 82 | 11 | 20 | 0.92 | 3500 | 90
PG2K4YQB | Juno Lighting, LLC | Juno | TEK261LG33FXX | Indoor Luminaires | Interior Directional | Track or Mono-Point Directional Luminaires | Standard | FALSE | [9 empty] | 7/11/2016 12:00:00 AM | Dimmable | Continuous Below 10 | No |  |  | 1078 | 101 | 11 | 20 | 0.92 | 3000 | 80
PYMZWHHM | Juno Lighting, LLC | Juno | TEK261LG33HCSXX | Indoor Luminaires | Interior Directional | Track or Mono-Point Directional Luminaires | Standard | FALSE | [9 empty] | 7/11/2016 12:00:00 AM | Dimmable | Continuous Below 10 | No |  |  | 862 | 81 | 11 | 20 | 0.92 | 3000 | 90
PKTXKTYE | Juno Lighting, LLC | Juno | TEK261LG33NXX | Indoor Luminaires | Interior Directional | Track or Mono-Point Directional Luminaires | Standard | FALSE | [9 empty] | 7/11/2016 12:00:00 AM | Dimmable | Continuous Below 10 | No |  |  | 1055 | 99 | 11 | 20 | 0.92 | 3000 | 80
PRVGRGZ5 | Juno Lighting, LLC | Juno | TEK261LG33VNXX | Indoor Luminaires | Interior Directional | Track or Mono-Point Directional Luminaires | Standard | FALSE | [9 empty] | 7/11/2016 12:00:00 AM | Dimmable | Continuous Below 10 | No |  |  | 928 | 87 | 11 | 20 | 0.92 | 3000 | 90
PG4DFAC8 | Juno Lighting, LLC | Juno | TEK261LG33VSXX | Indoor Luminaires | Interior Directional | Track or Mono-Point Directional Luminaires | Standard | FALSE | [9 empty] | 7/11/2016 12:00:00 AM | Dimmable | Continuous Below 10 | No |  |  | 936 | 88 | 11 | 20 | 0.92 | 3000 | 90
PUUEFNZZ | Juno Lighting, LLC | Juno | TEK261LG33WXX | Indoor Luminaires | Interior Directional | Track or Mono-Point Directional Luminaires | Standard | FALSE | [9 empty] | 7/11/2016 12:00:00 AM | Dimmable | Continuous Below 10 | No |  |  | 976 | 91 | 11 | 20 | 0.92 | 3000 | 80
P8BJB3ZT | Juno Lighting, LLC | Juno | TEK261LG34HCNXX | Indoor Luminaires | Interior Directional | Track or Mono-Point Directional Luminaires | Standard | FALSE | [9 empty] | 7/11/2016 12:00:00 AM | Dimmable | Continuous Below 10 | No |  |  | 907 | 85 | 11 | 20 | 0.92 | 4000 | 90
P3DQRHH3 | Juno Lighting, LLC | Juno | HTEK261LG335NXX | Indoor Luminaires | Interior Directional | Track or Mono-Point Directional Luminaires | Standard | FALSE | [9 empty] | 7/11/2016 12:00:00 AM | Dimmable | Continuous Below 10 | No |  |  | 1087 | 102 | 11 | 20 | 0.92 | 3500 | 80
PTPH34CJ | Juno Lighting, LLC | Juno | HTEK261LG335VSXX | Indoor Luminaires | Interior Directional | Track or Mono-Point Directional Luminaires | Standard | FALSE | [9 empty] | 7/11/2016 12:00:00 AM | Dimmable | Continuous Below 10 | No |  |  | 958 | 90 | 11 | 20 | 0.92 | 3500 | 90
PD2BENYW | Juno Lighting, LLC | Juno | HTEK261LG335VWXX | Indoor Luminaires | Interior Directional | Track or Mono-Point Directional Luminaires | Standard | FALSE | [9 empty] | 7/11/2016 12:00:00 AM | Dimmable | Continuous Below 10 | No |  |  | 878 | 82 | 11 | 20 | 0.92 | 3500 | 90
PKZBP7E2 | Juno Lighting, LLC | Juno | HTEK261LG33FXX | Indoor Luminaires | Interior Directional | Track or Mono-Point Directional Luminaires | Standard | FALSE | [9 empty] | 7/11/2016 12:00:00 AM | Dimmable | Continuous Below 10 | No |  |  | 1078 | 101 | 11 | 20 | 0.92 | 3000 | 80
PKFNVJS8 | Juno Lighting, LLC | Juno | HTEK261LG33HCFXX | Indoor Luminaires | Interior Directional | Track or Mono-Point Directional Luminaires | Standard | FALSE | [9 empty] | 7/11/2016 12:00:00 AM | Dimmable | Continuous Below 10 | No |  |  | 873 | 82 | 11 | 20 | 0.92 | 3000 | 90
PJEKQ7BG | Juno Lighting, LLC | Juno | HTEK261LG33HCWXX | Indoor Luminaires | Interior Directional | Track or Mono-Point Directional Luminaires | Standard | FALSE | [9 empty] | 7/11/2016 12:00:00 AM | Dimmable | Continuous Below 10 | No |  |  | 791 | 74 | 11 | 20 | 0.92 | 3000 | 90
P6PWNYXA | Juno Lighting, LLC | Juno | HTEK261LG33VNXX | Indoor Luminaires | Interior Directional | Track or Mono-Point Directional Luminaires | Standard | FALSE | [9 empty] | 7/11/2016 12:00:00 AM | Dimmable | Continuous Below 10 | No |  |  | 928 | 87 | 11 | 20 | 0.92 | 3000 | 90
P74AQK7B | Juno Lighting, LLC | Juno | HTEK261LG33VWXX | Indoor Luminaires | Interior Directional | Track or Mono-Point Directional Luminaires | Standard | FALSE | [9 empty] | 7/11/2016 12:00:00 AM | Dimmable | Continuous Below 10 | No |  |  | 859 | 80 | 11 | 20 | 0.92 | 3000 | 90
PXQ217PT | Juno Lighting, LLC | Juno | HTEK261LG34HCNXX | Indoor Luminaires | Interior Directional | Track or Mono-Point Directional Luminaires | Standard | FALSE | [9 empty] | 7/11/2016 12:00:00 AM | Dimmable | Continuous Below 10 | No |  |  | 907 | 85 | 11 | 20 | 0.92 | 4000 | 90
PK8854GZ | Juno Lighting, LLC | Juno | HTEK261LG34HCWXX | Indoor Luminaires | Interior Directional | Track or Mono-Point Directional Luminaires | Standard | FALSE | [9 empty] | 7/11/2016 12:00:00 AM | Dimmable | Continuous Below 10 | No |  |  | 839 | 79 | 11 | 20 | 0.92 | 4000 | 90
PBSEQDRR | Juno Lighting, LLC | Juno | HTEK261LG34SXX | Indoor Luminaires | Interior Directional | Track or Mono-Point Directional Luminaires | Standard | FALSE | [9 empty] | 7/11/2016 12:00:00 AM | Dimmable | Continuous Below 10 | No |  |  | 1117 | 105 | 11 | 20 | 0.92 | 4000 | 80
P5WQBV5B | Juno Lighting, LLC | Juno | SP261MLLG327HCFSTN | Indoor Luminaires | Interior Directional | Track or Mono-Point Directional Luminaires | Standard | FALSE | [9 empty] | 7/11/2016 12:00:00 AM | Dimmable | Continuous Below 10 | No |  |  | 841 | 79 | 11 | 20 | 0.92 | 2700 | 90
PP4F9CY2 | Juno Lighting, LLC | Juno | SP261MLLG335HCWSTN | Indoor Luminaires | Interior Directional | Track or Mono-Point Directional Luminaires | Standard | FALSE | [9 empty] | 7/11/2016 12:00:00 AM | Dimmable | Continuous Below 10 | No |  |  | 830 | 78 | 11 | 20 | 0.92 | 3500 | 90
P82WN3PT | Juno Lighting, LLC | Juno | SP261MLLG335NSTN | Indoor Luminaires | Interior Directional | Track or Mono-Point Directional Luminaires | Standard | FALSE | [9 empty] | 7/11/2016 12:00:00 AM | Dimmable | Continuous Below 10 | No |  |  | 1087 | 102 | 11 | 20 | 0.92 | 3500 | 80
PRDQWENF | Juno Lighting, LLC | Juno | SP261MLLG335WSTN | Indoor Luminaires | Interior Directional | Track or Mono-Point Directional Luminaires | Standard | FALSE | [9 empty] | 7/11/2016 12:00:00 AM | Dimmable | Continuous Below 10 | No |  |  | 1005 | 94 | 11 | 20 | 0.92 | 3500 | 80
PN65U7AU | Juno Lighting, LLC | Juno | SP261MLLG33NSTN | Indoor Luminaires | Interior Directional | Track or Mono-Point Directional Luminaires | Standard | FALSE | [9 empty] | 7/11/2016 12:00:00 AM | Dimmable | Continuous Below 10 | No |  |  | 1055 | 99 | 11 | 20 | 0.92 | 3000 | 80
P6XZAV6F | Juno Lighting, LLC | Juno | SP261MLLG33VFSTN | Indoor Luminaires | Interior Directional | Track or Mono-Point Directional Luminaires | Standard | FALSE | [9 empty] | 7/11/2016 12:00:00 AM | Dimmable | Continuous Below 10 | No |  |  | 949 | 89 | 11 | 20 | 0.92 | 3000 | 90
PCT8X6NR | Juno Lighting, LLC | Juno | SP261MLLG34FSTN | Indoor Luminaires | Interior Directional | Track or Mono-Point Directional Luminaires | Standard | FALSE | [9 empty] | 7/11/2016 12:00:00 AM | Dimmable | Continuous Below 10 | No |  |  | 1132 | 106 | 11 | 20 | 0.92 | 4000 | 80
PMUSFSRT | Juno Lighting, LLC | Juno | SP261MLLG34HCFSTN | Indoor Luminaires | Interior Directional | Track or Mono-Point Directional Luminaires | Standard | FALSE | [9 empty] | 7/11/2016 12:00:00 AM | Dimmable | Continuous Below 10 | No |  |  | 927 | 87 | 11 | 20 | 0.92 | 4000 | 90
PZP54FU7 | Juno Lighting, LLC | Juno | SP261MLLG34HCSSTN | Indoor Luminaires | Interior Directional | Track or Mono-Point Directional Luminaires | Standard | FALSE | [9 empty] | 7/11/2016 12:00:00 AM | Dimmable | Continuous Below 10 | No |  |  | 915 | 86 | 11 | 20 | 0.92 | 4000 | 90
PQS4R72N | Juno Lighting, LLC | Juno | SP261MLLG34WSTN | Indoor Luminaires | Interior Directional | Track or Mono-Point Directional Luminaires | Standard | FALSE | [9 empty] | 7/11/2016 12:00:00 AM | Dimmable | Continuous Below 10 | No |  |  | 1025 | 96 | 11 | 20 | 0.92 | 4000 | 80
PDT9WX1B | Juno Lighting, LLC | Juno | T252LG2-27FXX | Indoor Luminaires | Interior Directional | Track or Mono-Point Directional Luminaires | Standard | FALSE | [9 empty] | 7/11/2016 12:00:00 AM | Dimmable | Continuous Below 10 | No |  |  | 974 | 85 | 11 | 20 | 0.92 | 2700 | 80
PUD7PXY9 | Juno Lighting, LLC | Juno | T252LG2-27HCFXX | Indoor Luminaires | Interior Directional | Track or Mono-Point Directional Luminaires | Standard | FALSE | [9 empty] | 7/11/2016 12:00:00 AM | Dimmable | Continuous Below 10 | No |  |  | 792 | 69 | 11 | 20 | 0.92 | 2700 | 90
P3NK7KAQ | Juno Lighting, LLC | Juno | T252LG2-3NXX | Indoor Luminaires | Interior Directional | Track or Mono-Point Directional Luminaires | Standard | FALSE | [9 empty] | 7/11/2016 12:00:00 AM | Dimmable | Continuous Below 10 | No |  |  | 1002 | 87 | 11 | 20 | 0.92 | 3000 | 80
PF7WQ3TV | Juno Lighting, LLC | Juno | T261LG3-27HCFXX | Indoor Luminaires | Interior Directional | Track or Mono-Point Directional Luminaires | Standard | FALSE | [9 empty] | 7/11/2016 12:00:00 AM | Dimmable | Continuous Below 10 | No |  |  | 841 | 79 | 11 | 20 | 0.92 | 2700 | 90
P41WNJ7G | Juno Lighting, LLC | Juno | T261LG3-35HCNXX | Indoor Luminaires | Interior Directional | Track or Mono-Point Directional Luminaires | Standard | FALSE | [9 empty] | 7/11/2016 12:00:00 AM | Dimmable | Continuous Below 10 | No |  |  | 897 | 84 | 11 | 20 | 0.92 | 3500 | 90
P9E64XAR | Juno Lighting, LLC | Juno | T261LG3-3VFXX | Indoor Luminaires | Interior Directional | Track or Mono-Point Directional Luminaires | Standard | FALSE | [9 empty] | 7/11/2016 12:00:00 AM | Dimmable | Continuous Below 10 | No |  |  | 949 | 89 | 11 | 20 | 0.92 | 3000 | 90
PC4HJSQU | Juno Lighting, LLC | Juno | T261LG3-4HCFXX | Indoor Luminaires | Interior Directional | Track or Mono-Point Directional Luminaires | Standard | FALSE | [9 empty] | 7/11/2016 12:00:00 AM | Dimmable | Continuous Below 10 | No |  |  | 927 | 87 | 11 | 20 | 0.92 | 4000 | 90
PUAQB9N9 | Juno Lighting, LLC | Juno | T261LG3-4WXX | Indoor Luminaires | Interior Directional | Track or Mono-Point Directional Luminaires | Standard | FALSE | [9 empty] | 7/11/2016 12:00:00 AM | Dimmable | Continuous Below 10 | No |  |  | 1025 | 96 | 11 | 20 | 0.92 | 4000 | 80
PZK6VAFR | Juno Lighting, LLC | Juno | TEK261LG327HCSXX | Indoor Luminaires | Interior Directional | Track or Mono-Point Directional Luminaires | Standard | FALSE | [9 empty] | 7/11/2016 12:00:00 AM | Dimmable | Continuous Below 10 | No |  |  | 830 | 78 | 11 | 20 | 0.92 | 2700 | 90
P9YMXCJD | Juno Lighting, LLC | Juno | TEK261LG327NXX | Indoor Luminaires | Interior Directional | Track or Mono-Point Directional Luminaires | Standard | FALSE | [9 empty] | 7/11/2016 12:00:00 AM | Dimmable | Continuous Below 10 | No |  |  | 1013 | 95 | 11 | 20 | 0.92 | 2700 | 80
PVUUCZA8 | Juno Lighting, LLC | Juno | TEK261LG335VFXX | Indoor Luminaires | Interior Directional | Track or Mono-Point Directional Luminaires | Standard | FALSE | [9 empty] | 7/11/2016 12:00:00 AM | Dimmable | Continuous Below 10 | No |  |  | 970 | 91 | 11 | 20 | 0.92 | 3500 | 90
PC67FUZE | Juno Lighting, LLC | Juno | HTEK261LG335HCSXX | Indoor Luminaires | Interior Directional | Track or Mono-Point Directional Luminaires | Standard | FALSE | [9 empty] | 7/11/2016 12:00:00 AM | Dimmable | Continuous Below 10 | No |  |  | 904 | 85 | 11 | 20 | 0.92 | 3500 | 90
PA4HDY9K | Juno Lighting, LLC | Juno | HTEK261LG335VNXX | Indoor Luminaires | Interior Directional | Track or Mono-Point Directional Luminaires | Standard | FALSE | [9 empty] | 7/11/2016 12:00:00 AM | Dimmable | Continuous Below 10 | No |  |  | 950 | 89 | 11 | 20 | 0.92 | 3500 | 90
PYGQ78S4 | Juno Lighting, LLC | Juno | HTEK261LG33NXX | Indoor Luminaires | Interior Directional | Track or Mono-Point Directional Luminaires | Standard | FALSE | [9 empty] | 7/11/2016 12:00:00 AM | Dimmable | Continuous Below 10 | No |  |  | 1055 | 99 | 11 | 20 | 0.92 | 3000 | 80
PKRUXSU3 | Juno Lighting, LLC | Juno | HTEK261LG34FXX | Indoor Luminaires | Interior Directional | Track or Mono-Point Directional Luminaires | Standard | FALSE | [9 empty] | 7/11/2016 12:00:00 AM | Dimmable | Continuous Below 10 | No |  |  | 1132 | 106 | 11 | 20 | 0.92 | 4000 | 80
PWF9V62G | Juno Lighting, LLC | Juno | SP261MLLG335HCSSTN | Indoor Luminaires | Interior Directional | Track or Mono-Point Directional Luminaires | Standard | FALSE | [9 empty] | 7/11/2016 12:00:00 AM | Dimmable | Continuous Below 10 | No |  |  | 904 | 85 | 11 | 20 | 0.92 | 3500 | 90
P6VMB2UD | Juno Lighting, LLC | Juno | SP261MLLG33VNSTN | Indoor Luminaires | Interior Directional | Track or Mono-Point Directional Luminaires | Standard | FALSE | [9 empty] | 7/11/2016 12:00:00 AM | Dimmable | Continuous Below 10 | No |  |  | 928 | 87 | 11 | 20 | 0.92 | 3000 | 90
P3KZU3C5 | Juno Lighting, LLC | Juno | SP261MLLG33VSSTN | Indoor Luminaires | Interior Directional | Track or Mono-Point Directional Luminaires | Standard | FALSE | [9 empty] | 7/11/2016 12:00:00 AM | Dimmable | Continuous Below 10 | No |  |  | 936 | 88 | 11 | 20 | 0.92 | 3000 | 90
PZ66MK8X | Juno Lighting, LLC | Juno | T261LG3-3HCFXX | Indoor Luminaires | Interior Directional | Track or Mono-Point Directional Luminaires | Standard | FALSE | [9 empty] | 7/11/2016 12:00:00 AM | Dimmable | Continuous Below 10 | No |  |  | 873 | 82 | 11 | 20 | 0.92 | 3000 | 90
P8XHX868 | Juno Lighting, LLC | Juno | T261LG3-3HCWXX | Indoor Luminaires | Interior Directional | Track or Mono-Point Directional Luminaires | Standard | FALSE | [9 empty] | 7/11/2016 12:00:00 AM | Dimmable | Continuous Below 10 | No |  |  | 791 | 74 | 11 | 20 | 0.92 | 3000 | 90
PJYZMBZ2 | Juno Lighting, LLC | Juno | T261LG3-3VSXX | Indoor Luminaires | Interior Directional | Track or Mono-Point Directional Luminaires | Standard | FALSE | [9 empty] | 7/11/2016 12:00:00 AM | Dimmable | Continuous Below 10 | No |  |  | 936 | 88 | 11 | 20 | 0.92 | 3000 | 90
PPXG6W7S | Juno Lighting, LLC | Juno | T261LG3-3VWXX | Indoor Luminaires | Interior Directional | Track or Mono-Point Directional Luminaires | Standard | FALSE | [9 empty] | 7/11/2016 12:00:00 AM | Dimmable | Continuous Below 10 | No |  |  | 859 | 80 | 11 | 20 | 0.92 | 3000 | 90
PACJ4AF5 | Juno Lighting, LLC | Juno | TEK261LG34HCWXX | Indoor Luminaires | Interior Directional | Track or Mono-Point Directional Luminaires | Standard | FALSE | [9 empty] | 7/11/2016 12:00:00 AM | Dimmable | Continuous Below 10 | No |  |  | 839 | 79 | 11 | 20 | 0.92 | 4000 | 90
PT5DVAFY | Juno Lighting, LLC | Juno | TEK261LG34WXX | Indoor Luminaires | Interior Directional | Track or Mono-Point Directional Luminaires | Standard | FALSE | [9 empty] | 7/11/2016 12:00:00 AM | Dimmable | Continuous Below 10 | No |  |  | 1025 | 96 | 11 | 20 | 0.92 | 4000 | 80
PGY9RN23 | Juno Lighting, LLC | Juno | HTEK261LG327SXX | Indoor Luminaires | Interior Directional | Track or Mono-Point Directional Luminaires | Standard | FALSE | [9 empty] | 7/11/2016 12:00:00 AM | Dimmable | Continuous Below 10 | No |  |  | 1021 | 96 | 11 | 20 | 0.92 | 2700 | 80
PDBVPFZY | Juno Lighting, LLC | Juno | HTEK261LG327WXX | Indoor Luminaires | Interior Directional | Track or Mono-Point Directional Luminaires | Standard | FALSE | [9 empty] | 7/11/2016 12:00:00 AM | Dimmable | Continuous Below 10 | No |  |  | 937 | 88 | 11 | 20 | 0.92 | 2700 | 80
PWDJ7N31 | Juno Lighting, LLC | Juno | HTEK261LG33HCNXX | Indoor Luminaires | Interior Directional | Track or Mono-Point Directional Luminaires | Standard | FALSE | [9 empty] | 7/11/2016 12:00:00 AM | Dimmable | Continuous Below 10 | No |  |  | 855 | 80 | 11 | 20 | 0.92 | 3000 | 90
PW4X2VSD | Juno Lighting, LLC | Juno | HTEK261LG33HCSXX | Indoor Luminaires | Interior Directional | Track or Mono-Point Directional Luminaires | Standard | FALSE | [9 empty] | 7/11/2016 12:00:00 AM | Dimmable | Continuous Below 10 | No |  |  | 862 | 81 | 11 | 20 | 0.92 | 3000 | 90
PVZVCFYK | Juno Lighting, LLC | Juno | HTEK261LG33SXX | Indoor Luminaires | Interior Directional | Track or Mono-Point Directional Luminaires | Standard | FALSE | [9 empty] | 7/11/2016 12:00:00 AM | Dimmable | Continuous Below 10 | No |  |  | 1064 | 100 | 11 | 20 | 0.92 | 3000 | 80
PXCX56BS | Juno Lighting, LLC | Juno | SP261MLLG327FSTN | Indoor Luminaires | Interior Directional | Track or Mono-Point Directional Luminaires | Standard | FALSE | [9 empty] | 7/11/2016 12:00:00 AM | Dimmable | Continuous Below 10 | No |  |  | 1035 | 97 | 11 | 20 | 0.92 | 2700 | 80
PU6UR5ZY | Juno Lighting, LLC | Juno | T252LG2-27SXX | Indoor Luminaires | Interior Directional | Track or Mono-Point Directional Luminaires | Standard | FALSE | [9 empty] | 7/11/2016 12:00:00 AM | Dimmable | Continuous Below 10 | No |  |  | 968 | 84 | 11 | 20 | 0.92 | 2700 | 80
PTFUD23Q | Juno Lighting, LLC | Juno | T252LG2-4HCNXX | Indoor Luminaires | Interior Directional | Track or Mono-Point Directional Luminaires | Standard | FALSE | [9 empty] | 7/11/2016 12:00:00 AM | Dimmable | Continuous Below 10 | No |  |  | 862 | 75 | 11 | 20 | 0.92 | 4000 | 90
P3ABATKQ | Juno Lighting, LLC | Juno | T252LG2-3HCFXX | Indoor Luminaires | Interior Directional | Track or Mono-Point Directional Luminaires | Standard | FALSE | [9 empty] | 7/11/2016 12:00:00 AM | Dimmable | Continuous Below 10 | No |  |  | 822 | 71 | 11 | 20 | 0.92 | 3000 | 90
PMJ4Y8KX | Juno Lighting, LLC | Juno | T252LG2-4HCFXX | Indoor Luminaires | Interior Directional | Track or Mono-Point Directional Luminaires | Standard | FALSE | [9 empty] | 7/11/2016 12:00:00 AM | Dimmable | Continuous Below 10 | No |  |  | 873 | 76 | 11 | 20 | 0.92 | 4000 | 90
P64W6NFF | Juno Lighting, LLC | Juno | T261LG3-3NXX | Indoor Luminaires | Interior Directional | Track or Mono-Point Directional Luminaires | Standard | FALSE | [9 empty] | 7/11/2016 12:00:00 AM | Dimmable | Continuous Below 10 | No |  |  | 1055 | 99 | 11 | 20 | 0.92 | 3000 | 80
PDZV4SFH | Juno Lighting, LLC | Juno | HTEK261LG335HCWXX | Indoor Luminaires | Interior Directional | Track or Mono-Point Directional Luminaires | Standard | FALSE | [9 empty] | 7/11/2016 12:00:00 AM | Dimmable | Continuous Below 10 | No |  |  | 830 | 78 | 11 | 20 | 0.92 | 3500 | 90
PBJ9N7Q8 | Juno Lighting, LLC | Juno | SP261MLLG327HCWSTN | Indoor Luminaires | Interior Directional | Track or Mono-Point Directional Luminaires | Standard | FALSE | [9 empty] | 7/11/2016 12:00:00 AM | Dimmable | Continuous Below 10 | No |  |  | 761 | 71 | 11 | 20 | 0.92 | 2700 | 90
PPSUY2VW | Juno Lighting, LLC | Juno | SP261MLLG33HCFSTN | Indoor Luminaires | Interior Directional | Track or Mono-Point Directional Luminaires | Standard | FALSE | [9 empty] | 7/11/2016 12:00:00 AM | Dimmable | Continuous Below 10 | No |  |  | 873 | 82 | 11 | 20 | 0.92 | 3000 | 90
PW5GRJVK | Juno Lighting, LLC | Juno | T252LG2-35HCFXX | Indoor Luminaires | Interior Directional | Track or Mono-Point Directional Luminaires | Standard | FALSE | [9 empty] | 7/11/2016 12:00:00 AM | Dimmable | Continuous Below 10 | No |  |  | 863 | 75 | 11 | 20 | 0.92 | 3500 | 90
P2CMZ153 | Juno Lighting, LLC | Juno | SP261MLLG335FSTN | Indoor Luminaires | Interior Directional | Track or Mono-Point Directional Luminaires | Standard | FALSE | [9 empty] | 7/11/2016 12:00:00 AM | Dimmable | Continuous Below 10 | No |  |  | 1110 | 104 | 11 | 20 | 0.92 | 3500 | 80
PDE3T6VB | Juno Lighting, LLC | Juno | SP261MLLG33FSTN | Indoor Luminaires | Interior Directional | Track or Mono-Point Directional Luminaires | Standard | FALSE | [9 empty] | 7/11/2016 12:00:00 AM | Dimmable | Continuous Below 10 | No |  |  | 1078 | 101 | 11 | 20 | 0.92 | 3000 | 80
PJZH9H2T | Juno Lighting, LLC | Juno | SP261MLLG33HCWSTN | Indoor Luminaires | Interior Directional | Track or Mono-Point Directional Luminaires | Standard | FALSE | [9 empty] | 7/11/2016 12:00:00 AM | Dimmable | Continuous Below 10 | No |  |  | 791 | 74 | 11 | 20 | 0.92 | 3000 | 90
P5B72H8N | Juno Lighting, LLC | Juno | T252LG2-3HCNXX | Indoor Luminaires | Interior Directional | Track or Mono-Point Directional Luminaires | Standard | FALSE | [9 empty] | 7/11/2016 12:00:00 AM | Dimmable | Continuous Below 10 | No |  |  | 812 | 71 | 11 | 20 | 0.92 | 3000 | 90
PZX48882 | Juno Lighting, LLC | Juno | T252LG2-3VWXX | Indoor Luminaires | Interior Directional | Track or Mono-Point Directional Luminaires | Standard | FALSE | [9 empty] | 7/11/2016 12:00:00 AM | Dimmable | Continuous Below 10 | No |  |  | 818 | 71 | 11 | 20 | 0.92 | 3000 | 90
PRKQTCPE | Juno Lighting, LLC | Juno | T252LG2-4HCSXX | Indoor Luminaires | Interior Directional | Track or Mono-Point Directional Luminaires | Standard | FALSE | [9 empty] | 7/11/2016 12:00:00 AM | Dimmable | Continuous Below 10 | No |  |  | 867 | 75 | 11 | 20 | 0.92 | 4000 | 90
PCYU4W8Y | Juno Lighting, LLC | Juno | T261LG3-27SXX | Indoor Luminaires | Interior Directional | Track or Mono-Point Directional Luminaires | Standard | FALSE | [9 empty] | 7/11/2016 12:00:00 AM | Dimmable | Continuous Below 10 | No |  |  | 1021 | 96 | 11 | 20 | 0.92 | 2700 | 80
PXGHDH2D | Juno Lighting, LLC | Juno | T261LG3-3HCNXX | Indoor Luminaires | Interior Directional | Track or Mono-Point Directional Luminaires | Standard | FALSE | [9 empty] | 7/11/2016 12:00:00 AM | Dimmable | Continuous Below 10 | No |  |  | 855 | 80 | 11 | 20 | 0.92 | 3000 | 90
P49XET85 | Juno Lighting, LLC | Juno | T261LG3-4SXX | Indoor Luminaires | Interior Directional | Track or Mono-Point Directional Luminaires | Standard | FALSE | [9 empty] | 7/11/2016 12:00:00 AM | Dimmable | Continuous Below 10 | No |  |  | 1117 | 105 | 11 | 20 | 0.92 | 4000 | 80
PDCYP344 | Juno Lighting, LLC | Juno | HTEK261LG33WXX | Indoor Luminaires | Interior Directional | Track or Mono-Point Directional Luminaires | Standard | FALSE | [9 empty] | 7/11/2016 12:00:00 AM | Dimmable | Continuous Below 10 | No |  |  | 976 | 91 | 11 | 20 | 0.92 | 3000 | 80
PA4R9XX2 | Juno Lighting, LLC | Juno | HTEK261LG34HCSXX | Indoor Luminaires | Interior Directional | Track or Mono-Point Directional Luminaires | Standard | FALSE | [9 empty] | 7/11/2016 12:00:00 AM | Dimmable | Continuous Below 10 | No |  |  | 915 | 86 | 11 | 20 | 0.92 | 4000 | 90
PNKUTFKX | Juno Lighting, LLC | Juno | SP261MLLG327HCSSTN | Indoor Luminaires | Interior Directional | Track or Mono-Point Directional Luminaires | Standard | FALSE | [9 empty] | 7/11/2016 12:00:00 AM | Dimmable | Continuous Below 10 | No |  |  | 830 | 78 | 11 | 20 | 0.92 | 2700 | 90
P5ZPUWP6 | Juno Lighting, LLC | Juno | SP261MLLG327SSTN | Indoor Luminaires | Interior Directional | Track or Mono-Point Directional Luminaires | Standard | FALSE | [9 empty] | 7/11/2016 12:00:00 AM | Dimmable | Continuous Below 10 | No |  |  | 1021 | 96 | 11 | 20 | 0.92 | 2700 | 80
P3C6BTTD | Juno Lighting, LLC | Juno | T252LG2-4HCWXX | Indoor Luminaires | Interior Directional | Track or Mono-Point Directional Luminaires | Standard | FALSE | [9 empty] | 7/11/2016 12:00:00 AM | Dimmable | Continuous Below 10 | No |  |  | 799 | 69 | 11 | 20 | 0.92 | 4000 | 90
PR9WXXCE | Juno Lighting, LLC | Juno | T261LG3-35HCSXX | Indoor Luminaires | Interior Directional | Track or Mono-Point Directional Luminaires | Standard | FALSE | [9 empty] | 7/11/2016 12:00:00 AM | Dimmable | Continuous Below 10 | No |  |  | 904 | 85 | 11 | 20 | 0.92 | 3500 | 90
PYJGAT27 | Juno Lighting, LLC | Juno | T261LG3-35VSXX | Indoor Luminaires | Interior Directional | Track or Mono-Point Directional Luminaires | Standard | FALSE | [9 empty] | 7/11/2016 12:00:00 AM | Dimmable | Continuous Below 10 | No |  |  | 958 | 90 | 11 | 20 | 0.92 | 3500 | 90
PXGYH2YW | Juno Lighting, LLC | Juno | T261LG3-4HCNXX | Indoor Luminaires | Interior Directional | Track or Mono-Point Directional Luminaires | Standard | FALSE | [9 empty] | 7/11/2016 12:00:00 AM | Dimmable | Continuous Below 10 | No |  |  | 907 | 85 | 11 | 20 | 0.92 | 4000 | 90
PZG9QW2M | Juno Lighting, LLC | Juno | TEK261LG327HCFXX | Indoor Luminaires | Interior Directional | Track or Mono-Point Directional Luminaires | Standard | FALSE | [9 empty] | 7/11/2016 12:00:00 AM | Dimmable | Continuous Below 10 | No |  |  | 841 | 79 | 11 | 20 | 0.92 | 2700 | 90
P67V4KQX | Juno Lighting, LLC | Juno | TEK261LG335WXX | Indoor Luminaires | Interior Directional | Track or Mono-Point Directional Luminaires | Standard | FALSE | [9 empty] | 7/11/2016 12:00:00 AM | Dimmable | Continuous Below 10 | No |  |  | 1005 | 94 | 11 | 20 | 0.92 | 3500 | 80
PK74D896 | Juno Lighting, LLC | Juno | HTEK261LG327FXX | Indoor Luminaires | Interior Directional | Track or Mono-Point Directional Luminaires | Standard | FALSE | [9 empty] | 7/11/2016 12:00:00 AM | Dimmable | Continuous Below 10 | No |  |  | 1035 | 97 | 11 | 20 | 0.92 | 2700 | 80
PX16NTMT | Juno Lighting, LLC | Juno | HTEK261LG327HCSXX | Indoor Luminaires | Interior Directional | Track or Mono-Point Directional Luminaires | Standard | FALSE | [9 empty] | 7/11/2016 12:00:00 AM | Dimmable | Continuous Below 10 | No |  |  | 830 | 78 | 11 | 20 | 0.92 | 2700 | 90
PF71QXPD | Juno Lighting, LLC | Juno | HTEK261LG335FXX | Indoor Luminaires | Interior Directional | Track or Mono-Point Directional Luminaires | Standard | FALSE | [9 empty] | 7/11/2016 12:00:00 AM | Dimmable | Continuous Below 10 | No |  |  | 1110 | 104 | 11 | 20 | 0.92 | 3500 | 80
PR456KUY | Juno Lighting, LLC | Juno | HTEK261LG33VFXX | Indoor Luminaires | Interior Directional | Track or Mono-Point Directional Luminaires | Standard | FALSE | [9 empty] | 7/11/2016 12:00:00 AM | Dimmable | Continuous Below 10 | No |  |  | 949 | 89 | 11 | 20 | 0.92 | 3000 | 90
PG1BFV3F | Juno Lighting, LLC | Juno | SP261MLLG335VFSTN | Indoor Luminaires | Interior Directional | Track or Mono-Point Directional Luminaires | Standard | FALSE | [9 empty] | 7/11/2016 12:00:00 AM | Dimmable | Continuous Below 10 | No |  |  | 970 | 91 | 11 | 20 | 0.92 | 3500 | 90
P7338P8N | Juno Lighting, LLC | Juno | SP261MLLG335VWSTN | Indoor Luminaires | Interior Directional | Track or Mono-Point Directional Luminaires | Standard | FALSE | [9 empty] | 7/11/2016 12:00:00 AM | Dimmable | Continuous Below 10 | No |  |  | 878 | 82 | 11 | 20 | 0.92 | 3500 | 90
P7HHF44S | Juno Lighting, LLC | Juno | SP261MLLG33HCSSTN | Indoor Luminaires | Interior Directional | Track or Mono-Point Directional Luminaires | Standard | FALSE | [9 empty] | 7/11/2016 12:00:00 AM | Dimmable | Continuous Below 10 | No |  |  | 862 | 81 | 11 | 20 | 0.92 | 3000 | 90
PN49KJDA | Juno Lighting, LLC | Juno | SP261MLLG34SSTN | Indoor Luminaires | Interior Directional | Track or Mono-Point Directional Luminaires | Standard | FALSE | [9 empty] | 7/11/2016 12:00:00 AM | Dimmable | Continuous Below 10 | No |  |  | 1117 | 105 | 11 | 20 | 0.92 | 4000 | 80
PF61U2UP | Juno Lighting, LLC | Juno | T252LG2-35HCNXX | Indoor Luminaires | Interior Directional | Track or Mono-Point Directional Luminaires | Standard | FALSE | [9 empty] | 7/11/2016 12:00:00 AM | Dimmable | Continuous Below 10 | No |  |  | 852 | 74 | 11 | 20 | 0.92 | 3500 | 90
PXT8YNET | Juno Lighting, LLC | Juno | T252LG2-35VSXX | Indoor Luminaires | Interior Directional | Track or Mono-Point Directional Luminaires | Standard | FALSE | [9 empty] | 7/11/2016 12:00:00 AM | Dimmable | Continuous Below 10 | No |  |  | 907 | 79 | 11 | 20 | 0.92 | 3500 | 90
PBG8GUUV | Juno Lighting, LLC | Juno | T252LG2-3WXX | Indoor Luminaires | Interior Directional | Track or Mono-Point Directional Luminaires | Standard | FALSE | [9 empty] | 7/11/2016 12:00:00 AM | Dimmable | Continuous Below 10 | No |  |  | 929 | 81 | 11 | 20 | 0.92 | 3000 | 80
P657EAY8 | Juno Lighting, LLC | Juno | T261LG3-35NXX | Indoor Luminaires | Interior Directional | Track or Mono-Point Directional Luminaires | Standard | FALSE | [9 empty] | 7/11/2016 12:00:00 AM | Dimmable | Continuous Below 10 | No |  |  | 1087 | 102 | 11 | 20 | 0.92 | 3500 | 80
PM69EGPM | Juno Lighting, LLC | Juno | T261LG3-4NXX | Indoor Luminaires | Interior Directional | Track or Mono-Point Directional Luminaires | Standard | FALSE | [9 empty] | 7/11/2016 12:00:00 AM | Dimmable | Continuous Below 10 | No |  |  | 1108 | 104 | 11 | 20 | 0.92 | 4000 | 80
P7Q4K9JM | Juno Lighting, LLC | Juno | TEK261LG34HCFXX | Indoor Luminaires | Interior Directional | Track or Mono-Point Directional Luminaires | Standard | FALSE | [9 empty] | 7/11/2016 12:00:00 AM | Dimmable | Continuous Below 10 | No |  |  | 927 | 87 | 11 | 20 | 0.92 | 4000 | 90
PH15FKW4 | Juno Lighting, LLC | Juno | SP261MLLG335SSTN | Indoor Luminaires | Interior Directional | Track or Mono-Point Directional Luminaires | Standard | FALSE | [9 empty] | 7/11/2016 12:00:00 AM | Dimmable | Continuous Below 10 | No |  |  | 1096 | 103 | 11 | 20 | 0.92 | 3500 | 80
PHG36D2J | Juno Lighting, LLC | Juno | SP261MLLG33HCNSTN | Indoor Luminaires | Interior Directional | Track or Mono-Point Directional Luminaires | Standard | FALSE | [9 empty] | 7/11/2016 12:00:00 AM | Dimmable | Continuous Below 10 | No |  |  | 855 | 80 | 11 | 20 | 0.92 | 3000 | 90
PREVR83F | Juno Lighting, LLC | Juno | TEK261LG33VWXX | Indoor Luminaires | Interior Directional | Track or Mono-Point Directional Luminaires | Standard | FALSE | [9 empty] | 7/11/2016 12:00:00 AM | Dimmable | Continuous Below 10 | No |  |  | 859 | 80 | 11 | 20 | 0.92 | 3000 | 90
PYP657N6 | Juno Lighting, LLC | Juno | TEK261LG34HCSXX | Indoor Luminaires | Interior Directional | Track or Mono-Point Directional Luminaires | Standard | FALSE | [9 empty] | 7/11/2016 12:00:00 AM | Dimmable | Continuous Below 10 | No |  |  | 915 | 86 | 11 | 20 | 0.92 | 4000 | 90
PZ1E8U4V | Juno Lighting, LLC | Juno | TEK261LG34SXX | Indoor Luminaires | Interior Directional | Track or Mono-Point Directional Luminaires | Standard | FALSE | [9 empty] | 7/11/2016 12:00:00 AM | Dimmable | Continuous Below 10 | No |  |  | 1117 | 105 | 11 | 20 | 0.92 | 4000 | 80
PNUR9CS4 | Juno Lighting, LLC | Juno | HTEK261LG327HCFXX | Indoor Luminaires | Interior Directional | Track or Mono-Point Directional Luminaires | Standard | FALSE | [9 empty] | 7/11/2016 12:00:00 AM | Dimmable | Continuous Below 10 | No |  |  | 841 | 79 | 11 | 20 | 0.92 | 2700 | 90
PHEJ9AF4 | Juno Lighting, LLC | Juno | HTEK261LG327HCWXX | Indoor Luminaires | Interior Directional | Track or Mono-Point Directional Luminaires | Standard | FALSE | [9 empty] | 7/11/2016 12:00:00 AM | Dimmable | Continuous Below 10 | No |  |  | 761 | 71 | 11 | 20 | 0.92 | 2700 | 90
PPG9CK9M | Juno Lighting, LLC | Juno | HTEK261LG335HCFXX | Indoor Luminaires | Interior Directional | Track or Mono-Point Directional Luminaires | Standard | FALSE | [9 empty] | 7/11/2016 12:00:00 AM | Dimmable | Continuous Below 10 | No |  |  | 916 | 86 | 11 | 20 | 0.92 | 3500 | 90
PBGFTPWR | Juno Lighting, LLC | Juno | HTEK261LG335HCNXX | Indoor Luminaires | Interior Directional | Track or Mono-Point Directional Luminaires | Standard | FALSE | [9 empty] | 7/11/2016 12:00:00 AM | Dimmable | Continuous Below 10 | No |  |  | 897 | 84 | 11 | 20 | 0.92 | 3500 | 90
PRKAEAPA | Juno Lighting, LLC | Juno | T252LG2-35FXX | Indoor Luminaires | Interior Directional | Track or Mono-Point Directional Luminaires | Standard | FALSE | [9 empty] | 7/11/2016 12:00:00 AM | Dimmable | Continuous Below 10 | No |  |  | 1045 | 91 | 11 | 20 | 0.92 | 3500 | 80
PWD97J3M | Juno Lighting, LLC | Juno | T252LG2-35VFXX | Indoor Luminaires | Interior Directional | Track or Mono-Point Directional Luminaires | Standard | FALSE | [9 empty] | 7/11/2016 12:00:00 AM | Dimmable | Continuous Below 10 | No |  |  | 914 | 79 | 11 | 20 | 0.92 | 3500 | 90
PHFSN7RC | Juno Lighting, LLC | Juno | T252LG2-35VWXX | Indoor Luminaires | Interior Directional | Track or Mono-Point Directional Luminaires | Standard | FALSE | [9 empty] | 7/11/2016 12:00:00 AM | Dimmable | Continuous Below 10 | No |  |  | 836 | 73 | 11 | 20 | 0.92 | 3500 | 90
PFRNPEY6 | Juno Lighting, LLC | Juno | T252LG2-3SXX | Indoor Luminaires | Interior Directional | Track or Mono-Point Directional Luminaires | Standard | FALSE | [9 empty] | 7/11/2016 12:00:00 AM | Dimmable | Continuous Below 10 | No |  |  | 1008 | 88 | 11 | 20 | 0.92 | 3000 | 80
PP9QFJNW | Juno Lighting, LLC | Juno | T252LG2-4FXX | Indoor Luminaires | Interior Directional | Track or Mono-Point Directional Luminaires | Standard | FALSE | [9 empty] | 7/11/2016 12:00:00 AM | Dimmable | Continuous Below 10 | No |  |  | 1066 | 93 | 11 | 20 | 0.92 | 4000 | 80
PNAK9XEU | Juno Lighting, LLC | Juno | T252LG2-4SXX | Indoor Luminaires | Interior Directional | Track or Mono-Point Directional Luminaires | Standard | FALSE | [9 empty] | 7/11/2016 12:00:00 AM | Dimmable | Continuous Below 10 | No |  |  | 1058 | 92 | 11 | 20 | 0.92 | 4000 | 80
PZAXF8RU | Juno Lighting, LLC | Juno | T261LG3-27FXX | Indoor Luminaires | Interior Directional | Track or Mono-Point Directional Luminaires | Standard | FALSE | [9 empty] | 7/11/2016 12:00:00 AM | Dimmable | Continuous Below 10 | No |  |  | 1035 | 97 | 11 | 20 | 0.92 | 2700 | 80
PKEURJW2 | Juno Lighting, LLC | Juno | T261LG3-27HCSXX | Indoor Luminaires | Interior Directional | Track or Mono-Point Directional Luminaires | Standard | FALSE | [9 empty] | 7/11/2016 12:00:00 AM | Dimmable | Continuous Below 10 | No |  |  | 830 | 78 | 11 | 20 | 0.92 | 2700 | 90
PY4J3NFH | Juno Lighting, LLC | Juno | T261LG3-27HCWXX | Indoor Luminaires | Interior Directional | Track or Mono-Point Directional Luminaires | Standard | FALSE | [9 empty] | 7/11/2016 12:00:00 AM | Dimmable | Continuous Below 10 | No |  |  | 761 | 71 | 11 | 20 | 0.92 | 2700 | 90
PDNXRNMX | Juno Lighting, LLC | Juno | T261LG3-35HCFXX | Indoor Luminaires | Interior Directional | Track or Mono-Point Directional Luminaires | Standard | FALSE | [9 empty] | 7/11/2016 12:00:00 AM | Dimmable | Continuous Below 10 | No |  |  | 916 | 86 | 11 | 20 | 0.92 | 3500 | 90
PZNPQWQ2 | Juno Lighting, LLC | Juno | T261LG3-3FXX | Indoor Luminaires | Interior Directional | Track or Mono-Point Directional Luminaires | Standard | FALSE | [9 empty] | 7/11/2016 12:00:00 AM | Dimmable | Continuous Below 10 | No |  |  | 1078 | 101 | 11 | 20 | 0.92 | 3000 | 80
PT1YY4X8 | Juno Lighting, LLC | Juno | T261LG3-3WXX | Indoor Luminaires | Interior Directional | Track or Mono-Point Directional Luminaires | Standard | FALSE | [9 empty] | 7/11/2016 12:00:00 AM | Dimmable | Continuous Below 10 | No |  |  | 976 | 91 | 11 | 20 | 0.92 | 3000 | 80
PADAJB32 | Juno Lighting, LLC | Juno | T261LG3-4HCWXX | Indoor Luminaires | Interior Directional | Track or Mono-Point Directional Luminaires | Standard | FALSE | [9 empty] | 7/11/2016 12:00:00 AM | Dimmable | Continuous Below 10 | No |  |  | 839 | 79 | 11 | 20 | 0.92 | 4000 | 90
PX6K4UMC | Juno Lighting, LLC | Juno | TEK261LG327FXX | Indoor Luminaires | Interior Directional | Track or Mono-Point Directional Luminaires | Standard | FALSE | [9 empty] | 7/11/2016 12:00:00 AM | Dimmable | Continuous Below 10 | No |  |  | 1035 | 97 | 11 | 20 | 0.92 | 2700 | 80
PMYCVJJZ | Juno Lighting, LLC | Juno | TEK261LG327HCNXX | Indoor Luminaires | Interior Directional | Track or Mono-Point Directional Luminaires | Standard | FALSE | [9 empty] | 7/11/2016 12:00:00 AM | Dimmable | Continuous Below 10 | No |  |  | 823 | 77 | 11 | 20 | 0.92 | 2700 | 90
P2YZ6GTH | Juno Lighting, LLC | Juno | TEK261LG327SXX | Indoor Luminaires | Interior Directional | Track or Mono-Point Directional Luminaires | Standard | FALSE | [9 empty] | 7/11/2016 12:00:00 AM | Dimmable | Continuous Below 10 | No |  |  | 1021 | 96 | 11 | 20 | 0.92 | 2700 | 80
PXGY4YG2 | Juno Lighting, LLC | Juno | TEK261LG335HCSXX | Indoor Luminaires | Interior Directional | Track or Mono-Point Directional Luminaires | Standard | FALSE | [9 empty] | 7/11/2016 12:00:00 AM | Dimmable | Continuous Below 10 | No |  |  | 904 | 85 | 11 | 20 | 0.92 | 3500 | 90
PJDC7XSE | Juno Lighting, LLC | Juno | TEK261LG335NXX | Indoor Luminaires | Interior Directional | Track or Mono-Point Directional Luminaires | Standard | FALSE | [9 empty] | 7/11/2016 12:00:00 AM | Dimmable | Continuous Below 10 | No |  |  | 1087 | 102 | 11 | 20 | 0.92 | 3500 | 80
PHV1SQ5P | Juno Lighting, LLC | Juno | TEK261LG335VNXX | Indoor Luminaires | Interior Directional | Track or Mono-Point Directional Luminaires | Standard | FALSE | [9 empty] | 7/11/2016 12:00:00 AM | Dimmable | Continuous Below 10 | No |  |  | 950 | 89 | 11 | 20 | 0.92 | 3500 | 90
PTMRHX16 | Juno Lighting, LLC | Juno | TEK261LG33HCFXX | Indoor Luminaires | Interior Directional | Track or Mono-Point Directional Luminaires | Standard | FALSE | [9 empty] | 7/11/2016 12:00:00 AM | Dimmable | Continuous Below 10 | No |  |  | 873 | 82 | 11 | 20 | 0.92 | 3000 | 90
PH8258W8 | Juno Lighting, LLC | Juno | TEK261LG33HCNXX | Indoor Luminaires | Interior Directional | Track or Mono-Point Directional Luminaires | Standard | FALSE | [9 empty] | 7/11/2016 12:00:00 AM | Dimmable | Continuous Below 10 | No |  |  | 855 | 80 | 11 | 20 | 0.92 | 3000 | 90
PXEXDR14 | Juno Lighting, LLC | Juno | TEK261LG33HCWXX | Indoor Luminaires | Interior Directional | Track or Mono-Point Directional Luminaires | Standard | FALSE | [9 empty] | 7/11/2016 12:00:00 AM | Dimmable | Continuous Below 10 | No |  |  | 791 | 74 | 11 | 20 | 0.92 | 3000 | 90
PT2ERB5X | Juno Lighting, LLC | Juno | TEK261LG33SXX | Indoor Luminaires | Interior Directional | Track or Mono-Point Directional Luminaires | Standard | FALSE | [9 empty] | 7/11/2016 12:00:00 AM | Dimmable | Continuous Below 10 | No |  |  | 1064 | 100 | 11 | 20 | 0.92 | 3000 | 80
P6VD3JCJ | Juno Lighting, LLC | Juno | HTEK261LG335WXX | Indoor Luminaires | Interior Directional | Track or Mono-Point Directional Luminaires | Standard | FALSE | [9 empty] | 7/11/2016 12:00:00 AM | Dimmable | Continuous Below 10 | No |  |  | 1005 | 94 | 11 | 20 | 0.92 | 3500 | 80
PABEMR17 | Juno Lighting, LLC | Juno | HTEK261LG33VSXX | Indoor Luminaires | Interior Directional | Track or Mono-Point Directional Luminaires | Standard | FALSE | [9 empty] | 7/11/2016 12:00:00 AM | Dimmable | Continuous Below 10 | No |  |  | 936 | 88 | 11 | 20 | 0.92 | 3000 | 90
P33UK53V | Juno Lighting, LLC | Juno | HTEK261LG34HCFXX | Indoor Luminaires | Interior Directional | Track or Mono-Point Directional Luminaires | Standard | FALSE | [9 empty] | 7/11/2016 12:00:00 AM | Dimmable | Continuous Below 10 | No |  |  | 927 | 87 | 11 | 20 | 0.92 | 4000 | 90
P3C21JP8 | Juno Lighting, LLC | Juno | SP261MLLG327HCNSTN | Indoor Luminaires | Interior Directional | Track or Mono-Point Directional Luminaires | Standard | FALSE | [9 empty] | 7/11/2016 12:00:00 AM | Dimmable | Continuous Below 10 | No |  |  | 823 | 77 | 11 | 20 | 0.92 | 2700 | 90
PTBDMCXG | Juno Lighting, LLC | Juno | SP261MLLG327NSTN | Indoor Luminaires | Interior Directional | Track or Mono-Point Directional Luminaires | Standard | FALSE | [9 empty] | 7/11/2016 12:00:00 AM | Dimmable | Continuous Below 10 | No |  |  | 1013 | 95 | 11 | 20 | 0.92 | 2700 | 80
P56EG7MK | Juno Lighting, LLC | Juno | SP261MLLG327WSTN | Indoor Luminaires | Interior Directional | Track or Mono-Point Directional Luminaires | Standard | FALSE | [9 empty] | 7/11/2016 12:00:00 AM | Dimmable | Continuous Below 10 | No |  |  | 937 | 88 | 11 | 20 | 0.92 | 2700 | 80
PMRYYRDJ | Juno Lighting, LLC | Juno | SP261MLLG335HCFSTN | Indoor Luminaires | Interior Directional | Track or Mono-Point Directional Luminaires | Standard | FALSE | [9 empty] | 7/11/2016 12:00:00 AM | Dimmable | Continuous Below 10 | No |  |  | 916 | 86 | 11 | 20 | 0.92 | 3500 | 90
P7ND4DW8 | Juno Lighting, LLC | Juno | SP261MLLG335VNSTN | Indoor Luminaires | Interior Directional | Track or Mono-Point Directional Luminaires | Standard | FALSE | [9 empty] | 7/11/2016 12:00:00 AM | Dimmable | Continuous Below 10 | No |  |  | 950 | 89 | 11 | 20 | 0.92 | 3500 | 90
PKJJWP1G | Juno Lighting, LLC | Juno | SP261MLLG33SSTN | Indoor Luminaires | Interior Directional | Track or Mono-Point Directional Luminaires | Standard | FALSE | [9 empty] | 7/11/2016 12:00:00 AM | Dimmable | Continuous Below 10 | No |  |  | 1064 | 100 | 11 | 20 | 0.92 | 3000 | 80
P8UCWXNV | Juno Lighting, LLC | Juno | SP261MLLG34HCNSTN | Indoor Luminaires | Interior Directional | Track or Mono-Point Directional Luminaires | Standard | FALSE | [9 empty] | 7/11/2016 12:00:00 AM | Dimmable | Continuous Below 10 | No |  |  | 907 | 85 | 11 | 20 | 0.92 | 4000 | 90
PV2WYK1Z | Juno Lighting, LLC | Juno | SP261MLLG34HCWSTN | Indoor Luminaires | Interior Directional | Track or Mono-Point Directional Luminaires | Standard | FALSE | [9 empty] | 7/11/2016 12:00:00 AM | Dimmable | Continuous Below 10 | No |  |  | 839 | 79 | 11 | 20 | 0.92 | 4000 | 90
P32671Q9 | Juno Lighting, LLC | Juno | SP261MLLG34NSTN | Indoor Luminaires | Interior Directional | Track or Mono-Point Directional Luminaires | Standard | FALSE | [9 empty] | 7/11/2016 12:00:00 AM | Dimmable | Continuous Below 10 | No |  |  | 1108 | 104 | 11 | 20 | 0.92 | 4000 | 80
P7DVQWVF | Juno Lighting, LLC | Juno | T252LG2-27HCNXX | Indoor Luminaires | Interior Directional | Track or Mono-Point Directional Luminaires | Standard | FALSE | [9 empty] | 7/11/2016 12:00:00 AM | Dimmable | Continuous Below 10 | No |  |  | 782 | 68 | 11 | 20 | 0.92 | 2700 | 90
P7BYWS1X | Juno Lighting, LLC | Juno | T252LG2-27HCSXX | Indoor Luminaires | Interior Directional | Track or Mono-Point Directional Luminaires | Standard | FALSE | [9 empty] | 7/11/2016 12:00:00 AM | Dimmable | Continuous Below 10 | No |  |  | 786 | 68 | 11 | 20 | 0.92 | 2700 | 90
PX8YZC4W | Juno Lighting, LLC | Juno | T252LG2-27NXX | Indoor Luminaires | Interior Directional | Track or Mono-Point Directional Luminaires | Standard | FALSE | [9 empty] | 7/11/2016 12:00:00 AM | Dimmable | Continuous Below 10 | No |  |  | 962 | 84 | 11 | 20 | 0.92 | 2700 | 80
P4P63DHC | Juno Lighting, LLC | Juno | HTEK261LG335VFXX | Indoor Luminaires | Interior Directional | Track or Mono-Point Directional Luminaires | Standard | FALSE | [9 empty] | 7/11/2016 12:00:00 AM | Dimmable | Continuous Below 10 | No |  |  | 970 | 91 | 11 | 20 | 0.92 | 3500 | 90
PWWZ8GDE | Juno Lighting, LLC | Juno | HTEK261LG34NXX | Indoor Luminaires | Interior Directional | Track or Mono-Point Directional Luminaires | Standard | FALSE | [9 empty] | 7/11/2016 12:00:00 AM | Dimmable | Continuous Below 10 | No |  |  | 1108 | 104 | 11 | 20 | 0.92 | 4000 | 80
PM7MF21W | Juno Lighting, LLC | Juno | SP261MLLG33VWSTN | Indoor Luminaires | Interior Directional | Track or Mono-Point Directional Luminaires | Standard | FALSE | [9 empty] | 7/11/2016 12:00:00 AM | Dimmable | Continuous Below 10 | No |  |  | 859 | 80 | 11 | 20 | 0.92 | 3000 | 90
P99UQCJN | Juno Lighting, LLC | Juno | SP261MLLG33WSTN | Indoor Luminaires | Interior Directional | Track or Mono-Point Directional Luminaires | Standard | FALSE | [9 empty] | 7/11/2016 12:00:00 AM | Dimmable | Continuous Below 10 | No |  |  | 976 | 91 | 11 | 20 | 0.92 | 3000 | 80
PBN9WDNS | Juno Lighting, LLC | Juno | T252LG2-35SXX | Indoor Luminaires | Interior Directional | Track or Mono-Point Directional Luminaires | Standard | FALSE | [9 empty] | 7/11/2016 12:00:00 AM | Dimmable | Continuous Below 10 | No |  |  | 1038 | 90 | 11 | 20 | 0.92 | 3500 | 80
P7SVMNHQ | Juno Lighting, LLC | Juno | T252LG2-3HCSXX | Indoor Luminaires | Interior Directional | Track or Mono-Point Directional Luminaires | Standard | FALSE | [9 empty] | 7/11/2016 12:00:00 AM | Dimmable | Continuous Below 10 | No |  |  | 816 | 71 | 11 | 20 | 0.92 | 3000 | 90
PDDENSAF | Juno Lighting, LLC | Juno | T252LG2-3VFXX | Indoor Luminaires | Interior Directional | Track or Mono-Point Directional Luminaires | Standard | FALSE | [9 empty] | 7/11/2016 12:00:00 AM | Dimmable | Continuous Below 10 | No |  |  | 893 | 78 | 11 | 20 | 0.92 | 3000 | 90
PGAACWCD | Juno Lighting, LLC | Juno | T252LG2-3VNXX | Indoor Luminaires | Interior Directional | Track or Mono-Point Directional Luminaires | Standard | FALSE | [9 empty] | 7/11/2016 12:00:00 AM | Dimmable | Continuous Below 10 | No |  |  | 882 | 77 | 11 | 20 | 0.92 | 3000 | 90
PT7G5B6C | Juno Lighting, LLC | Juno | T252LG2-3VSXX | Indoor Luminaires | Interior Directional | Track or Mono-Point Directional Luminaires | Standard | FALSE | [9 empty] | 7/11/2016 12:00:00 AM | Dimmable | Continuous Below 10 | No |  |  | 887 | 77 | 11 | 20 | 0.92 | 3000 | 90
P98B57GR | Juno Lighting, LLC | Juno | T261LG3-35VFXX | Indoor Luminaires | Interior Directional | Track or Mono-Point Directional Luminaires | Standard | FALSE | [9 empty] | 7/11/2016 12:00:00 AM | Dimmable | Continuous Below 10 | No |  |  | 970 | 91 | 11 | 20 | 0.92 | 3500 | 90
PMY3YAK5 | Juno Lighting, LLC | Juno | TEK261LG34FXX | Indoor Luminaires | Interior Directional | Track or Mono-Point Directional Luminaires | Standard | FALSE | [9 empty] | 7/11/2016 12:00:00 AM | Dimmable | Continuous Below 10 | No |  |  | 1132 | 106 | 11 | 20 | 0.92 | 4000 | 80
PPZ54DXN | Juno Lighting, LLC | Juno | HTEK261LG327NXX | Indoor Luminaires | Interior Directional | Track or Mono-Point Directional Luminaires | Standard | FALSE | [9 empty] | 7/11/2016 12:00:00 AM | Dimmable | Continuous Below 10 | No |  |  | 1013 | 95 | 11 | 20 | 0.92 | 2700 | 80
PR9NC2RB | Juno Lighting, LLC | Juno | HTEK261LG335SXX | Indoor Luminaires | Interior Directional | Track or Mono-Point Directional Luminaires | Standard | FALSE | [9 empty] | 7/11/2016 12:00:00 AM | Dimmable | Continuous Below 10 | No |  |  | 1096 | 103 | 11 | 20 | 0.92 | 3500 | 80
PY7Y6RKK | Juno Lighting, LLC | Juno | HTEK261LG34WXX | Indoor Luminaires | Interior Directional | Track or Mono-Point Directional Luminaires | Standard | FALSE | [9 empty] | 7/11/2016 12:00:00 AM | Dimmable | Continuous Below 10 | No |  |  | 1025 | 96 | 11 | 20 | 0.92 | 4000 | 80
PAYQF12S | Juno Lighting, LLC | Juno | SP261MLLG335HCNSTN | Indoor Luminaires | Interior Directional | Track or Mono-Point Directional Luminaires | Standard | FALSE | [9 empty] | 7/11/2016 12:00:00 AM | Dimmable | Continuous Below 10 | No |  |  | 897 | 84 | 11 | 20 | 0.92 | 3500 | 90
PXSYPQTB | Juno Lighting, LLC | Juno | SP261MLLG335VSSTN | Indoor Luminaires | Interior Directional | Track or Mono-Point Directional Luminaires | Standard | FALSE | [9 empty] | 7/11/2016 12:00:00 AM | Dimmable | Continuous Below 10 | No |  |  | 958 | 90 | 11 | 20 | 0.92 | 3500 | 90
P72Y2URN | Juno Lighting, LLC | Juno | T252LG2-4NXX | Indoor Luminaires | Interior Directional | Track or Mono-Point Directional Luminaires | Standard | FALSE | [9 empty] | 7/11/2016 12:00:00 AM | Dimmable | Continuous Below 10 | No |  |  | 1052 | 91 | 11 | 20 | 0.92 | 4000 | 80
PEEAHZPA | Juno Lighting, LLC | Juno | T261LG3-35VNXX | Indoor Luminaires | Interior Directional | Track or Mono-Point Directional Luminaires | Standard | FALSE | [9 empty] | 7/11/2016 12:00:00 AM | Dimmable | Continuous Below 10 | No |  |  | 950 | 89 | 11 | 20 | 0.92 | 3500 | 90
P3M69KSQ | Juno Lighting, LLC | Juno | T261LG3-3SXX | Indoor Luminaires | Interior Directional | Track or Mono-Point Directional Luminaires | Standard | FALSE | [9 empty] | 7/11/2016 12:00:00 AM | Dimmable | Continuous Below 10 | No |  |  | 1064 | 100 | 11 | 20 | 0.92 | 3000 | 80
PWQHUEWW | Juno Lighting, LLC | Juno | TEK261LG335FXX | Indoor Luminaires | Interior Directional | Track or Mono-Point Directional Luminaires | Standard | FALSE | [9 empty] | 7/11/2016 12:00:00 AM | Dimmable | Continuous Below 10 | No |  |  | 1110 | 104 | 11 | 20 | 0.92 | 3500 | 80
P6M1H47N | Juno Lighting, LLC | Juno | TEK261LG335SXX | Indoor Luminaires | Interior Directional | Track or Mono-Point Directional Luminaires | Standard | FALSE | [9 empty] | 7/11/2016 12:00:00 AM | Dimmable | Continuous Below 10 | No |  |  | 1096 | 103 | 11 | 20 | 0.92 | 3500 | 80
PAC3R881 | Juno Lighting, LLC | Juno | TEK261LG335VSXX | Indoor Luminaires | Interior Directional | Track or Mono-Point Directional Luminaires | Standard | FALSE | [9 empty] | 7/11/2016 12:00:00 AM | Dimmable | Continuous Below 10 | No |  |  | 958 | 90 | 11 | 20 | 0.92 | 3500 | 90
P848M3ZT | Juno Lighting, LLC | Juno | TEK261LG33VFXX | Indoor Luminaires | Interior Directional | Track or Mono-Point Directional Luminaires | Standard | FALSE | [9 empty] | 7/11/2016 12:00:00 AM | Dimmable | Continuous Below 10 | No |  |  | 949 | 89 | 11 | 20 | 0.92 | 3000 | 90
PEKT92CT | Juno Lighting, LLC | Juno | TEK261LG34NXX | Indoor Luminaires | Interior Directional | Track or Mono-Point Directional Luminaires | Standard | FALSE | [9 empty] | 7/11/2016 12:00:00 AM | Dimmable | Continuous Below 10 | No |  |  | 1108 | 104 | 11 | 20 | 0.92 | 4000 | 80
P12CAWA8 | Juno Lighting, LLC | Juno | HTEK261LG327HCNXX | Indoor Luminaires | Interior Directional | Track or Mono-Point Directional Luminaires | Standard | FALSE | [9 empty] | 7/11/2016 12:00:00 AM | Dimmable | Continuous Below 10 | No |  |  | 823 | 77 | 11 | 20 | 0.92 | 2700 | 90
P00000Y1Y | Juno Lighting, LLC | JUNO | [T263L,TEH263L,HTEK263L,SP263MLL]-27K-S-** | Indoor Luminaires | Interior Directional | Track or Mono-Point Directional Luminaires | Standard | TRUE | 1428 | 50.11 | 28.5 | 11.84 | 0.915 | 2737 | 79.1 | 5 | 50000 | 6/26/2013 12:00:00 AM | Not Yet Verified | Not Yet Verified | Not Yet Verified |  | 2.1 | 1744 | 53 | 33.2 |  | 0.9 | 2700 | 80
P00000Y20 | Juno Lighting, LLC | JUNO | [T263L,TEH263L,HTEK263L,SP263MLL]-3K-HC-S-** | Indoor Luminaires | Interior Directional | Track or Mono-Point Directional Luminaires | Standard | TRUE | 1557 | 45.08 | 34.54 | 10.95 | 0.937 | 2993 | 89.7 | 5 | 50000 | 6/26/2013 12:00:00 AM | Not Yet Verified | Not Yet Verified | Not Yet Verified |  | 2.1 | 1568 | 57 | 33.2 |  | 0.9 | 3000 | 90
P00000Y23 | Juno Lighting, LLC | JUNO | [T263L,TEH263L,HTEK263L,SP263MLL]-3K-HC-F-** | Indoor Luminaires | Interior Directional | Track or Mono-Point Directional Luminaires | Standard | FALSE | [9 empty] | 6/26/2013 12:00:00 AM | Not Yet Verified | Not Yet Verified | Not Yet Verified |  |  | 1674 | 50 | 33.2 |  | 0.9 | 3000 | 90
P00000Y2B | Juno Lighting, LLC | JUNO | [T263L,TEH263L,HTEK263L,SP263MLL]-27K-N-** | Indoor Luminaires | Interior Directional | Track or Mono-Point Directional Luminaires | Standard | FALSE | [9 empty] | 6/26/2013 12:00:00 AM | Not Yet Verified | Not Yet Verified | Not Yet Verified |  |  | 1846 | 56 | 33.2 |  | 0.9 | 2700 | 80
P00000Y27 | Juno Lighting, LLC | JUNO | [T263L,TEH263L,HTEK263L,SP263MLL]-35K-HC-N-** | Indoor Luminaires | Interior Directional | Track or Mono-Point Directional Luminaires | Standard | FALSE | [9 empty] | 6/26/2013 12:00:00 AM | Not Yet Verified | Not Yet Verified | Not Yet Verified |  |  | 1752 | 53 | 33.2 |  | 0.9 | 3500 | 90
P00000Y28 | Juno Lighting, LLC | JUNO | [T263L,TEH263L,HTEK263L,SP263MLL]-27K-F-** | Indoor Luminaires | Interior Directional | Track or Mono-Point Directional Luminaires | Standard | FALSE | [9 empty] | 6/26/2013 12:00:00 AM | Not Yet Verified | Not Yet Verified | Not Yet Verified |  |  | 1861 | 56 | 33.2 |  | 0.9 | 2700 | 80
P00000Y2A | Juno Lighting, LLC | JUNO | [T263L,TEH263L,HTEK263L,SP263MLL]-35K-F-** | Indoor Luminaires | Interior Directional | Track or Mono-Point Directional Luminaires | Standard | FALSE | [9 empty] | 6/26/2013 12:00:00 AM | Not Yet Verified | Not Yet Verified | Not Yet Verified |  |  | 2011 | 61 | 33.2 |  | 0.9 | 3500 | 80
P00000Y2C | Juno Lighting, LLC | JUNO | [T263L,TEH263L,HTEK263L,SP263MLL]-3K-N-** | Indoor Luminaires | Interior Directional | Track or Mono-Point Directional Luminaires | Standard | FALSE | [9 empty] | 6/26/2013 12:00:00 AM | Not Yet Verified | Not Yet Verified | Not Yet Verified |  |  | 1977 | 60 | 33.2 |  | 0.9 | 3000 | 80
P00000Y2F | Juno Lighting, LLC | JUNO | [T263L,TEH263L,HTEK263L,SP263MLL]-35K-S-** | Indoor Luminaires | Interior Directional | Track or Mono-Point Directional Luminaires | Standard | FALSE | [9 empty] | 6/26/2013 12:00:00 AM | Not Yet Verified | Not Yet Verified | Not Yet Verified |  |  | 1884 | 57 | 33.2 |  | 0.9 | 3500 | 80
P00000Y21 | Juno Lighting, LLC | JUNO | [T263L,TEH263L,HTEK263L,SP263MLL]-35K-HC-S-** | Indoor Luminaires | Interior Directional | Track or Mono-Point Directional Luminaires | Standard | FALSE | [9 empty] | 6/26/2013 12:00:00 AM | Not Yet Verified | Not Yet Verified | Not Yet Verified |  |  | 1656 | 50 | 33.2 |  | 0.9 | 3500 | 90
P00000Y26 | Juno Lighting, LLC | JUNO | [T263L,TEH263L,HTEK263L,SP263MLL]-3K-HC-N-** | Indoor Luminaires | Interior Directional | Track or Mono-Point Directional Luminaires | Standard | FALSE | [9 empty] | 6/26/2013 12:00:00 AM | Not Yet Verified | Not Yet Verified | Not Yet Verified |  |  | 1659 | 50 | 33.2 |  | 0.9 | 3000 | 90
P00000Y24 | Juno Lighting, LLC | JUNO | [T263L,TEH263L,HTEK263L,SP263MLL]-35K-HC-F-** | Indoor Luminaires | Interior Directional | Track or Mono-Point Directional Luminaires | Standard | FALSE | [9 empty] | 6/26/2013 12:00:00 AM | Not Yet Verified | Not Yet Verified | Not Yet Verified |  |  | 1768 | 53 | 33.2 |  | 0.9 | 3500 | 90
P00000Y2E | Juno Lighting, LLC | JUNO | [T263L,TEH263L,HTEK263L,SP263MLL]-3K-S-** | Indoor Luminaires | Interior Directional | Track or Mono-Point Directional Luminaires | Standard | FALSE | [9 empty] | 6/26/2013 12:00:00 AM | Not Yet Verified | Not Yet Verified | Not Yet Verified |  |  | 1868 | 56 | 33.2 |  | 0.9 | 3000 | 80
P00000Y29 | Juno Lighting, LLC | JUNO | [T263L,TEH263L,HTEK263L,SP263MLL]-3K-F-** | Indoor Luminaires | Interior Directional | Track or Mono-Point Directional Luminaires | Standard | FALSE | [9 empty] | 6/26/2013 12:00:00 AM | Not Yet Verified | Not Yet Verified | Not Yet Verified |  |  | 1994 | 60 | 33.2 |  | 0.9 | 3000 | 80
P00000Y2D | Juno Lighting, LLC | JUNO | [T263L,TEH263L,HTEK263L,SP263MLL]-35K-N-** | Indoor Luminaires | Interior Directional | Track or Mono-Point Directional Luminaires | Standard | FALSE | [9 empty] | 6/26/2013 12:00:00 AM | Not Yet Verified | Not Yet Verified | Not Yet Verified |  |  | 1993 | 60 | 33.2 |  | 0.9 | 3500 | 80
P00000Y0R | Juno Lighting, LLC | JUNO | [T262L,TEK262L,HTEK262L,SP262MLL]-3*-HC-S-** | Indoor Luminaires | Interior Directional | Track or Mono-Point Directional Luminaires | Standard | TRUE | 1116 | 49.4 | 22.59 | 19.02 | 0.934 | 3039 | 90.7 | 5 | 50000 | 6/26/2013 12:00:00 AM | Not Yet Verified | Not Yet Verified | Not Yet Verified |  | 2.1 | 1130 | 47 | 23.8 |  | 0.9 | 3000 | 90
P00000Y0U | Juno Lighting, LLC | JUNO | [T262L,TEK262L,HTEK262L,SP262MLL]-3*-HC-N-** | Indoor Luminaires | Interior Directional | Track or Mono-Point Directional Luminaires | Standard | FALSE | [9 empty] | 6/26/2013 12:00:00 AM | Not Yet Verified | Not Yet Verified | Not Yet Verified |  |  | 1194 | 50 | 23.8 |  | 0.9 | 3000 | 90
P00000Y14 | Juno Lighting, LLC | JUNO | [T262L,TEK262L,HTEK262L,SP262MLL]-35*-S-** | Indoor Luminaires | Interior Directional | Track or Mono-Point Directional Luminaires | Standard | FALSE | [9 empty] | 6/26/2013 12:00:00 AM | Not Yet Verified | Not Yet Verified | Not Yet Verified |  |  | 1357 | 57 | 23.8 |  | 0.9 | 3500 | 80
P00000Y0V | Juno Lighting, LLC | JUNO | [T262L,TEK262L,HTEK262L,SP262MLL]-35*-HC-N-** | Indoor Luminaires | Interior Directional | Track or Mono-Point Directional Luminaires | Standard | FALSE | [9 empty] | 6/26/2013 12:00:00 AM | Not Yet Verified | Not Yet Verified | Not Yet Verified |  |  | 1261 | 53 | 23.8 |  | 0.9 | 3500 | 90
P00000Y11 | Juno Lighting, LLC | JUNO | [T262L,TEK262L,HTEK262L,SP262MLL]-35*-F-** | Indoor Luminaires | Interior Directional | Track or Mono-Point Directional Luminaires | Standard | FALSE | [9 empty] | 6/26/2013 12:00:00 AM | Not Yet Verified | Not Yet Verified | Not Yet Verified |  |  | 1441 | 60 | 23.8 |  | 0.9 | 3500 | 80
P00000Y0X | Juno Lighting, LLC | JUNO | [T262L,TEK262L,HTEK262L,SP262MLL]-3*-HC-F-** | Indoor Luminaires | Interior Directional | Track or Mono-Point Directional Luminaires | Standard | FALSE | [9 empty] | 6/26/2013 12:00:00 AM | Not Yet Verified | Not Yet Verified | Not Yet Verified |  |  | 1199 | 50 | 23.8 |  | 0.9 | 3000 | 90
P00000Y10 | Juno Lighting, LLC | JUNO | [T262L,TEK262L,HTEK262L,SP262MLL]-3*-F-** | Indoor Luminaires | Interior Directional | Track or Mono-Point Directional Luminaires | Standard | FALSE | [9 empty] | 6/26/2013 12:00:00 AM | Not Yet Verified | Not Yet Verified | Not Yet Verified |  |  | 1429 | 60 | 23.8 |  | 0.9 | 3000 | 80
P00000Y0S | Juno Lighting, LLC | JUNO | [T262L,TEK262L,HTEK262L,SP262MLL]-35*-HC-S-** | Indoor Luminaires | Interior Directional | Track or Mono-Point Directional Luminaires | Standard | FALSE | [9 empty] | 6/26/2013 12:00:00 AM | Not Yet Verified | Not Yet Verified | Not Yet Verified |  |  | 1193 | 50 | 23.8 |  | 0.9 | 3500 | 90
P00000Y16 | Juno Lighting, LLC | JUNO | [T262L,TEK262L,HTEK262L,SP262MLL]-3*-N-** | Indoor Luminaires | Interior Directional | Track or Mono-Point Directional Luminaires | Standard | FALSE | [9 empty] | 6/26/2013 12:00:00 AM | Not Yet Verified | Not Yet Verified | Not Yet Verified |  |  | 1423 | 60 | 23.8 |  | 0.9 | 3000 | 80
P00000Y17 | Juno Lighting, LLC | JUNO | [T262L,TEK262L,HTEK262L,SP262MLL]-35*-N-** | Indoor Luminaires | Interior Directional | Track or Mono-Point Directional Luminaires | Standard | FALSE | [9 empty] | 6/26/2013 12:00:00 AM | Not Yet Verified | Not Yet Verified | Not Yet Verified |  |  | 1435 | 60 | 23.8 |  | 0.9 | 3500 | 80
P00000Y0Y | Juno Lighting, LLC | JUNO | [T262L,TEK262L,HTEK262L,SP262MLL]-35*-HC-F-** | Indoor Luminaires | Interior Directional | Track or Mono-Point Directional Luminaires | Standard | FALSE | [9 empty] | 6/26/2013 12:00:00 AM | Not Yet Verified | Not Yet Verified | Not Yet Verified |  |  | 1441 | 60 | 23.8 |  | 0.9 | 3500 | 90
P00000Y13 | Juno Lighting, LLC | JUNO | [T262L,TEK262L,HTEK262L,SP262MLL]-3*-S-** | Indoor Luminaires | Interior Directional | Track or Mono-Point Directional Luminaires | Standard | FALSE | [9 empty] | 6/26/2013 12:00:00 AM | Not Yet Verified | Not Yet Verified | Not Yet Verified |  |  | 1346 | 57 | 23.8 |  | 0.9 | 3000 | 80
PB6HPRW7 | Juno Lighting, LLC | Juno | [T272, TEK272, SP272][MLL,L]4KN[All Housing Colors] | Indoor Luminaires | Interior Directional | Track or Mono-Point Directional Luminaires | Standard | TRUE | 1542 | 104.6 | 14.74 | 10.9 | 0.987 | 3984 | 83.32 | 5 | 50000 | 6/15/2015 12:00:00 AM | Dimmable | Continuous Above 10 | Not Yet Verified |  | 2.1 | 1629 | 109 | 15 | 20 | 0.9 | 4000 | 80
PHQSXRUD | Juno Lighting, LLC | Juno | [T272, TEK272, SP272][MLL,L]27HCN[All Housing Colors] | Indoor Luminaires | Interior Directional | Track or Mono-Point Directional Luminaires | Standard | TRUE | 1065 | 72.5 | 14.69 | 10.9 | 0.987 | 2644 | 92.99 | 5 | 50000 | 6/15/2015 12:00:00 AM | Dimmable | Continuous Above 10 | Not Yet Verified |  | 2.1 | 1291 | 86 | 15 | 20 | 0.9 | 2700 | 90
PHAGVX81 | Juno Lighting, LLC | Juno | [T272, TEK272, SP272][MLL,L]27HCS[All Housing Colors] | Indoor Luminaires | Interior Directional | Track or Mono-Point Directional Luminaires | Standard | FALSE | [9 empty] | 6/15/2015 12:00:00 AM | Dimmable | Continuous Above 10 | Not Yet Verified |  |  | 1306 | 87 | 15 | 20 | 0.9 | 2700 | 90
PNRRWSSW | Juno Lighting, LLC | Juno | [T272, TEK272, SP272][MLL,L]35HCF[All Housing Colors] | Indoor Luminaires | Interior Directional | Track or Mono-Point Directional Luminaires | Standard | FALSE | [9 empty] | 6/15/2015 12:00:00 AM | Dimmable | Continuous Above 10 | Not Yet Verified |  |  | 1288 | 86 | 15 | 20 | 0.9 | 3500 | 90
P7RA2D2Z | Juno Lighting, LLC | Juno | [T272, TEK272, SP272][MLL,L]35HCN[All Housing Colors] | Indoor Luminaires | Interior Directional | Track or Mono-Point Directional Luminaires | Standard | FALSE | [9 empty] | 6/15/2015 12:00:00 AM | Dimmable | Continuous Above 10 | Not Yet Verified |  |  | 1291 | 86 | 15 | 20 | 0.9 | 3500 | 90
P7ACAZT8 | Juno Lighting, LLC | Juno | [T272, TEK272, SP272][MLL,L]35KF[All Housing Colors] | Indoor Luminaires | Interior Directional | Track or Mono-Point Directional Luminaires | Standard | FALSE | [9 empty] | 6/15/2015 12:00:00 AM | Dimmable | Continuous Above 10 | Not Yet Verified |  |  | 1625 | 108 | 15 | 20 | 0.9 | 3500 | 80
PADPSMNG | Juno Lighting, LLC | Juno | [T272, TEK272, SP272][MLL,L]35KN[All Housing Colors] | Indoor Luminaires | Interior Directional | Track or Mono-Point Directional Luminaires | Standard | FALSE | [9 empty] | 6/15/2015 12:00:00 AM | Dimmable | Continuous Above 10 | Not Yet Verified |  |  | 1629 | 109 | 15 | 20 | 0.9 | 3500 | 80
PBQ2MD71 | Juno Lighting, LLC | Juno | [T272, TEK272, SP272][MLL,L]3HCF[All Housing Colors] | Indoor Luminaires | Interior Directional | Track or Mono-Point Directional Luminaires | Standard | FALSE | [9 empty] | 6/15/2015 12:00:00 AM | Dimmable | Continuous Above 10 | Not Yet Verified |  |  | 1288 | 86 | 15 | 20 | 0.9 | 3000 | 90
P1ZWX78Q | Juno Lighting, LLC | Juno | [T272, TEK272, SP272][MLL,L]3HCN[All Housing Colors] | Indoor Luminaires | Interior Directional | Track or Mono-Point Directional Luminaires | Standard | FALSE | [9 empty] | 6/15/2015 12:00:00 AM | Dimmable | Continuous Above 10 | Not Yet Verified |  |  | 1291 | 86 | 15 | 20 | 0.9 | 3000 | 90
PU9QQEV6 | Juno Lighting, LLC | Juno | [T272, TEK272, SP272][MLL,L]3KN[All Housing Colors] | Indoor Luminaires | Interior Directional | Track or Mono-Point Directional Luminaires | Standard | FALSE | [9 empty] | 6/15/2015 12:00:00 AM | Dimmable | Continuous Above 10 | Not Yet Verified |  |  | 1537 | 102 | 15 | 20 | 0.9 | 3000 | 80
P6RN9ZVF | Juno Lighting, LLC | Juno | [T272,TEK272,SP272][MLL,L]4KS[All Housing Colors] | Indoor Luminaires | Interior Directional | Track or Mono-Point Directional Luminaires | Standard | FALSE | [9 empty] | 6/15/2015 12:00:00 AM | Dimmable | Not Yet Verified | Not Yet Verified |  |  | 1648 | 110 | 15 | 20 | 0.9 | 4000 | 80
PNBH2NHE | Juno Lighting, LLC | Juno | [T272, TEK272, SP272][MLL,L]4KS[All Housing Colors] | Indoor Luminaires | Interior Directional | Track or Mono-Point Directional Luminaires | Standard | FALSE | [9 empty] | 6/15/2015 12:00:00 AM | Dimmable | Continuous Above 10 | Not Yet Verified |  |  | 1648 | 110 | 15 | 20 | 0.9 | 4000 | 80
PJACGFWP | Juno Lighting, LLC | Juno | [T272, TEK272, SP272][MLL,L]27KS[All Housing Colors] | Indoor Luminaires | Interior Directional | Track or Mono-Point Directional Luminaires | Standard | FALSE | [9 empty] | 6/15/2015 12:00:00 AM | Dimmable | Continuous Above 10 | Not Yet Verified |  |  | 1477 | 98 | 15 | 20 | 0.9 | 2700 | 80
PMXJ2PS4 | Juno Lighting, LLC | Juno | [T272, TEK272, SP272][MLL,L]3KF[All Housing Colors] | Indoor Luminaires | Interior Directional | Track or Mono-Point Directional Luminaires | Standard | FALSE | [9 empty] | 6/15/2015 12:00:00 AM | Dimmable | Continuous Above 10 | Not Yet Verified |  |  | 1533 | 102 | 15 | 20 | 0.9 | 3000 | 80
PVEGAXUF | Juno Lighting, LLC | Juno | [T272, TEK272, SP272][MLL,L]27KF[All Housing Colors] | Indoor Luminaires | Interior Directional | Track or Mono-Point Directional Luminaires | Standard | FALSE | [9 empty] | 6/15/2015 12:00:00 AM | Dimmable | Continuous Above 10 | Not Yet Verified |  |  | 1456 | 97 | 15 | 20 | 0.9 | 2700 | 80
PQNW39Y7 | Juno Lighting, LLC | Juno | [T272, TEK272, SP272][MLL,L]3HCS[All Housing Colors] | Indoor Luminaires | Interior Directional | Track or Mono-Point Directional Luminaires | Standard | FALSE | [9 empty] | 6/15/2015 12:00:00 AM | Dimmable | Continuous Above 10 | Not Yet Verified |  |  | 1306 | 87 | 15 | 20 | 0.9 | 3000 | 90
PZ1QFCU5 | Juno Lighting, LLC | Juno | [T272, TEK272, SP272][MLL,L]35KS[All Housing Colors] | Indoor Luminaires | Interior Directional | Track or Mono-Point Directional Luminaires | Standard | FALSE | [9 empty] | 6/15/2015 12:00:00 AM | Dimmable | Continuous Above 10 | Not Yet Verified |  |  | 1648 | 110 | 15 | 20 | 0.9 | 3500 | 80
PVMZVVGK | Juno Lighting, LLC | Juno | [T272, TEK272, SP272][MLL,L]3KS[All Housing Colors] | Indoor Luminaires | Interior Directional | Track or Mono-Point Directional Luminaires | Standard | FALSE | [9 empty] | 6/15/2015 12:00:00 AM | Dimmable | Continuous Above 10 | Not Yet Verified |  |  | 1555 | 104 | 15 | 20 | 0.9 | 3000 | 80
PJYSQHC4 | Juno Lighting, LLC | Juno | [T272, TEK272, SP272][MLL,L]27HCF[All Housing Colors] | Indoor Luminaires | Interior Directional | Track or Mono-Point Directional Luminaires | Standard | FALSE | [9 empty] | 6/15/2015 12:00:00 AM | Dimmable | Continuous Above 10 | Not Yet Verified |  |  | 1288 | 86 | 15 | 20 | 0.9 | 2700 | 90
PTKPWTYQ | Juno Lighting, LLC | Juno | [T272, TEK272, SP272][MLL,L]35HCS[All Housing Colors] | Indoor Luminaires | Interior Directional | Track or Mono-Point Directional Luminaires | Standard | FALSE | [9 empty] | 6/15/2015 12:00:00 AM | Dimmable | Continuous Above 10 | Not Yet Verified |  |  | 1306 | 87 | 15 | 20 | 0.9 | 3500 | 90
PP4ND68Z | Juno Lighting, LLC | Juno | [T272, TEK272, SP272][MLL,L]4HCN[All Housing Colors] | Indoor Luminaires | Interior Directional | Track or Mono-Point Directional Luminaires | Standard | FALSE | [9 empty] | 6/15/2015 12:00:00 AM | Dimmable | Continuous Above 10 | Not Yet Verified |  |  | 1291 | 86 | 15 | 20 | 0.9 | 4000 | 90
P3TU1Q7F | Juno Lighting, LLC | Juno | [T272, TEK272, SP272][MLL,L]4HCS[All Housing Colors] | Indoor Luminaires | Interior Directional | Track or Mono-Point Directional Luminaires | Standard | FALSE | [9 empty] | 6/15/2015 12:00:00 AM | Dimmable | Continuous Above 10 | Not Yet Verified |  |  | 1306 | 87 | 15 | 20 | 0.9 | 4000 | 90
PQ24QQ3J | Juno Lighting, LLC | Juno | [T272, TEK272, SP272][MLL,L]4HCF[All Housing Colors] | Indoor Luminaires | Interior Directional | Track or Mono-Point Directional Luminaires | Standard | FALSE | [9 empty] | 6/15/2015 12:00:00 AM | Dimmable | Continuous Above 10 | Not Yet Verified |  |  | 1288 | 86 | 15 | 20 | 0.9 | 4000 | 90
P1FH2NU4 | Juno Lighting, LLC | Juno | [T272, TEK272, SP272][MLL,L]4KF[All Housing Colors] | Indoor Luminaires | Interior Directional | Track or Mono-Point Directional Luminaires | Standard | FALSE | [9 empty] | 6/15/2015 12:00:00 AM | Dimmable | Continuous Above 10 | Not Yet Verified |  |  | 1625 | 108 | 15 | 20 | 0.9 | 4000 | 80
P3SRUR5W | Juno Lighting, LLC | Juno | [T272, TEK272, SP272][MLL,L]27KN[All Housing Colors] | Indoor Luminaires | Interior Directional | Track or Mono-Point Directional Luminaires | Standard | FALSE | [9 empty] | 6/15/2015 12:00:00 AM | Dimmable | Continuous Above 10 | Not Yet Verified |  |  | 1460 | 97 | 15 | 20 | 0.9 | 2700 | 80
P423FRD3 | Juno Lighting, LLC | Juno | [T275, TEK275, HTEK275, SP275][MLL, L]-4K-N-[WH, SL, BL, STN] | Indoor Luminaires | Interior Directional | Track or Mono-Point Directional Luminaires | Standard | TRUE | 2204 | 84.6 | 26.1 | 13.4 | 0.969 | 3828 | 84.73 | 5 | 50000 | 10/9/2014 12:00:00 AM | Dimmable | Continuous Above 10 | Not Yet Verified |  | 2.1 | 1620 | 62.54 | 25.9 | 20 | 0.9 | 2700 | 90
PQC4BTQN | Juno Lighting, LLC | Juno | [T275, TEK275, HTEK275, SP275][MLL, L]-27-HCN-[WH, SL, BL, STN] | Indoor Luminaires | Interior Directional | Track or Mono-Point Directional Luminaires | Standard | TRUE | 1626 | 62.4 | 26.07 | 13.4 | 0.969 | 2604 | 90.29 | 5 | 50000 | 10/9/2014 12:00:00 AM | Dimmable | Continuous Above 10 | Not Yet Verified |  | 2.1 | 2064 | 79.69 | 25.9 | 20 | 0.9 | 4000 | 80
PYES7A7Q | Juno Lighting, LLC | Juno | [T275, TEK275, HTEK275, SP275][MLL, L]-3-HCN-[WH, SL, BL, STN] | Indoor Luminaires | Interior Directional | Track or Mono-Point Directional Luminaires | Standard | FALSE | [9 empty] | 10/9/2014 12:00:00 AM | Dimmable | Continuous Above 10 | Not Yet Verified |  |  | 1678 | 64.78 | 25.9 | 20 | 0.9 | 3000 | 90
PYZXZJWC | Juno Lighting, LLC | Juno | [T275, TEK275, HTEK275, SP275][MLL, L]-3-HCS-[WH, SL, BL, STN] | Indoor Luminaires | Interior Directional | Track or Mono-Point Directional Luminaires | Standard | FALSE | [9 empty] | 10/9/2014 12:00:00 AM | Dimmable | Continuous Above 10 | Not Yet Verified |  |  | 1693 | 65.36 | 25.9 | 20 | 0.9 | 3000 | 90
PH26KB98 | Juno Lighting, LLC | Juno | [T275, TEK275, HTEK275, SP275][MLL, L]-35-HCF-[WH, SL, BL, STN] | Indoor Luminaires | Interior Directional | Track or Mono-Point Directional Luminaires | Standard | FALSE | [9 empty] | 10/9/2014 12:00:00 AM | Dimmable | Continuous Above 10 | Not Yet Verified |  |  | 1796 | 69.34 | 25.9 | 20 | 0.9 | 3500 | 90
PXTYZK3C | Juno Lighting, LLC | Juno | [T275, TEK275, HTEK275, SP275][MLL, L]-4K-F-[WH, SL, BL, STN] | Indoor Luminaires | Interior Directional | Track or Mono-Point Directional Luminaires | Standard | FALSE | [9 empty] | 10/9/2014 12:00:00 AM | Dimmable | Continuous Above 10 | Not Yet Verified |  |  | 2089 | 80.65 | 25.9 | 20 | 0.9 | 4000 | 80
PX54HCJF | Juno Lighting, LLC | Juno | [T275, TEK275, HTEK275, SP275][MLL, L]-27K-N-[WH, SL, BL, STN] | Indoor Luminaires | Interior Directional | Track or Mono-Point Directional Luminaires | Standard | FALSE | [9 empty] | 10/9/2014 12:00:00 AM | Dimmable | Continuous Above 10 | Not Yet Verified |  |  | 1871 | 72.23 | 25.9 | 20 | 0.9 | 2700 | 80
PBPN77GQ | Juno Lighting, LLC | Juno | [T275, TEK275, HTEK275, SP275][MLL, L]-3K-N-[WH, SL, BL, STN] | Indoor Luminaires | Interior Directional | Track or Mono-Point Directional Luminaires | Standard | FALSE | [9 empty] | 10/9/2014 12:00:00 AM | Dimmable | Continuous Above 10 | Not Yet Verified |  |  | 1929 | 74.47 | 25.9 | 20 | 0.9 | 3000 | 80
PC96TFEZ | Juno Lighting, LLC | Juno | [T275, TEK275, HTEK275, SP275][MLL, L]-4-HCN-[WH, SL, BL, STN] | Indoor Luminaires | Interior Directional | Track or Mono-Point Directional Luminaires | Standard | FALSE | [9 empty] | 10/9/2014 12:00:00 AM | Dimmable | Continuous Above 10 | Not Yet Verified |  |  | 1832 | 70.73 | 25.9 | 20 | 0.9 | 4000 | 90
PZH3S1AX | Juno Lighting, LLC | Juno | [T275, TEK275, HTEK275, SP275][MLL, L]-4-HCF-[WH, SL, BL, STN] | Indoor Luminaires | Interior Directional | Track or Mono-Point Directional Luminaires | Standard | FALSE | [9 empty] | 10/9/2014 12:00:00 AM | Dimmable | Continuous Above 10 | Not Yet Verified |  |  | 1855 | 71.62 | 25.9 | 20 | 0.9 | 4000 | 90
P38QKTFG | Juno Lighting, LLC | Juno | [T275, TEK275, HTEK275, SP275][MLL, L]-3K-F-[WH, SL, BL, STN] | Indoor Luminaires | Interior Directional | Track or Mono-Point Directional Luminaires | Standard | FALSE | [9 empty] | 10/9/2014 12:00:00 AM | Dimmable | Continuous Above 10 | Not Yet Verified |  |  | 1952 | 75.36 | 25.9 | 20 | 0.9 | 3000 | 80
PCWCQ7AF | Juno Lighting, LLC | Juno | [T275, TEK275, HTEK275, SP275][MLL, L]-35K-S-[WH, SL, BL, STN] | Indoor Luminaires | Interior Directional | Track or Mono-Point Directional Luminaires | Standard | FALSE | [9 empty] | 10/9/2014 12:00:00 AM | Dimmable | Continuous Above 10 | Not Yet Verified |  |  | 2004 | 77.37 | 25.9 | 20 | 0.9 | 3500 | 80
P36YK8D6 | Juno Lighting, LLC | Juno | [T275, TEK275, HTEK275, SP275][MLL, L]-27-HCF-[WH, SL, BL, STN] | Indoor Luminaires | Interior Directional | Track or Mono-Point Directional Luminaires | Standard | FALSE | [9 empty] | 10/9/2014 12:00:00 AM | Dimmable | Continuous Above 10 | Not Yet Verified |  |  | 1640 | 63.32 | 25.9 | 20 | 0.9 | 2700 | 90
P3S9U31S | Juno Lighting, LLC | Juno | [T275, TEK275, HTEK275, SP275][MLL, L]-35K-N-[WH, SL, BL, STN] | Indoor Luminaires | Interior Directional | Track or Mono-Point Directional Luminaires | Standard | FALSE | [9 empty] | 10/9/2014 12:00:00 AM | Dimmable | Continuous Above 10 | Not Yet Verified |  |  | 1986 | 76.67 | 25.9 | 20 | 0.9 | 3500 | 80
PEQQ92K1 | Juno Lighting, LLC | Juno | [T275, TEK275, HTEK275, SP275][MLL, L]-4-HCS-[WH, SL, BL, STN] | Indoor Luminaires | Interior Directional | Track or Mono-Point Directional Luminaires | Standard | FALSE | [9 empty] | 10/9/2014 12:00:00 AM | Dimmable | Continuous Above 10 | Not Yet Verified |  |  | 1848 | 71.35 | 25.9 | 20 | 0.9 | 4000 | 90
P17PWUXC | Juno Lighting, LLC | Juno | [T275, TEK275, HTEK275, SP275][MLL, L]-35-HCN-[WH, SL, BL, STN] | Indoor Luminaires | Interior Directional | Track or Mono-Point Directional Luminaires | Standard | FALSE | [9 empty] | 10/9/2014 12:00:00 AM | Dimmable | Continuous Above 10 | Not Yet Verified |  |  | 1774 | 68.49 | 25.9 | 20 | 0.9 | 3500 | 90
PEJYZYPZ | Juno Lighting, LLC | Juno | [T275, TEK275, HTEK275, SP275][MLL, L]-35-HCS-[WH, SL, BL, STN] | Indoor Luminaires | Interior Directional | Track or Mono-Point Directional Luminaires | Standard | FALSE | [9 empty] | 10/9/2014 12:00:00 AM | Dimmable | Continuous Above 10 | Not Yet Verified |  |  | 1790 | 69.11 | 25.9 | 20 | 0.9 | 3500 | 90
P2AJ8N65 | Juno Lighting, LLC | Juno | [T275, TEK275, HTEK275, SP275][MLL, L]-27K-F-[WH, SL, BL, STN] | Indoor Luminaires | Interior Directional | Track or Mono-Point Directional Luminaires | Standard | FALSE | [9 empty] | 10/9/2014 12:00:00 AM | Dimmable | Continuous Above 10 | Not Yet Verified |  |  | 1894 | 73.12 | 25.9 | 20 | 0.9 | 2700 | 80
PH9QQVX7 | Juno Lighting, LLC | Juno | [T275, TEK275, HTEK275, SP275][MLL, L]-35K-F-[WH, SL, BL, STN] | Indoor Luminaires | Interior Directional | Track or Mono-Point Directional Luminaires | Standard | FALSE | [9 empty] | 10/9/2014 12:00:00 AM | Dimmable | Continuous Above 10 | Not Yet Verified |  |  | 2011 | 77.64 | 25.9 | 20 | 0.9 | 3500 | 80
PJPCFN1D | Juno Lighting, LLC | Juno | [T275, TEK275, HTEK275, SP275][MLL, L]-27K-S-[WH, SL, BL, STN] | Indoor Luminaires | Interior Directional | Track or Mono-Point Directional Luminaires | Standard | FALSE | [9 empty] | 10/9/2014 12:00:00 AM | Dimmable | Continuous Above 10 | Not Yet Verified |  |  | 1887 | 72.85 | 25.9 | 20 | 0.9 | 2700 | 80
PSWHBC2F | Juno Lighting, LLC | Juno | [T275, TEK275, HTEK275, SP275][MLL, L]-3K-S-[WH, SL, BL, STN] | Indoor Luminaires | Interior Directional | Track or Mono-Point Directional Luminaires | Standard | FALSE | [9 empty] | 10/9/2014 12:00:00 AM | Dimmable | Continuous Above 10 | Not Yet Verified |  |  | 1946 | 75.13 | 25.9 | 20 | 0.9 | 3000 | 80
PVCSXRS4 | Juno Lighting, LLC | Juno | [T275, TEK275, HTEK275, SP275][MLL, L]-4K-S-[WH, SL, BL, STN] | Indoor Luminaires | Interior Directional | Track or Mono-Point Directional Luminaires | Standard | FALSE | [9 empty] | 10/9/2014 12:00:00 AM | Dimmable | Continuous Above 10 | Not Yet Verified |  |  | 2082 | 80.38 | 25.9 | 20 | 0.9 | 4000 | 80
P2GQJZXW | Juno Lighting, LLC | Juno | [T275, TEK275, HTEK275, SP275][MLL, L]-27-HCS-[WH, SL, BL, STN] | Indoor Luminaires | Interior Directional | Track or Mono-Point Directional Luminaires | Standard | FALSE | [9 empty] | 10/9/2014 12:00:00 AM | Dimmable | Continuous Above 10 | Not Yet Verified |  |  | 1634 | 63.08 | 25.9 | 20 | 0.9 | 2700 | 90
P8BYKJ3C | Juno Lighting, LLC | Juno | [T275, TEK275, HTEK275, SP275][MLL, L]-3-HCF-[WH, SL, BL, STN] | Indoor Luminaires | Interior Directional | Track or Mono-Point Directional Luminaires | Standard | FALSE | [9 empty] | 10/9/2014 12:00:00 AM | Dimmable | Continuous Above 10 | Not Yet Verified |  |  | 1699 | 65.59 | 25.9 | 20 | 0.9 | 3000 | 90
PBYFSBWP | Juno Lighting, LLC | Juno | [T259, TEK259, SP259][MLL, L]-27K-[WH, BL, SL, STN] | Indoor Luminaires | Interior Directional | Track or Mono-Point Directional Luminaires | Standard | TRUE | 4294 | 74.8 | 57.4 | 7.3 | 0.997 | 2683 | 79.76 | 5 | 50000 | 10/9/2014 12:00:00 AM | Dimmable | Continuous Above 10 | Not Yet Verified |  | 2.1 | 4240 | 74 | 57 | 20 | 0.9 | 2700 | 80
PS2BZUBV | Juno Lighting, LLC | Juno | [T259, TEK259, SP259][MLL, L]-3K-[WH, BL, SL, STN] | Indoor Luminaires | Interior Directional | Track or Mono-Point Directional Luminaires | Standard | FALSE | [9 empty] | 10/9/2014 12:00:00 AM | Dimmable | Continuous Above 10 | Not Yet Verified |  |  | 4511 | 79 | 57 | 20 | 0.9 | 3000 | 80
P3D55QJ1 | Juno Lighting, LLC | Juno | [T259, TEK259, SP259][MLL, L]-35K-[WH, BL, SL, STN] | Indoor Luminaires | Interior Directional | Track or Mono-Point Directional Luminaires | Standard | FALSE | [9 empty] | 10/9/2014 12:00:00 AM | Dimmable | Continuous Above 10 | Not Yet Verified |  |  | 4646 | 82 | 57 | 20 | 0.9 | 3500 | 80
P67E6ZKY | Juno Lighting, LLC | Juno | [T259, TEK259, SP259][MLL, L]-4K-[WH, BL, SL, STN] | Indoor Luminaires | Interior Directional | Track or Mono-Point Directional Luminaires | Standard | FALSE | [9 empty] | 10/9/2014 12:00:00 AM | Dimmable | Continuous Above 10 | Not Yet Verified |  |  | 4691 | 82 | 57 | 20 | 0.9 | 4000 | 80
PKVT7HJQ | Juno Lighting, LLC | Juno | [T259, TEK259, SP259][MLL, L]-27K-HC-[WH, BL, SL, STN] | Indoor Luminaires | Interior Directional | Track or Mono-Point Directional Luminaires | Standard | TRUE | 3564 | 61.9 | 57.58 | 7.6 | 0.996 | 2622 | 92.7 | 5 | 50000 | 10/9/2014 12:00:00 AM | Dimmable | Continuous Above 10 | Not Yet Verified |  | 2.1 | 3564 | 63 | 57 | 20 | 0.9 | 2700 | 90
P7CUAF2W | Juno Lighting, LLC | Juno | [T259, TEK259, SP259][MLL, L]-3K-HC-[WH, BL, SL, STN] | Indoor Luminaires | Interior Directional | Track or Mono-Point Directional Luminaires | Standard | FALSE | [9 empty] | 10/9/2014 12:00:00 AM | Dimmable | Continuous Above 10 | Not Yet Verified |  |  | 3564 | 63 | 57 | 20 | 0.9 | 3000 | 90
P8W3AGDF | Juno Lighting, LLC | Juno | [T259, TEK259, SP259][MLL, L]-4K-HC-[WH, BL, SL, STN] | Indoor Luminaires | Interior Directional | Track or Mono-Point Directional Luminaires | Standard | FALSE | [9 empty] | 10/9/2014 12:00:00 AM | Dimmable | Continuous Above 10 | Not Yet Verified |  |  | 3925 | 69 | 57 | 20 | 0.9 | 4000 | 90
P5AZN9W3 | Juno Lighting, LLC | Juno | [T259, TEK259, SP259][MLL, L]-35K-HC-[WH, BL, SL, STN] | Indoor Luminaires | Interior Directional | Track or Mono-Point Directional Luminaires | Standard | FALSE | [9 empty] | 10/9/2014 12:00:00 AM | Dimmable | Continuous Above 10 | Not Yet Verified |  |  | 3789 | 66 | 57 | 20 | 0.9 | 3500 | 90
PQ2RGWQH | Juno Lighting, LLC | Juno | [T258, TEK258, HTEK258, SP258][MLL, L]-27K-HC-[BL, SL, WH, STN] | Indoor Luminaires | Interior Directional | Track or Mono-Point Directional Luminaires | Standard | TRUE | 1938 | 64.3 | 30.1 | 15 | 0.967 | 2708 | 92.38 | 5 | 50000 | 11/3/2014 12:00:00 AM | Dimmable | Continuous Below 10 | Not Yet Verified |  | 2.1 | 1899 | 63 | 30 | 20 | 0.9 | 2700 | 90
PVA16NVN | Juno Lighting, LLC | Juno | [T258, TEK258, HTEK258, SP258][MLL, L]-4K-[BL, SL, WH, STN] | Indoor Luminaires | Interior Directional | Track or Mono-Point Directional Luminaires | Standard | TRUE | 2190 | 73.5 | 29.8 | 15 | 0.967 | 3890 | 93.02 | 5 | 50000 | 11/3/2014 12:00:00 AM | Dimmable | Continuous Below 10 | Not Yet Verified |  | 2.1 | 2633 | 88 | 30 | 20 | 0.9 | 4000 | 80
PS9RNUCU | Juno Lighting, LLC | Juno | [T258, TEK258, HTEK258, SP258][MLL, L]-35K-HC-[BL, SL, WH, STN] | Indoor Luminaires | Interior Directional | Track or Mono-Point Directional Luminaires | Standard | FALSE | [9 empty] | 11/3/2014 12:00:00 AM | Dimmable | Continuous Below 10 | Not Yet Verified |  |  | 2127 | 71 | 30 | 20 | 0.9 | 3500 | 90
P123EAKX | Juno Lighting, LLC | Juno | [T258, TEK258, HTEK258, SP258][MLL, L]-4K-HC-[BL, SL, WH, STN] | Indoor Luminaires | Interior Directional | Track or Mono-Point Directional Luminaires | Standard | FALSE | [9 empty] | 11/3/2014 12:00:00 AM | Dimmable | Continuous Below 10 | Not Yet Verified |  |  | 2203 | 73 | 30 | 20 | 0.9 | 4000 | 90
PC9ZGZ1F | Juno Lighting, LLC | Juno | [T258, TEK258, HTEK258, SP258][MLL, L]-3K-HC-[BL, SL, WH, STN] | Indoor Luminaires | Interior Directional | Track or Mono-Point Directional Luminaires | Standard | FALSE | [9 empty] | 11/3/2014 12:00:00 AM | Dimmable | Continuous Below 10 | Not Yet Verified |  |  | 2000 | 67 | 30 | 20 | 0.9 | 3000 | 90
P7JAR49S | Juno Lighting, LLC | Juno | [T258, TEK258, HTEK258, SP258][MLL, L]-3K-[BL, SL, WH, STN] | Indoor Luminaires | Interior Directional | Track or Mono-Point Directional Luminaires | Standard | FALSE | [9 empty] | 11/3/2014 12:00:00 AM | Dimmable | Continuous Below 10 | Not Yet Verified |  |  | 2532 | 84 | 30 | 20 | 0.9 | 3000 | 80
P2SHK8HQ | Juno Lighting, LLC | Juno | [T258, TEK258, HTEK258, SP258][MLL, L]-35K-[BL, SL, WH, STN] | Indoor Luminaires | Interior Directional | Track or Mono-Point Directional Luminaires | Standard | FALSE | [9 empty] | 11/3/2014 12:00:00 AM | Dimmable | Continuous Below 10 | Not Yet Verified |  |  | 2608 | 87 | 30 | 20 | 0.9 | 3500 | 80
P1EZP7AC | Juno Lighting, LLC | Juno | [T258, TEK258, HTEK258, SP258][MLL, L]-27K-[BL, SL, WH, STN] | Indoor Luminaires | Interior Directional | Track or Mono-Point Directional Luminaires | Standard | FALSE | [9 empty] | 11/3/2014 12:00:00 AM | Dimmable | Continuous Below 10 | Not Yet Verified |  |  | 2380 | 79 | 30 | 20 | 0.9 | 2700 | 80
PJG6XG4D | Juno Lighting, LLC | Juno | [T263LG2, TEK263LG2, HTEK263LG2]-27HCS[BL, SL, WH] | Indoor Luminaires | Interior Directional | Track or Mono-Point Directional Luminaires | Standard | TRUE | 1395 | 51.2 | 27.27 | 14.6 | 0.968 | 2631 | 92.2 | 5 | 50000 | 11/3/2014 12:00:00 AM | Dimmable | Continuous Below 10 | Not Yet Verified |  | 2.1 | 1335 | 49 | 27.4 | 20 | 0.9 | 2700 | 90
PAJU3T33 | Juno Lighting, LLC | Juno | [T263LG2, TEK263LG2, HTEK263LG2]-4S[BL, SL, WH] | Indoor Luminaires | Interior Directional | Track or Mono-Point Directional Luminaires | Standard | TRUE | 1556 | 53.8 | 28.9 | 14.6 | 0.968 | 3934 | 93.15 | 5 | 50000 | 11/3/2014 12:00:00 AM | Dimmable | Continuous Below 10 | Not Yet Verified |  | 2.1 | 1851 | 68 | 27.4 | 20 | 0.9 | 4000 | 80
P6Y8DBWZ | Juno Lighting, LLC | Juno | [T263LG2, TEK263LG2, HTEK263LG2]-27F[BL, SL, WH] | Indoor Luminaires | Interior Directional | Track or Mono-Point Directional Luminaires | Standard | FALSE | [9 empty] | 11/3/2014 12:00:00 AM | Dimmable | Continuous Below 10 | Not Yet Verified |  |  | 1809 | 66 | 27.4 | 20 | 0.9 | 2700 | 80
PGYHU26X | Juno Lighting, LLC | Juno | [T263LG2, TEK263LG2, HTEK263LG2]-27S[BL, SL, WH] | Indoor Luminaires | Interior Directional | Track or Mono-Point Directional Luminaires | Standard | FALSE | [9 empty] | 11/3/2014 12:00:00 AM | Dimmable | Continuous Below 10 | Not Yet Verified |  |  | 1673 | 61 | 27.4 | 20 | 0.9 | 2700 | 80
PXUXX6BF | Juno Lighting, LLC | Juno | [T263LG2, TEK263LG2, HTEK263LG2]-4N[BL, SL, WH] | Indoor Luminaires | Interior Directional | Track or Mono-Point Directional Luminaires | Standard | FALSE | [9 empty] | 11/3/2014 12:00:00 AM | Dimmable | Continuous Below 10 | Not Yet Verified |  |  | 1947 | 71 | 27.4 | 20 | 0.9 | 4000 | 80
PZFPF7N5 | Juno Lighting, LLC | Juno | [T263LG2, TEK263LG2, HTEK263LG2]-27HCN[BL, SL, WH] | Indoor Luminaires | Interior Directional | Track or Mono-Point Directional Luminaires | Standard | FALSE | [9 empty] | 11/3/2014 12:00:00 AM | Dimmable | Continuous Below 10 | Not Yet Verified |  |  | 1404 | 51 | 27.4 | 20 | 0.9 | 2700 | 90
PEMDXTZ2 | Juno Lighting, LLC | Juno | [T263LG2, TEK263LG2, HTEK263LG2]-3HCF[BL, SL, WH] | Indoor Luminaires | Interior Directional | Track or Mono-Point Directional Luminaires | Standard | FALSE | [9 empty] | 11/3/2014 12:00:00 AM | Dimmable | Continuous Below 10 | Not Yet Verified |  |  | 1520 | 55 | 27.4 | 20 | 0.9 | 3000 | 90
PYUBRK9M | Juno Lighting, LLC | Juno | [T263LG2, TEK263LG2, HTEK263LG2]-3S[BL, SL, WH] | Indoor Luminaires | Interior Directional | Track or Mono-Point Directional Luminaires | Standard | FALSE | [9 empty] | 11/3/2014 12:00:00 AM | Dimmable | Continuous Below 10 | Not Yet Verified |  |  | 1780 | 65 | 27.4 | 20 | 0.9 | 3000 | 80
PTTCJTJ1 | Juno Lighting, LLC | Juno | [T263LG2, TEK263LG2, HTEK263LG2]-27N[BL, SL, WH] | Indoor Luminaires | Interior Directional | Track or Mono-Point Directional Luminaires | Standard | FALSE | [9 empty] | 11/3/2014 12:00:00 AM | Dimmable | Continuous Below 10 | Not Yet Verified |  |  | 1760 | 64 | 27.4 | 20 | 0.9 | 2700 | 80
PY4PZUP3 | Juno Lighting, LLC | Juno | [T263LG2, TEK263LG2, HTEK263LG2]-35N[BL, SL, WH] | Indoor Luminaires | Interior Directional | Track or Mono-Point Directional Luminaires | Standard | FALSE | [9 empty] | 11/3/2014 12:00:00 AM | Dimmable | Continuous Below 10 | Not Yet Verified |  |  | 1928 | 70 | 27.4 | 20 | 0.9 | 3500 | 80
PUFS6JY3 | Juno Lighting, LLC | Juno | [T263LG2, TEK263LG2, HTEK263LG2]-35HCF[BL, SL, WH] | Indoor Luminaires | Interior Directional | Track or Mono-Point Directional Luminaires | Standard | FALSE | [9 empty] | 11/3/2014 12:00:00 AM | Dimmable | Continuous Below 10 | Not Yet Verified |  |  | 1616 | 59 | 27.4 | 20 | 0.9 | 3500 | 90
P4GVC85N | Juno Lighting, LLC | Juno | [T263LG2, TEK263LG2, HTEK263LG2]-35HCS[BL, SL, WH] | Indoor Luminaires | Interior Directional | Track or Mono-Point Directional Luminaires | Standard | FALSE | [9 empty] | 11/3/2014 12:00:00 AM | Dimmable | Continuous Below 10 | Not Yet Verified |  |  | 1495 | 55 | 27.4 | 20 | 0.9 | 3500 | 90
PKP7W8HD | Juno Lighting, LLC | Juno | [T263LG2, TEK263LG2, HTEK263LG2]-3F[BL, SL, WH] | Indoor Luminaires | Interior Directional | Track or Mono-Point Directional Luminaires | Standard | FALSE | [9 empty] | 11/3/2014 12:00:00 AM | Dimmable | Continuous Below 10 | Not Yet Verified |  |  | 1924 | 70 | 27.4 | 20 | 0.9 | 3000 | 80
P5ERAFAU | Juno Lighting, LLC | Juno | [T263LG2, TEK263LG2, HTEK263LG2]-3N[BL, SL, WH] | Indoor Luminaires | Interior Directional | Track or Mono-Point Directional Luminaires | Standard | FALSE | [9 empty] | 11/3/2014 12:00:00 AM | Dimmable | Continuous Below 10 | Not Yet Verified |  |  | 1872 | 68 | 27.4 | 20 | 0.9 | 3000 | 80
P3UKKQYS | Juno Lighting, LLC | Juno | [T263LG2, TEK263LG2, HTEK263LG2]-3HCS[BL, SL, WH] | Indoor Luminaires | Interior Directional | Track or Mono-Point Directional Luminaires | Standard | FALSE | [9 empty] | 11/3/2014 12:00:00 AM | Dimmable | Continuous Below 10 | Not Yet Verified |  |  | 1406 | 51 | 27.4 | 20 | 0.9 | 3000 | 90
PUWV15VF | Juno Lighting, LLC | Juno | [T263LG2, TEK263LG2, HTEK263LG2]-4F[BL, SL, WH] | Indoor Luminaires | Interior Directional | Track or Mono-Point Directional Luminaires | Standard | FALSE | [9 empty] | 11/3/2014 12:00:00 AM | Dimmable | Continuous Below 10 | Not Yet Verified |  |  | 2001 | 73 | 27.4 | 20 | 0.9 | 4000 | 80
PDYY9KSH | Juno Lighting, LLC | Juno | [T263LG2, TEK263LG2, HTEK263LG2]-3HCN[BL, SL, WH] | Indoor Luminaires | Interior Directional | Track or Mono-Point Directional Luminaires | Standard | FALSE | [9 empty] | 11/3/2014 12:00:00 AM | Dimmable | Continuous Below 10 | Not Yet Verified |  |  | 1479 | 54 | 27.4 | 20 | 0.9 | 3000 | 90
PNYCV66D | Juno Lighting, LLC | Juno | [T263LG2, TEK263LG2, HTEK263LG2]-35HCN[BL, SL, WH] | Indoor Luminaires | Interior Directional | Track or Mono-Point Directional Luminaires | Standard | FALSE | [9 empty] | 11/3/2014 12:00:00 AM | Dimmable | Continuous Below 10 | Not Yet Verified |  |  | 1572 | 57 | 27.4 | 20 | 0.9 | 3500 | 90
PB48QUN2 | Juno Lighting, LLC | Juno | [T263LG2, TEK263LG2, HTEK263LG2]-4HCF[BL, SL, WH] | Indoor Luminaires | Interior Directional | Track or Mono-Point Directional Luminaires | Standard | FALSE | [9 empty] | 11/3/2014 12:00:00 AM | Dimmable | Continuous Below 10 | Not Yet Verified |  |  | 1674 | 61 | 27.4 | 20 | 0.9 | 4000 | 90
PA1E5K4W | Juno Lighting, LLC | Juno | [T263LG2, TEK263LG2, HTEK263LG2]-4HCS[BL, SL, WH] | Indoor Luminaires | Interior Directional | Track or Mono-Point Directional Luminaires | Standard | FALSE | [9 empty] | 11/3/2014 12:00:00 AM | Dimmable | Continuous Below 10 | Not Yet Verified |  |  | 1549 | 57 | 27.4 | 20 | 0.9 | 4000 | 90
PBD3XFNB | Juno Lighting, LLC | Juno | [T263LG2, TEK263LG2, HTEK263LG2]-27HCF[BL, SL, WH] | Indoor Luminaires | Interior Directional | Track or Mono-Point Directional Luminaires | Standard | FALSE | [9 empty] | 11/3/2014 12:00:00 AM | Dimmable | Continuous Below 10 | Not Yet Verified |  |  | 1443 | 53 | 27.4 | 20 | 0.9 | 2700 | 90
PWKJ17F5 | Juno Lighting, LLC | Juno | [T263LG2, TEK263LG2, HTEK263LG2]-35S[BL, SL, WH] | Indoor Luminaires | Interior Directional | Track or Mono-Point Directional Luminaires | Standard | FALSE | [9 empty] | 11/3/2014 12:00:00 AM | Dimmable | Continuous Below 10 | Not Yet Verified |  |  | 1833 | 67 | 27.4 | 20 | 0.9 | 3500 | 80
PS2A5TK6 | Juno Lighting, LLC | Juno | [T263LG2, TEK263LG2, HTEK263LG2]-4HCN[BL, SL, WH] | Indoor Luminaires | Interior Directional | Track or Mono-Point Directional Luminaires | Standard | FALSE | [9 empty] | 11/3/2014 12:00:00 AM | Dimmable | Continuous Below 10 | Not Yet Verified |  |  | 1629 | 59 | 27.4 | 20 | 0.9 | 4000 | 90
PD4A8Z82 | Juno Lighting, LLC | Juno | [T263LG2, TEK263LG2, HTEK263LG2]-35F[BL, SL, WH] | Indoor Luminaires | Interior Directional | Track or Mono-Point Directional Luminaires | Standard | FALSE | [9 empty] | 11/3/2014 12:00:00 AM | Dimmable | Continuous Below 10 | Not Yet Verified |  |  | 1982 | 72 | 27.4 | 20 | 0.9 | 3500 | 80
P4QQ3955 | Juno Lighting, LLC | Juno | [T265LG2, TEK265LG2, HTEK265LG2]-27HCS[BL, SL, WH] | Indoor Luminaires | Interior Directional | Track or Mono-Point Directional Luminaires | Standard | TRUE | 2146 | 60.1 | 35.68 | 12.3 | 0.981 | 2586 | 91.63 | 5 | 50000 | 11/24/2014 12:00:00 AM | Dimmable | Continuous Above 10 | Not Yet Verified |  | 2.1 | 2146 | 60 | 35.68 | 20 | 0.9 | 2700 | 90
PYJGWCWF | Juno Lighting, LLC | Juno | [T265LG2, TEK265LG2, HTEK265LG2]-3HCF[BL, SL, WH] | Indoor Luminaires | Interior Directional | Track or Mono-Point Directional Luminaires | Standard | FALSE | [9 empty] | 11/24/2014 12:00:00 AM | Dimmable | Continuous Above 10 | Not Yet Verified |  |  | 2607 | 72 | 36 | 20 | 0.9 | 3000 | 90
PEUU3F6T | Juno Lighting, LLC | Juno | [T265LG2, TEK265LG2, HTEK265LG2]-27HCN[BL, SL, WH] | Indoor Luminaires | Interior Directional | Track or Mono-Point Directional Luminaires | Standard | FALSE | [9 empty] | 11/24/2014 12:00:00 AM | Dimmable | Continuous Above 10 | Not Yet Verified |  |  | 2317 | 64.9 | 35.7 | 20 | 0.9 | 2700 | 90
PCZVYCP9 | Juno Lighting, LLC | Juno | [T265LG2, TEK265LG2, HTEK265LG2]-3HCN[BL, SL, WH] | Indoor Luminaires | Interior Directional | Track or Mono-Point Directional Luminaires | Standard | FALSE | [9 empty] | 11/24/2014 12:00:00 AM | Dimmable | Continuous Above 10 | Not Yet Verified |  |  | 2607 | 72 | 36 | 20 | 0.9 | 3000 | 90
PFEYS4Y2 | Juno Lighting, LLC | Juno | [T265LG2, TEK265LG2, HTEK265LG2]-3F[BL, SL, WH] | Indoor Luminaires | Interior Directional | Track or Mono-Point Directional Luminaires | Standard | FALSE | [9 empty] | 11/24/2014 12:00:00 AM | Dimmable | Continuous Above 10 | Not Yet Verified |  |  | 3300 | 92 | 36 | 20 | 0.9 | 3000 | 80
P6QWPVRQ | Juno Lighting, LLC | Juno | [T265LG2, TEK265LG2, HTEK265LG2]-4N[BL, SL, WH] | Indoor Luminaires | Interior Directional | Track or Mono-Point Directional Luminaires | Standard | FALSE | [9 empty] | 11/24/2014 12:00:00 AM | Dimmable | Continuous Above 10 | Not Yet Verified |  |  | 3432 | 95 | 36 | 20 | 0.9 | 4000 | 80
PXTR96H1 | Juno Lighting, LLC | Juno | [T265LG2, TEK265LG2, HTEK265LG2]-35S[BL, SL, WH] | Indoor Luminaires | Interior Directional | Track or Mono-Point Directional Luminaires | Standard | FALSE | [9 empty] | 11/24/2014 12:00:00 AM | Dimmable | Continuous Above 10 | Not Yet Verified |  |  | 3399 | 94 | 36 | 20 | 0.9 | 3500 | 80
PTPNBCT2 | Juno Lighting, LLC | Juno | [T265LG2, TEK265LG2, HTEK265LG2]-4F[BL, SL, WH] | Indoor Luminaires | Interior Directional | Track or Mono-Point Directional Luminaires | Standard | FALSE | [9 empty] | 11/24/2014 12:00:00 AM | Dimmable | Continuous Above 10 | Not Yet Verified |  |  | 3432 | 95 | 36 | 20 | 0.9 | 4000 | 80
PG79FWEJ | Juno Lighting, LLC | Juno | [T265LG2, TEK265LG2, HTEK265LG2]-35HCF[BL, SL, WH] | Indoor Luminaires | Interior Directional | Track or Mono-Point Directional Luminaires | Standard | FALSE | [9 empty] | 11/24/2014 12:00:00 AM | Dimmable | Continuous Above 10 | Not Yet Verified |  |  | 2772 | 77 | 36 | 20 | 0.9 | 3500 | 90
P7EPZHZA | Juno Lighting, LLC | Juno | [T265LG2, TEK265LG2, HTEK265LG2]-4HCF[BL, SL, WH] | Indoor Luminaires | Interior Directional | Track or Mono-Point Directional Luminaires | Standard | FALSE | [9 empty] | 11/24/2014 12:00:00 AM | Dimmable | Continuous Above 10 | Not Yet Verified |  |  | 2871 | 80 | 36 | 20 | 0.9 | 4000 | 90
PNKEB8CT | Juno Lighting, LLC | Juno | [T265LG2, TEK265LG2, HTEK265LG2]-3HCS[BL, SL, WH] | Indoor Luminaires | Interior Directional | Track or Mono-Point Directional Luminaires | Standard | FALSE | [9 empty] | 11/24/2014 12:00:00 AM | Dimmable | Continuous Above 10 | Not Yet Verified |  |  | 2607 | 72 | 36 | 20 | 0.9 | 3000 | 90
PZX46ZYD | Juno Lighting, LLC | Juno | [T265LG2, TEK265LG2, HTEK265LG2]-35HCS[BL, SL, WH] | Indoor Luminaires | Interior Directional | Track or Mono-Point Directional Luminaires | Standard | FALSE | [9 empty] | 11/24/2014 12:00:00 AM | Dimmable | Continuous Above 10 | Not Yet Verified |  |  | 2772 | 77 | 36 | 20 | 0.9 | 3500 | 90
PHQSU2JY | Juno Lighting, LLC | Juno | [T265LG2, TEK265LG2, HTEK265LG2]-4HCS[BL, SL, WH] | Indoor Luminaires | Interior Directional | Track or Mono-Point Directional Luminaires | Standard | FALSE | [9 empty] | 11/24/2014 12:00:00 AM | Dimmable | Continuous Above 10 | Not Yet Verified |  |  | 2871 | 80 | 36 | 20 | 0.9 | 4000 | 90
P8BUJXSC | Juno Lighting, LLC | Juno | [T265LG2, TEK265LG2, HTEK265LG2]-27F[BL, SL, WH] | Indoor Luminaires | Interior Directional | Track or Mono-Point Directional Luminaires | Standard | FALSE | [9 empty] | 11/24/2014 12:00:00 AM | Dimmable | Continuous Above 10 | Not Yet Verified |  |  | 3102 | 86 | 36 | 20 | 0.9 | 2700 | 80
PVTCCQ1C | Juno Lighting, LLC | Juno | [T265LG2, TEK265LG2, HTEK265LG2]-27N[BL, SL, WH] | Indoor Luminaires | Interior Directional | Track or Mono-Point Directional Luminaires | Standard | FALSE | [9 empty] | 11/24/2014 12:00:00 AM | Dimmable | Continuous Above 10 | Not Yet Verified |  |  | 3102 | 86 | 36 | 20 | 0.9 | 2700 | 80
P22MPDMW | Juno Lighting, LLC | Juno | [T265LG2, TEK265LG2, HTEK265LG2]-35N[BL, SL, WH] | Indoor Luminaires | Interior Directional | Track or Mono-Point Directional Luminaires | Standard | FALSE | [9 empty] | 11/24/2014 12:00:00 AM | Dimmable | Continuous Above 10 | Not Yet Verified |  |  | 3399 | 94 | 36 | 20 | 0.9 | 3500 | 80
PXFGU9MV | Juno Lighting, LLC | Juno | [T265LG2, TEK265LG2, HTEK265LG2]-27S[BL, SL, WH] | Indoor Luminaires | Interior Directional | Track or Mono-Point Directional Luminaires | Standard | FALSE | [9 empty] | 11/24/2014 12:00:00 AM | Dimmable | Continuous Above 10 | Not Yet Verified |  |  | 3102 | 86 | 36 | 20 | 0.9 | 2700 | 80
PXBX9GEZ | Juno Lighting, LLC | Juno | [T265LG2, TEK265LG2, HTEK265LG2]-4S[BL, SL, WH] | Indoor Luminaires | Interior Directional | Track or Mono-Point Directional Luminaires | Standard | FALSE | [9 empty] | 11/24/2014 12:00:00 AM | Dimmable | Continuous Above 10 | Not Yet Verified |  |  | 3432 | 95 | 36 | 20 | 0.9 | 4000 | 80
PDSY4JXC | Juno Lighting, LLC | Juno | [T265LG2, TEK265LG2, HTEK265LG2]-27HCF[BL, SL, WH] | Indoor Luminaires | Interior Directional | Track or Mono-Point Directional Luminaires | Standard | FALSE | [9 empty] | 11/24/2014 12:00:00 AM | Dimmable | Continuous Above 10 | Not Yet Verified |  |  | 2328 | 65.2 | 35.7 | 20 | 0.9 | 2700 | 90
PGT9GWKQ | Juno Lighting, LLC | Juno | [T265LG2, TEK265LG2, HTEK265LG2]-35F[BL, SL, WH] | Indoor Luminaires | Interior Directional | Track or Mono-Point Directional Luminaires | Standard | FALSE | [9 empty] | 11/24/2014 12:00:00 AM | Dimmable | Continuous Above 10 | Not Yet Verified |  |  | 3399 | 94 | 36 | 20 | 0.9 | 3500 | 80
P15S1WQG | Juno Lighting, LLC | Juno | [T265LG2, TEK265LG2, HTEK265LG2]-3N[BL, SL, WH] | Indoor Luminaires | Interior Directional | Track or Mono-Point Directional Luminaires | Standard | FALSE | [9 empty] | 11/24/2014 12:00:00 AM | Dimmable | Continuous Above 10 | Not Yet Verified |  |  | 3300 | 92 | 36 | 20 | 0.9 | 3000 | 80
PWVPP8ZS | Juno Lighting, LLC | Juno | [T265LG2, TEK265LG2, HTEK265LG2]-3S[BL, SL, WH] | Indoor Luminaires | Interior Directional | Track or Mono-Point Directional Luminaires | Standard | FALSE | [9 empty] | 11/24/2014 12:00:00 AM | Dimmable | Continuous Above 10 | Not Yet Verified |  |  | 3300 | 92 | 36 | 20 | 0.9 | 3000 | 80
PHJN3WVQ | Juno Lighting, LLC | Juno | [T265LG2, TEK265LG2, HTEK265LG2]-35HCN[BL, SL, WH] | Indoor Luminaires | Interior Directional | Track or Mono-Point Directional Luminaires | Standard | FALSE | [9 empty] | 11/24/2014 12:00:00 AM | Dimmable | Continuous Above 10 | Not Yet Verified |  |  | 2772 | 77 | 36 | 20 | 0.9 | 3500 | 90
PDY4VAQF | Juno Lighting, LLC | Juno | [T265LG2, TEK265LG2, HTEK265LG2]-4HCN[BL, SL, WH] | Indoor Luminaires | Interior Directional | Track or Mono-Point Directional Luminaires | Standard | FALSE | [9 empty] | 11/24/2014 12:00:00 AM | Dimmable | Continuous Above 10 | Not Yet Verified |  |  | 2871 | 80 | 36 | 20 | 0.9 | 4000 | 90
PF4ERZM5 | Juno Lighting, LLC | Juno | R600L27HCN[BL, BZ, SL, WH] | Indoor Luminaires | Interior Directional | Track or Mono-Point Directional Luminaires | Standard | TRUE | 524.8 | 52.21 | 10.05 | 9.1 | 0.993 | 2746 | 91.65 | 5 | 50000 | 12/16/2014 12:00:00 AM | Dimmable | Continuous Above 10 | Not Yet Verified |  | 2.1 | 533 | 53 | 10.1 | 20 | 0.9 | 2700 | 90
PNYR4W5G | Juno Lighting, LLC | Juno | R600L4HCN[BL, BZ, SL, WH] | Indoor Luminaires | Interior Directional | Track or Mono-Point Directional Luminaires | Standard | TRUE | 591.6 | 58.86 | 10.05 | 9.1 | 0.993 | 3965 | 92.97 | 5 | 50000 | 12/16/2014 12:00:00 AM | Dimmable | Continuous Above 10 | Not Yet Verified |  | 2.1 | 608 | 60 | 10.1 | 20 | 0.9 | 4000 | 90
PE3Y2894 | Juno Lighting, LLC | Juno | R600L3HCF[BL, BZ, SL, WH] | Indoor Luminaires | Interior Directional | Track or Mono-Point Directional Luminaires | Standard | FALSE | [9 empty] | 12/16/2014 12:00:00 AM | Dimmable | Continuous Above 10 | Not Yet Verified |  |  | 679 | 67 | 10.1 | 20 | 0.9 | 3000 | 90
PPYQ65AW | Juno Lighting, LLC | Juno | R600L3HCN[BL, BZ, SL, WH] | Indoor Luminaires | Interior Directional | Track or Mono-Point Directional Luminaires | Standard | FALSE | [9 empty] | 12/16/2014 12:00:00 AM | Dimmable | Continuous Above 10 | Not Yet Verified |  |  | 574 | 57 | 10.1 | 20 | 0.9 | 3000 | 90
PKC2BD2Q | Juno Lighting, LLC | Juno | R4K3600L3HCS[BL, BZ, SL, WH] | Indoor Luminaires | Interior Directional | Track or Mono-Point Directional Luminaires | Standard | FALSE | [9 empty] | 9/16/2015 12:00:00 AM | Dimmable | Continuous Above 10 | Not Yet Verified | Updated on 8/22/2016 |  | 2052 | 69 | 29.7 | 20 | 0.95 | 3000 | 90
PJA1ER5F | Juno Lighting, LLC | Juno | R600L27KS[BL, BZ, SL, WH] | Indoor Luminaires | Interior Directional | Track or Mono-Point Directional Luminaires | Standard | FALSE | [9 empty] | 9/16/2015 12:00:00 AM | Dimmable | Continuous Above 10 | Not Yet Verified | Updated on 8/22/2016 |  | 772 | 78 | 9.9 | 20 | 0.95 | 2700 | 80
P7TPADQK | Juno Lighting, LLC | Juno | R4K3600L27HCU[BL, BZ, SL, WH] | Indoor Luminaires | Interior Directional | Track or Mono-Point Directional Luminaires | Standard | FALSE | [9 empty] | 3/24/2015 12:00:00 AM | Dimmable | Continuous Above 10 | Not Yet Verified |  |  | 1599 | 53 | 30.3 | 20 | 0.9 | 2700 | 90
PMW15PK7 | Juno Lighting, LLC | Juno | R600L3HCS[BL, BZ, SL, WH] | Indoor Luminaires | Interior Directional | Track or Mono-Point Directional Luminaires | Standard | FALSE | [9 empty] | 9/16/2015 12:00:00 AM | Dimmable | Continuous Above 10 | Not Yet Verified | Updated on 8/22/2016 |  | 684 | 69 | 9.9 | 20 | 0.95 | 3000 | 90
P9ZG6W8W | Juno Lighting, LLC | Juno | R600L4KN[BL, BZ, SL, WH] | Indoor Luminaires | Interior Directional | Track or Mono-Point Directional Luminaires | Standard | FALSE | [9 empty] | 12/16/2014 12:00:00 AM | Dimmable | Continuous Above 10 | Not Yet Verified |  |  | 709 | 70 | 10.1 | 20 | 0.9 | 4000 | 80
P5KZMF6C | Juno Lighting, LLC | Juno | R600L35HCF[BL, BZ, SL, WH] | Indoor Luminaires | Interior Directional | Track or Mono-Point Directional Luminaires | Standard | FALSE | [9 empty] | 12/16/2014 12:00:00 AM | Dimmable | Continuous Above 10 | Not Yet Verified |  |  | 703 | 70 | 10.1 | 20 | 0.9 | 3500 | 90
PS9Q3D25 | Juno Lighting, LLC | Juno | R600L27KF[BL, BZ, SL, WH] | Indoor Luminaires | Interior Directional | Track or Mono-Point Directional Luminaires | Standard | FALSE | [9 empty] | 12/16/2014 12:00:00 AM | Dimmable | Continuous Above 10 | Not Yet Verified |  |  | 767 | 76 | 10.1 | 20 | 0.9 | 2700 | 80
PUDZC67S | Juno Lighting, LLC | Juno | R600L3KF[BL, BZ, SL, WH] | Indoor Luminaires | Interior Directional | Track or Mono-Point Directional Luminaires | Standard | FALSE | [9 empty] | 12/16/2014 12:00:00 AM | Dimmable | Continuous Above 10 | Not Yet Verified |  |  | 799 | 79 | 10.1 | 20 | 0.9 | 3000 | 80
PPC7Q9B8 | Juno Lighting, LLC | Juno | R600L35KN[BL, BZ, SL, WH] | Indoor Luminaires | Interior Directional | Track or Mono-Point Directional Luminaires | Standard | FALSE | [9 empty] | 12/16/2014 12:00:00 AM | Dimmable | Continuous Above 10 | Not Yet Verified |  |  | 695 | 69 | 10.1 | 20 | 0.9 | 3500 | 80
P5Z1G5P6 | Juno Lighting, LLC | Juno | R600L35KU[BL, BZ, SL, WH] | Indoor Luminaires | Interior Directional | Track or Mono-Point Directional Luminaires | Standard | FALSE | [9 empty] | 12/16/2014 12:00:00 AM | Dimmable | Continuous Above 10 | Not Yet Verified |  |  | 695 | 69 | 10.1 | 20 | 0.9 | 3500 | 80
PJC4KMU3 | Juno Lighting, LLC | Juno | R4K3600L35KU[BL, BZ, SL, WH] | Indoor Luminaires | Interior Directional | Track or Mono-Point Directional Luminaires | Standard | FALSE | [9 empty] | 3/24/2015 12:00:00 AM | Dimmable | Continuous Above 10 | Not Yet Verified |  |  | 2085 | 69 | 30.3 | 20 | 0.9 | 3500 | 80
PG8G7S3D | Juno Lighting, LLC | Juno | R4K3600L3HCU[BL, BZ, SL, WH] | Indoor Luminaires | Interior Directional | Track or Mono-Point Directional Luminaires | Standard | FALSE | [9 empty] | 3/24/2015 12:00:00 AM | Dimmable | Continuous Above 10 | Not Yet Verified |  |  | 1722 | 57 | 30.3 | 20 | 0.9 | 3000 | 90
PGQFE9X7 | Juno Lighting, LLC | Juno | R600L4HCS[BL, BZ, SL, WH] | Indoor Luminaires | Interior Directional | Track or Mono-Point Directional Luminaires | Standard | FALSE | [9 empty] | 9/16/2015 12:00:00 AM | Dimmable | Continuous Above 10 | Not Yet Verified | Updated on 8/22/2016 |  | 716 | 72 | 9.9 | 20 | 0.95 | 4000 | 90
PESN3KD3 | Juno Lighting, LLC | Juno | R4K3600L27HCS[BL, BZ, SL, WH] | Indoor Luminaires | Interior Directional | Track or Mono-Point Directional Luminaires | Standard | FALSE | [9 empty] | 9/16/2015 12:00:00 AM | Dimmable | Continuous Above 10 | Not Yet Verified | Updated on 8/22/2016 |  | 1977 | 67 | 29.7 | 20 | 0.95 | 2700 | 90
P6GWHR3M | Juno Lighting, LLC | Juno | R4K3600L35HCS[BL, BZ, SL, WH] | Indoor Luminaires | Interior Directional | Track or Mono-Point Directional Luminaires | Standard | FALSE | [9 empty] | 9/16/2015 12:00:00 AM | Dimmable | Continuous Above 10 | Not Yet Verified | Updated on 8/22/2016 |  | 2100 | 71 | 29.7 | 20 | 0.95 | 3500 | 90
PU3WDSXK | Juno Lighting, LLC | Juno | R4K3600L4HCS[BL, BZ, SL, WH] | Indoor Luminaires | Interior Directional | Track or Mono-Point Directional Luminaires | Standard | FALSE | [9 empty] | 9/16/2015 12:00:00 AM | Dimmable | Continuous Above 10 | Not Yet Verified | Updated on 8/22/2016 |  | 2148 | 72 | 29.7 | 20 | 0.95 | 4000 | 90
PZ2Z3SSB | Juno Lighting, LLC | Juno | R4K3600L27KS[BL, BZ, SL, WH] | Indoor Luminaires | Interior Directional | Track or Mono-Point Directional Luminaires | Standard | FALSE | [9 empty] | 9/16/2015 12:00:00 AM | Dimmable | Continuous Above 10 | Not Yet Verified | Updated on 8/22/2016 |  | 2316 | 64 | 29.7 | 20 | 0.95 | 2700 | 80
PCB7Y6J2 | Juno Lighting, LLC | Juno | R4K3600L3KS[BL, BZ, SL, WH] | Indoor Luminaires | Interior Directional | Track or Mono-Point Directional Luminaires | Standard | FALSE | [9 empty] | 9/16/2015 12:00:00 AM | Dimmable | Continuous Above 10 | Not Yet Verified | Updated on 8/22/2016 |  | 2412 | 67 | 29.7 | 20 | 0.95 | 3000 | 80
P3Y51W9M | Juno Lighting, LLC | Juno | R600L3KU[BL, BZ, SL, WH] | Indoor Luminaires | Interior Directional | Track or Mono-Point Directional Luminaires | Standard | FALSE | [9 empty] | 12/16/2014 12:00:00 AM | Dimmable | Continuous Above 10 | Not Yet Verified |  |  | 675 | 67 | 10.1 | 20 | 0.9 | 3000 | 80
P7ZK7WBX | Juno Lighting, LLC | Juno | R600L35KF[BL, BZ, SL, WH] | Indoor Luminaires | Interior Directional | Track or Mono-Point Directional Luminaires | Standard | FALSE | [9 empty] | 12/16/2014 12:00:00 AM | Dimmable | Continuous Above 10 | Not Yet Verified |  |  | 823 | 81 | 10.1 | 20 | 0.9 | 3500 | 80
PD2KAKEE | Juno Lighting, LLC | Juno | R600L35HCS[BL, BZ, SL, WH] | Indoor Luminaires | Interior Directional | Track or Mono-Point Directional Luminaires | Standard | FALSE | [9 empty] | 9/16/2015 12:00:00 AM | Dimmable | Continuous Above 10 | Not Yet Verified | Updated on 8/22/2016 |  | 700 | 71 | 9.9 | 20 | 0.95 | 3500 | 90
PENBCGE3 | Juno Lighting, LLC | Juno | R600L3KS[BL, BZ, SL, WH] | Indoor Luminaires | Interior Directional | Track or Mono-Point Directional Luminaires | Standard | FALSE | [9 empty] | 9/16/2015 12:00:00 AM | Dimmable | Continuous Above 10 | Not Yet Verified | Updated on 8/22/2016 |  | 804 | 81 | 9.9 | 20 | 0.95 | 3000 | 80
PHHGRSCV | Juno Lighting, LLC | Juno | R600L27HCF[BL, BZ, SL, WH] | Indoor Luminaires | Interior Directional | Track or Mono-Point Directional Luminaires | Standard | FALSE | [9 empty] | 12/16/2014 12:00:00 AM | Dimmable | Continuous Above 10 | Not Yet Verified |  |  | 631 | 62 | 10.1 | 20 | 0.9 | 2700 | 90
PDJ15Z2A | Juno Lighting, LLC | Juno | R600L27HCU[BL, BZ, SL, WH] | Indoor Luminaires | Interior Directional | Track or Mono-Point Directional Luminaires | Standard | FALSE | [9 empty] | 12/16/2014 12:00:00 AM | Dimmable | Continuous Above 10 | Not Yet Verified |  |  | 533 | 53 | 10.1 | 20 | 0.9 | 2700 | 90
P8GZG45Q | Juno Lighting, LLC | Juno | R600L3HCU[BL, BZ, SL, WH] | Indoor Luminaires | Interior Directional | Track or Mono-Point Directional Luminaires | Standard | FALSE | [9 empty] | 12/16/2014 12:00:00 AM | Dimmable | Continuous Above 10 | Not Yet Verified |  |  | 574 | 57 | 10.1 | 20 | 0.9 | 3000 | 90
PUPVAU5H | Juno Lighting, LLC | Juno | R600L35HCN[BL, BZ, SL, WH] | Indoor Luminaires | Interior Directional | Track or Mono-Point Directional Luminaires | Standard | FALSE | [9 empty] | 12/16/2014 12:00:00 AM | Dimmable | Continuous Above 10 | Not Yet Verified |  |  | 594 | 59 | 10.1 | 20 | 0.9 | 3500 | 90
PV2VWC9E | Juno Lighting, LLC | Juno | R600L4HCF[BL, BZ, SL, WH] | Indoor Luminaires | Interior Directional | Track or Mono-Point Directional Luminaires | Standard | FALSE | [9 empty] | 12/16/2014 12:00:00 AM | Dimmable | Continuous Above 10 | Not Yet Verified |  |  | 719 | 71 | 10.1 | 20 | 0.9 | 4000 | 90
PN8DXJ7N | Juno Lighting, LLC | Juno | R600L3KN[BL, BZ, SL, WH] | Indoor Luminaires | Interior Directional | Track or Mono-Point Directional Luminaires | Standard | FALSE | [9 empty] | 12/16/2014 12:00:00 AM | Dimmable | Continuous Above 10 | Not Yet Verified |  |  | 675 | 67 | 10.1 | 20 | 0.9 | 3000 | 80
PTW7QPQY | Juno Lighting, LLC | Juno | R4K3600L4KU[BL, BZ, SL, WH] | Indoor Luminaires | Interior Directional | Track or Mono-Point Directional Luminaires | Standard | FALSE | [9 empty] | 3/24/2015 12:00:00 AM | Dimmable | Continuous Above 10 | Not Yet Verified |  |  | 2127 | 70 | 30.3 | 20 | 0.9 | 4000 | 80
PP6YQSSC | Juno Lighting, LLC | Juno | R4K3600L27KU[BL, BZ, SL, WH] | Indoor Luminaires | Interior Directional | Track or Mono-Point Directional Luminaires | Standard | FALSE | [9 empty] | 3/24/2015 12:00:00 AM | Dimmable | Continuous Above 10 | Not Yet Verified |  |  | 1944 | 64 | 30.3 | 20 | 0.9 | 2700 | 80
PXS2R15R | Juno Lighting, LLC | Juno | R4K3600L35HCU[BL, BZ, SL, WH] | Indoor Luminaires | Interior Directional | Track or Mono-Point Directional Luminaires | Standard | FALSE | [9 empty] | 3/24/2015 12:00:00 AM | Dimmable | Continuous Above 10 | Not Yet Verified |  |  | 1782 | 59 | 30.3 | 20 | 0.9 | 3500 | 90
P6ZNYJ3H | Juno Lighting, LLC | Juno | R4K3600L3KU[BL, BZ, SL, WH] | Indoor Luminaires | Interior Directional | Track or Mono-Point Directional Luminaires | Standard | FALSE | [9 empty] | 3/24/2015 12:00:00 AM | Dimmable | Continuous Above 10 | Not Yet Verified |  |  | 2025 | 67 | 30.3 | 20 | 0.9 | 3000 | 80
PTYG5DD3 | Juno Lighting, LLC | Juno | R600L27HCS[BL, BZ, SL, WH] | Indoor Luminaires | Interior Directional | Track or Mono-Point Directional Luminaires | Standard | FALSE | [9 empty] | 9/16/2015 12:00:00 AM | Dimmable | Continuous Above 10 | Not Yet Verified | Updated on 8/22/2016 |  | 659 | 67 | 9.9 | 20 | 0.95 | 2700 | 90
PYT8FNZM | Juno Lighting, LLC | Juno | R600L35KS[BL, BZ, SL, WH] | Indoor Luminaires | Interior Directional | Track or Mono-Point Directional Luminaires | Standard | FALSE | [9 empty] | 9/16/2015 12:00:00 AM | Dimmable | Continuous Above 10 | Not Yet Verified | Updated on 8/22/2016 |  | 828 | 84 | 9.9 | 20 | 0.95 | 3500 | 80
P4UEHYU5 | Juno Lighting, LLC | Juno | R4K3600L35KS[BL, BZ, SL, WH] | Indoor Luminaires | Interior Directional | Track or Mono-Point Directional Luminaires | Standard | FALSE | [9 empty] | 9/16/2015 12:00:00 AM | Dimmable | Continuous Above 10 | Not Yet Verified | Updated on 8/22/2016 |  | 2484 | 69 | 29.7 | 20 | 0.95 | 3500 | 80
PJX7D79A | Juno Lighting, LLC | Juno | R4K3600L4KS[BL, BZ, SL, WH] | Indoor Luminaires | Interior Directional | Track or Mono-Point Directional Luminaires | Standard | FALSE | [9 empty] | 9/16/2015 12:00:00 AM | Dimmable | Continuous Above 10 | Not Yet Verified | Updated on 8/22/2016 |  | 2532 | 70 | 29.7 | 20 | 0.95 | 4000 | 80
P72AWM5N | Juno Lighting, LLC | Juno | R4K3600L4HCU[BL, BZ, SL, WH] | Indoor Luminaires | Interior Directional | Track or Mono-Point Directional Luminaires | Standard | FALSE | [9 empty] | 3/24/2015 12:00:00 AM | Dimmable | Continuous Above 10 | Not Yet Verified |  |  | 1824 | 60 | 30.3 | 20 | 0.9 | 4000 | 90
PHV6U5WW | Juno Lighting, LLC | Juno | R600L4KS[BL, BZ, SL, WH] | Indoor Luminaires | Interior Directional | Track or Mono-Point Directional Luminaires | Standard | FALSE | [9 empty] | 9/16/2015 12:00:00 AM | Dimmable | Continuous Above 10 | Not Yet Verified | Updated on 8/22/2016 |  | 844 | 85 | 9.9 | 20 | 0.95 | 4000 | 80
PQQEK649 | Juno Lighting, LLC | Juno | R600L4KU[BL, BZ, SL, WH] | Indoor Luminaires | Interior Directional | Track or Mono-Point Directional Luminaires | Standard | FALSE | [9 empty] | 12/16/2014 12:00:00 AM | Dimmable | Continuous Above 10 | Not Yet Verified |  |  | 709 | 70 | 10.1 | 20 | 0.9 | 4000 | 80
P61Z6R1X | Juno Lighting, LLC | Juno | R600L4KF[BL, BZ, SL, WH] | Indoor Luminaires | Interior Directional | Track or Mono-Point Directional Luminaires | Standard | FALSE | [9 empty] | 12/16/2014 12:00:00 AM | Dimmable | Continuous Above 10 | Not Yet Verified |  |  | 839 | 83 | 10.1 | 20 | 0.9 | 4000 | 80
P52CX5N4 | Juno Lighting, LLC | Juno | R600L35HCU[BL, BZ, SL, WH] | Indoor Luminaires | Interior Directional | Track or Mono-Point Directional Luminaires | Standard | FALSE | [9 empty] | 12/16/2014 12:00:00 AM | Dimmable | Continuous Above 10 | Not Yet Verified |  |  | 594 | 59 | 10.1 | 20 | 0.9 | 3500 | 90
PCAX67VK | Juno Lighting, LLC | Juno | R600L4HCU[BL, BZ, SL, WH] | Indoor Luminaires | Interior Directional | Track or Mono-Point Directional Luminaires | Standard | FALSE | [9 empty] | 12/16/2014 12:00:00 AM | Dimmable | Continuous Above 10 | Not Yet Verified |  |  | 608 | 60 | 10.1 | 20 | 0.9 | 4000 | 90
PQXV8SWJ | Juno Lighting, LLC | Juno | R600L27KU[BL, BZ, SL, WH] | Indoor Luminaires | Interior Directional | Track or Mono-Point Directional Luminaires | Standard | FALSE | [9 empty] | 12/16/2014 12:00:00 AM | Dimmable | Continuous Above 10 | Not Yet Verified |  |  | 648 | 64 | 10.1 | 20 | 0.9 | 2700 | 80
PJ45MFPD | Juno Lighting, LLC | Juno | R600L27KN[BL, BZ, SL, WH] | Indoor Luminaires | Interior Directional | Track or Mono-Point Directional Luminaires | Standard | FALSE | [9 empty] | 12/16/2014 12:00:00 AM | Dimmable | Continuous Above 10 | Not Yet Verified |  |  | 648 | 64 | 10.1 | 20 | 0.9 | 2700 | 80
PV8EWWF8 | Juno Lighting, LLC | Juno | [T, TEK, HTEK]209LG2-4F[BL, SL, WH] | Indoor Luminaires | Interior Directional | Track or Mono-Point Directional Luminaires | Standard | TRUE | 1992 | 103.9 | 19.18 | 14.5 | 0.956 | 4018 | 82.74 | 5 | 50000 | 6/25/2015 12:00:00 AM | Dimmable | Continuous Above 10 | Not Yet Verified |  | 2.1 | 1860 | 98 | 19 | 20 | 0.92 | 4000 | 80
P3N5RP5N | Juno Lighting, LLC | Juno | [T, TEK, HTEK]209LG2-27HCF[BL, SL, WH] | Indoor Luminaires | Interior Directional | Track or Mono-Point Directional Luminaires | Standard | TRUE | 1479 | 76.8 | 19.26 | 14.5 | 0.956 | 2745 | 91.67 | 5 | 50000 | 6/25/2015 12:00:00 AM | Dimmable | Continuous Above 10 | Not Yet Verified |  | 2.1 | 1341 | 71 | 19 | 20 | 0.92 | 2700 | 90
P63WYA3H | Juno Lighting, LLC | Juno | SP209MLLG2-3HCSSTN | Indoor Luminaires | Interior Directional | Track or Mono-Point Directional Luminaires | Standard | FALSE | [9 empty] | 6/25/2015 12:00:00 AM | Dimmable | Continuous Above 10 | Not Yet Verified |  |  | 1430 | 75 | 19 | 20 | 0.92 | 3000 | 90
PWVJM19R | Juno Lighting, LLC | Juno | SP209MLLG2-35HCSSTN | Indoor Luminaires | Interior Directional | Track or Mono-Point Directional Luminaires | Standard | FALSE | [9 empty] | 6/25/2015 12:00:00 AM | Dimmable | Continuous Above 10 | Not Yet Verified |  |  | 1520 | 80 | 19 | 20 | 0.92 | 3500 | 90
PYT73UE3 | Juno Lighting, LLC | Juno | [T209LG2, TEK209LG2, HTEK209LG2]-4HCF[BL, SL, WH] | Indoor Luminaires | Interior Directional | Track or Mono-Point Directional Luminaires | Standard | FALSE | [9 empty] | 6/25/2015 12:00:00 AM | Dimmable | Continuous Above 10 | Not Yet Verified |  |  | 1556 | 82 | 19 | 20 | 0.92 | 4000 | 90
P4KEGG21 | Juno Lighting, LLC | Juno | SP209MLLG2-4SSTN | Indoor Luminaires | Interior Directional | Track or Mono-Point Directional Luminaires | Standard | FALSE | [9 empty] | 6/25/2015 12:00:00 AM | Dimmable | Continuous Above 10 | Not Yet Verified |  |  | 1882 | 99 | 19 | 20 | 0.92 | 4000 | 80
P3JDJRXZ | Juno Lighting, LLC | Juno | [T209LG2, TEK209LG2, HTEK209LG2]-27N[BL, SL, WH] | Indoor Luminaires | Interior Directional | Track or Mono-Point Directional Luminaires | Standard | FALSE | [9 empty] | 6/25/2015 12:00:00 AM | Dimmable | Continuous Above 10 | Not Yet Verified |  |  | 1767 | 93 | 19 | 20 | 0.92 | 2700 | 80
PZG19JN5 | Juno Lighting, LLC | Juno | [T209LG2, TEK209LG2, HTEK209LG2]-3F[BL, SL, WH] | Indoor Luminaires | Interior Directional | Track or Mono-Point Directional Luminaires | Standard | FALSE | [9 empty] | 6/25/2015 12:00:00 AM | Dimmable | Continuous Above 10 | Not Yet Verified |  |  | 1788 | 94 | 19 | 20 | 0.92 | 3000 | 80
PTNVTKCG | Juno Lighting, LLC | Juno | [T209LG2, TEK209LG2, HTEK209LG2]-35F[BL, SL, WH] | Indoor Luminaires | Interior Directional | Track or Mono-Point Directional Luminaires | Standard | FALSE | [9 empty] | 6/25/2015 12:00:00 AM | Dimmable | Continuous Above 10 | Not Yet Verified |  |  | 1842 | 97 | 19 | 20 | 0.92 | 3500 | 80
PBB5ZCVD | Juno Lighting, LLC | Juno | SP209MLLG2-4HCFSTN | Indoor Luminaires | Interior Directional | Track or Mono-Point Directional Luminaires | Standard | FALSE | [9 empty] | 6/25/2015 12:00:00 AM | Dimmable | Continuous Above 10 | Not Yet Verified |  |  | 1556 | 82 | 19 | 20 | 0.92 | 4000 | 90
PRVPUK3D | Juno Lighting, LLC | Juno | SP209MLLG2-27HCNSTN | Indoor Luminaires | Interior Directional | Track or Mono-Point Directional Luminaires | Standard | FALSE | [9 empty] | 6/25/2015 12:00:00 AM | Dimmable | Continuous Above 10 | Not Yet Verified |  |  | 1410 | 74 | 19 | 20 | 0.92 | 2700 | 90
PYE85N9F | Juno Lighting, LLC | Juno | [T209LG2, TEK209LG2, HTEK209LG2]-4N[BL, SL, WH] | Indoor Luminaires | Interior Directional | Track or Mono-Point Directional Luminaires | Standard | FALSE | [9 empty] | 6/25/2015 12:00:00 AM | Dimmable | Continuous Above 10 | Not Yet Verified |  |  | 1955 | 103 | 19 | 20 | 0.92 | 4000 | 80
PXZ2T1V7 | Juno Lighting, LLC | Juno | [T209LG2, TEK209LG2, HTEK209LG2]-27HCN[BL, SL, WH] | Indoor Luminaires | Interior Directional | Track or Mono-Point Directional Luminaires | Standard | FALSE | [9 empty] | 6/25/2015 12:00:00 AM | Dimmable | Continuous Above 10 | Not Yet Verified |  |  | 1410 | 74 | 19 | 20 | 0.92 | 2700 | 90
PWKFHMWA | Juno Lighting, LLC | Juno | [T209LG2, TEK209LG2, HTEK209LG2]-3HCS[BL, SL, WH] | Indoor Luminaires | Interior Directional | Track or Mono-Point Directional Luminaires | Standard | FALSE | [9 empty] | 6/25/2015 12:00:00 AM | Dimmable | Continuous Above 10 | Not Yet Verified |  |  | 1430 | 75 | 19 | 20 | 0.92 | 3000 | 90
PD53JPXY | Juno Lighting, LLC | Juno | [T209LG2, TEK209LG2, HTEK209LG2]-35N[BL, SL, WH] | Indoor Luminaires | Interior Directional | Track or Mono-Point Directional Luminaires | Standard | FALSE | [9 empty] | 6/25/2015 12:00:00 AM | Dimmable | Continuous Above 10 | Not Yet Verified |  |  | 1936 | 102 | 19 | 20 | 0.92 | 3500 | 80
PPQ6Z6HQ | Juno Lighting, LLC | Juno | [T209LG2, TEK209LG2, HTEK209LG2]-27HCS[BL, SL, WH] | Indoor Luminaires | Interior Directional | Track or Mono-Point Directional Luminaires | Standard | FALSE | [9 empty] | 6/25/2015 12:00:00 AM | Dimmable | Continuous Above 10 | Not Yet Verified |  |  | 1358 | 71 | 19 | 20 | 0.92 | 2700 | 90
PS9FTVYE | Juno Lighting, LLC | Juno | SP209MLLG2-27FSTN | Indoor Luminaires | Interior Directional | Track or Mono-Point Directional Luminaires | Standard | FALSE | [9 empty] | 6/25/2015 12:00:00 AM | Dimmable | Continuous Above 10 | Not Yet Verified |  |  | 1681 | 88 | 19 | 20 | 0.92 | 2700 | 80
PYQ45DXV | Juno Lighting, LLC | Juno | SP209MLLG2-27SSTN | Indoor Luminaires | Interior Directional | Track or Mono-Point Directional Luminaires | Standard | FALSE | [9 empty] | 6/25/2015 12:00:00 AM | Dimmable | Continuous Above 10 | Not Yet Verified |  |  | 1701 | 90 | 19 | 20 | 0.92 | 2700 | 80
PN8SER7G | Juno Lighting, LLC | Juno | SP209MLLG2-3NSTN | Indoor Luminaires | Interior Directional | Track or Mono-Point Directional Luminaires | Standard | FALSE | [9 empty] | 6/25/2015 12:00:00 AM | Dimmable | Continuous Above 10 | Not Yet Verified |  |  | 1880 | 99 | 19 | 20 | 0.92 | 3000 | 80
PT1J9RXK | Juno Lighting, LLC | Juno | SP209MLLG2-3SSTN | Indoor Luminaires | Interior Directional | Track or Mono-Point Directional Luminaires | Standard | FALSE | [9 empty] | 6/25/2015 12:00:00 AM | Dimmable | Continuous Above 10 | Not Yet Verified |  |  | 1810 | 95 | 19 | 20 | 0.92 | 3000 | 80
P89VY3VB | Juno Lighting, LLC | Juno | SP209MLLG2-35FSTN | Indoor Luminaires | Interior Directional | Track or Mono-Point Directional Luminaires | Standard | FALSE | [9 empty] | 6/25/2015 12:00:00 AM | Dimmable | Continuous Above 10 | Not Yet Verified |  |  | 1842 | 97 | 19 | 20 | 0.92 | 3500 | 80
PXWPDV7Y | Juno Lighting, LLC | Juno | SP209MLLG2-35NSTN | Indoor Luminaires | Interior Directional | Track or Mono-Point Directional Luminaires | Standard | FALSE | [9 empty] | 6/25/2015 12:00:00 AM | Dimmable | Continuous Above 10 | Not Yet Verified |  |  | 1936 | 102 | 19 | 20 | 0.92 | 3500 | 80
PZU6Y9J5 | Juno Lighting, LLC | Juno | SP209MLLG2-4NSTN | Indoor Luminaires | Interior Directional | Track or Mono-Point Directional Luminaires | Standard | FALSE | [9 empty] | 6/25/2015 12:00:00 AM | Dimmable | Continuous Above 10 | Not Yet Verified |  |  | 1955 | 103 | 19 | 20 | 0.92 | 4000 | 80
P91GEB68 | Juno Lighting, LLC | Juno | SP209MLLG2-27HCSSTN | Indoor Luminaires | Interior Directional | Track or Mono-Point Directional Luminaires | Standard | FALSE | [9 empty] | 6/25/2015 12:00:00 AM | Dimmable | Continuous Above 10 | Not Yet Verified |  |  | 1358 | 71 | 19 | 20 | 0.92 | 2700 | 90
P9UNZV1T | Juno Lighting, LLC | Juno | SP209MLLG2-3HCNSTN | Indoor Luminaires | Interior Directional | Track or Mono-Point Directional Luminaires | Standard | FALSE | [9 empty] | 6/25/2015 12:00:00 AM | Dimmable | Continuous Above 10 | Not Yet Verified |  |  | 1485 | 78 | 19 | 20 | 0.92 | 3000 | 90
P7VSACZC | Juno Lighting, LLC | Juno | SP209MLLG2-4HCNSTN | Indoor Luminaires | Interior Directional | Track or Mono-Point Directional Luminaires | Standard | FALSE | [9 empty] | 6/25/2015 12:00:00 AM | Dimmable | Continuous Above 10 | Not Yet Verified |  |  | 1636 | 86 | 19 | 20 | 0.92 | 4000 | 90
PAM6FASQ | Juno Lighting, LLC | Juno | SP209MLLG2-4HCSSTN | Indoor Luminaires | Interior Directional | Track or Mono-Point Directional Luminaires | Standard | FALSE | [9 empty] | 6/25/2015 12:00:00 AM | Dimmable | Continuous Above 10 | Not Yet Verified |  |  | 1575 | 83 | 19 | 20 | 0.92 | 4000 | 90
P9SDZS25 | Juno Lighting, LLC | Juno | SP209MLLG2-35HCFSTN | Indoor Luminaires | Interior Directional | Track or Mono-Point Directional Luminaires | Standard | FALSE | [9 empty] | 6/25/2015 12:00:00 AM | Dimmable | Continuous Above 10 | Not Yet Verified |  |  | 1502 | 79 | 19 | 20 | 0.92 | 3500 | 90
PQFNWQJQ | Juno Lighting, LLC | Juno | [T209LG2, TEK209LG2, HTEK209LG2]-35HCF[BL, SL, WH] | Indoor Luminaires | Interior Directional | Track or Mono-Point Directional Luminaires | Standard | FALSE | [9 empty] | 6/25/2015 12:00:00 AM | Dimmable | Continuous Above 10 | Not Yet Verified |  |  | 1502 | 79 | 19 | 20 | 0.92 | 3500 | 90
PNZCRSJS | Juno Lighting, LLC | Juno | [T209LG2, TEK209LG2, HTEK209LG2]-27F[BL, SL, WH] | Indoor Luminaires | Interior Directional | Track or Mono-Point Directional Luminaires | Standard | FALSE | [9 empty] | 6/25/2015 12:00:00 AM | Dimmable | Continuous Above 10 | Not Yet Verified |  |  | 1681 | 88 | 19 | 20 | 0.92 | 2700 | 80
PBSRVY3N | Juno Lighting, LLC | Juno | SP209MLLG2-3HCFSTN | Indoor Luminaires | Interior Directional | Track or Mono-Point Directional Luminaires | Standard | FALSE | [9 empty] | 6/25/2015 12:00:00 AM | Dimmable | Continuous Above 10 | Not Yet Verified |  |  | 1413 | 74 | 19 | 20 | 0.92 | 3000 | 90
P8YEE5BT | Juno Lighting, LLC | Juno | [T209LG2, TEK209LG2, HTEK209LG2]-3N[BL, SL, WH] | Indoor Luminaires | Interior Directional | Track or Mono-Point Directional Luminaires | Standard | FALSE | [9 empty] | 6/25/2015 12:00:00 AM | Dimmable | Continuous Above 10 | Not Yet Verified |  |  | 1880 | 99 | 19 | 20 | 0.92 | 3000 | 80
PE1RUWPK | Juno Lighting, LLC | Juno | [T209LG2, TEK209LG2, HTEK209LG2]-4HCN[BL, SL, WH] | Indoor Luminaires | Interior Directional | Track or Mono-Point Directional Luminaires | Standard | FALSE | [9 empty] | 6/25/2015 12:00:00 AM | Dimmable | Continuous Above 10 | Not Yet Verified |  |  | 1636 | 86 | 19 | 20 | 0.92 | 4000 | 90
PV8CF53J | Juno Lighting, LLC | Juno | SP209MLLG2-35HCNSTN | Indoor Luminaires | Interior Directional | Track or Mono-Point Directional Luminaires | Standard | FALSE | [9 empty] | 6/25/2015 12:00:00 AM | Dimmable | Continuous Above 10 | Not Yet Verified |  |  | 1579 | 83 | 19 | 20 | 0.92 | 3500 | 90
P3XN7JZQ | Juno Lighting, LLC | Juno | [T209LG2, TEK209LG2, HTEK209LG2]-27S[BL, SL, WH] | Indoor Luminaires | Interior Directional | Track or Mono-Point Directional Luminaires | Standard | FALSE | [9 empty] | 6/25/2015 12:00:00 AM | Dimmable | Continuous Above 10 | Not Yet Verified |  |  | 1701 | 90 | 19 | 20 | 0.92 | 2700 | 80
P49G9PNQ | Juno Lighting, LLC | Juno | [T209LG2, TEK209LG2, HTEK209LG2]-3S[BL, SL, WH] | Indoor Luminaires | Interior Directional | Track or Mono-Point Directional Luminaires | Standard | FALSE | [9 empty] | 6/25/2015 12:00:00 AM | Dimmable | Continuous Above 10 | Not Yet Verified |  |  | 1810 | 95 | 19 | 20 | 0.92 | 3000 | 80
PSNSH6W5 | Juno Lighting, LLC | Juno | [T209LG2, TEK209LG2, HTEK209LG2]-35S[BL, SL, WH] | Indoor Luminaires | Interior Directional | Track or Mono-Point Directional Luminaires | Standard | FALSE | [9 empty] | 6/25/2015 12:00:00 AM | Dimmable | Continuous Above 10 | Not Yet Verified |  |  | 1864 | 98 | 19 | 20 | 0.92 | 3500 | 80
P4ER8KY4 | Juno Lighting, LLC | Juno | [T209LG2, TEK209LG2, HTEK209LG2]-4S[BL, SL, WH] | Indoor Luminaires | Interior Directional | Track or Mono-Point Directional Luminaires | Standard | FALSE | [9 empty] | 6/25/2015 12:00:00 AM | Dimmable | Continuous Above 10 | Not Yet Verified |  |  | 1882 | 99 | 19 | 20 | 0.92 | 4000 | 80
P15QBXSY | Juno Lighting, LLC | Juno | [T209LG2, TEK209LG2, HTEK209LG2]-3HCF[BL, SL, WH] | Indoor Luminaires | Interior Directional | Track or Mono-Point Directional Luminaires | Standard | FALSE | [9 empty] | 6/25/2015 12:00:00 AM | Dimmable | Continuous Above 10 | Not Yet Verified |  |  | 1413 | 74 | 19 | 20 | 0.92 | 3000 | 90
PGBJV8A2 | Juno Lighting, LLC | Juno | [T209LG2, TEK209LG2, HTEK209LG2]-3HCN[BL, SL, WH] | Indoor Luminaires | Interior Directional | Track or Mono-Point Directional Luminaires | Standard | FALSE | [9 empty] | 6/25/2015 12:00:00 AM | Dimmable | Continuous Above 10 | Not Yet Verified |  |  | 1485 | 78 | 19 | 20 | 0.92 | 3000 | 90
PZUJQRQC | Juno Lighting, LLC | Juno | [T209LG2, TEK209LG2, HTEK209LG2]-35HCN[BL, SL, WH] | Indoor Luminaires | Interior Directional | Track or Mono-Point Directional Luminaires | Standard | FALSE | [9 empty] | 6/25/2015 12:00:00 AM | Dimmable | Continuous Above 10 | Not Yet Verified |  |  | 1579 | 83 | 19 | 20 | 0.92 | 3500 | 90
PSRP1NYQ | Juno Lighting, LLC | Juno | [T209LG2, TEK209LG2, HTEK209LG2]-35HCS[BL, SL, WH] | Indoor Luminaires | Interior Directional | Track or Mono-Point Directional Luminaires | Standard | FALSE | [9 empty] | 6/25/2015 12:00:00 AM | Dimmable | Continuous Above 10 | Not Yet Verified |  |  | 1520 | 80 | 19 | 20 | 0.92 | 3500 | 90
PZCRHHHS | Juno Lighting, LLC | Juno | [T209LG2, TEK209LG2, HTEK209LG2]-4HCS[BL, SL, WH] | Indoor Luminaires | Interior Directional | Track or Mono-Point Directional Luminaires | Standard | FALSE | [9 empty] | 6/25/2015 12:00:00 AM | Dimmable | Continuous Above 10 | Not Yet Verified |  |  | 1575 | 83 | 19 | 20 | 0.92 | 4000 | 90
P53S97W1 | Juno Lighting, LLC | Juno | SP209MLLG2-27NSTN | Indoor Luminaires | Interior Directional | Track or Mono-Point Directional Luminaires | Standard | FALSE | [9 empty] | 6/25/2015 12:00:00 AM | Dimmable | Continuous Above 10 | Not Yet Verified |  |  | 1767 | 93 | 19 | 20 | 0.92 | 2700 | 80
P4354A23 | Juno Lighting, LLC | Juno | SP209MLLG2-3FSTN | Indoor Luminaires | Interior Directional | Track or Mono-Point Directional Luminaires | Standard | FALSE | [9 empty] | 6/25/2015 12:00:00 AM | Dimmable | Continuous Above 10 | Not Yet Verified |  |  | 1788 | 94 | 19 | 20 | 0.92 | 3000 | 80
PFKYV6NS | Juno Lighting, LLC | Juno | SP209MLLG2-35SSTN | Indoor Luminaires | Interior Directional | Track or Mono-Point Directional Luminaires | Standard | FALSE | [9 empty] | 6/25/2015 12:00:00 AM | Dimmable | Continuous Above 10 | Not Yet Verified |  |  | 1864 | 98 | 19 | 20 | 0.92 | 3500 | 80
P594SYUE | Juno Lighting, LLC | Juno | SP209MLLG2-4FSTN | Indoor Luminaires | Interior Directional | Track or Mono-Point Directional Luminaires | Standard | FALSE | [9 empty] | 6/25/2015 12:00:00 AM | Dimmable | Continuous Above 10 | Not Yet Verified |  |  | 1860 | 98 | 19 | 20 | 0.92 | 4000 | 80
PMDA5ATM | Juno Lighting, LLC | Juno | SP209MLLG2-27HCFSTN | Indoor Luminaires | Interior Directional | Track or Mono-Point Directional Luminaires | Standard | FALSE | [9 empty] | 6/25/2015 12:00:00 AM | Dimmable | Continuous Above 10 | Not Yet Verified |  |  | 1341 | 71 | 19 | 20 | 0.92 | 2700 | 90
P2VQFX5R | Juno Lighting, LLC | Juno | [T283, TEK283, HTEK283, SP283][ML, L]-4KN[All Housing Colors] | Indoor Luminaires | Interior Directional | Track or Mono-Point Directional Luminaires | Standard | TRUE | 2552 | 96.96 | 26.32 | 14.6 | 0.968 | 4097 | 83.58 | 5 | 50000 | 11/24/2015 12:00:00 AM | Dimmable | Continuous Below 10 | No |  | 3 | 2384 | 85 | 28 | 20 | 0.9 | 4000 | 80
P1F1KGE8 | Juno Lighting, LLC | Juno | [T283, TEK283, HTEK283, SP283][ML, L]-27HCN[All Housing Colors] | Indoor Luminaires | Interior Directional | Track or Mono-Point Directional Luminaires | Standard | TRUE | 1838 | 69.81 | 26.33 | 14.6 | 0.968 | 2693 | 93.14 | 5 | 50000 | 11/24/2015 12:00:00 AM | Dimmable | Continuous Below 10 | No |  | 3 | 1817 | 65 | 28 | 20 | 0.9 | 2700 | 90
PFXKNTJE | Juno Lighting, LLC | Juno | [T283, TEK283, HTEK283, SP283][ML, L]-4KS[All Housing Colors] | Indoor Luminaires | Interior Directional | Track or Mono-Point Directional Luminaires | Standard | FALSE | [9 empty] | 11/24/2015 12:00:00 AM | Dimmable | Continuous Below 10 | No |  |  | 2408 | 86 | 28 | 20 | 0.9 | 4000 | 80
PA5F3DTB | Juno Lighting, LLC | Juno | [T283L, TEK283L, HTEK283L, SP283MLL]-3VN[BL, SL, WH, STN] | Indoor Luminaires | Interior Directional | Track or Mono-Point Directional Luminaires | Standard | FALSE | [9 empty] | 1/5/2016 12:00:00 AM | Dimmable | Continuous Below 10 | No |  |  | 1998 | 71 | 28 | 20 | 0.9 | 3000 | 90
P7EHPHJF | Juno Lighting, LLC | Juno | [T283L, TEK283L, HTEK283L, SP283MLL]-35VN[BL, SL, WH, STN] | Indoor Luminaires | Interior Directional | Track or Mono-Point Directional Luminaires | Standard | FALSE | [9 empty] | 1/5/2016 12:00:00 AM | Dimmable | Continuous Below 10 | No |  |  | 2044 | 73 | 28 | 20 | 0.9 | 3500 | 90
PDM6DZVM | Juno Lighting, LLC | Juno | [T283L, TEK283L, HTEK283L, SP283MLL]-3VS[BL, SL, WH, STN] | Indoor Luminaires | Interior Directional | Track or Mono-Point Directional Luminaires | Standard | FALSE | [9 empty] | 1/5/2016 12:00:00 AM | Dimmable | Continuous Below 10 | No |  |  | 2018 | 72 | 28 | 20 | 0.9 | 3000 | 90
P5MCJBVQ | Juno Lighting, LLC | Juno | [T283L, TEK283L, HTEK283L, SP283MLL]-35VS[BL, SL, WH, STN] | Indoor Luminaires | Interior Directional | Track or Mono-Point Directional Luminaires | Standard | FALSE | [9 empty] | 1/5/2016 12:00:00 AM | Dimmable | Continuous Below 10 | No |  |  | 2064 | 74 | 28 | 20 | 0.9 | 3500 | 90
PNQT38ZF | Juno Lighting, LLC | Juno | [T283L, TEK283L, HTEK283L, SP283MLL]-3VF[BL, SL, WH, STN] | Indoor Luminaires | Interior Directional | Track or Mono-Point Directional Luminaires | Standard | FALSE | [9 empty] | 1/5/2016 12:00:00 AM | Dimmable | Continuous Below 10 | No |  |  | 2141 | 76 | 28 | 20 | 0.9 | 3000 | 90
PBBG497N | Juno Lighting, LLC | Juno | [T283, TEK283, HTEK283, SP283][ML, L]-35KF[All Housing Colors] | Indoor Luminaires | Interior Directional | Track or Mono-Point Directional Luminaires | Standard | FALSE | [9 empty] | 11/24/2015 12:00:00 AM | Dimmable | Continuous Below 10 | No |  |  | 2506 | 90 | 28 | 20 | 0.9 | 3500 | 80
PDR1SV39 | Juno Lighting, LLC | Juno | [T283, TEK283, HTEK283, SP283][ML, L]-4KF[All Housing Colors] | Indoor Luminaires | Interior Directional | Track or Mono-Point Directional Luminaires | Standard | FALSE | [9 empty] | 11/24/2015 12:00:00 AM | Dimmable | Continuous Below 10 | No |  |  | 2555 | 91 | 28 | 20 | 0.9 | 4000 | 80
PQZ6RZTV | Juno Lighting, LLC | Juno | [T283, TEK283, HTEK283, SP283][ML, L]-35HCF[All Housing Colors] | Indoor Luminaires | Interior Directional | Track or Mono-Point Directional Luminaires | Standard | FALSE | [9 empty] | 11/24/2015 12:00:00 AM | Dimmable | Continuous Below 10 | No |  |  | 2093 | 75 | 28 | 20 | 0.9 | 3500 | 90
PD63MDF4 | Juno Lighting, LLC | Juno | [T283, TEK283, HTEK283, SP283][ML, L]-3HCF[All Housing Colors] | Indoor Luminaires | Interior Directional | Track or Mono-Point Directional Luminaires | Standard | FALSE | [9 empty] | 11/24/2015 12:00:00 AM | Dimmable | Continuous Below 10 | No |  |  | 2020 | 72 | 28 | 20 | 0.9 | 3000 | 90
PF3RND2R | Juno Lighting, LLC | Juno | [T283, TEK283, HTEK283, SP283][ML, L]-4HCF[All Housing Colors] | Indoor Luminaires | Interior Directional | Track or Mono-Point Directional Luminaires | Standard | FALSE | [9 empty] | 11/24/2015 12:00:00 AM | Dimmable | Continuous Below 10 | No |  |  | 2141 | 76 | 28 | 20 | 0.9 | 4000 | 90
PF76PXHC | Juno Lighting, LLC | Juno | [T283, TEK283, HTEK283, SP283][ML, L]-4HCS[All Housing Colors] | Indoor Luminaires | Interior Directional | Track or Mono-Point Directional Luminaires | Standard | FALSE | [9 empty] | 11/24/2015 12:00:00 AM | Dimmable | Continuous Below 10 | No |  |  | 2018 | 72 | 28 | 20 | 0.9 | 4000 | 90
P97MKMDE | Juno Lighting, LLC | Juno | [T283, TEK283, HTEK283, SP283][ML, L]-35KS[All Housing Colors] | Indoor Luminaires | Interior Directional | Track or Mono-Point Directional Luminaires | Standard | FALSE | [9 empty] | 11/24/2015 12:00:00 AM | Dimmable | Continuous Below 10 | No |  |  | 2362 | 84 | 28 | 20 | 0.9 | 3500 | 80
P1ZM998W | Juno Lighting, LLC | Juno | [T283, TEK283, HTEK283, SP283][ML, L]-35KN[All Housing Colors] | Indoor Luminaires | Interior Directional | Track or Mono-Point Directional Luminaires | Standard | FALSE | [9 empty] | 11/24/2015 12:00:00 AM | Dimmable | Continuous Below 10 | No |  |  | 2339 | 84 | 28 | 20 | 0.9 | 3500 | 80
PEG2RX21 | Juno Lighting, LLC | Juno | [T283, TEK283, HTEK283, SP283][ML, L]-27KF[All Housing Colors] | Indoor Luminaires | Interior Directional | Track or Mono-Point Directional Luminaires | Standard | FALSE | [9 empty] | 11/24/2015 12:00:00 AM | Dimmable | Continuous Below 10 | No |  |  | 2360 | 84 | 28 | 20 | 0.9 | 2700 | 80
PBZDA53P | Juno Lighting, LLC | Juno | [T283, TEK283, HTEK283, SP283][ML, L]-27KN[All Housing Colors] | Indoor Luminaires | Interior Directional | Track or Mono-Point Directional Luminaires | Standard | FALSE | [9 empty] | 11/24/2015 12:00:00 AM | Dimmable | Continuous Below 10 | No |  |  | 2203 | 79 | 28 | 20 | 0.9 | 2700 | 80
PTG5DNQW | Juno Lighting, LLC | Juno | [T283, TEK283, HTEK283, SP283][ML, L]-3KF[All Housing Colors] | Indoor Luminaires | Interior Directional | Track or Mono-Point Directional Luminaires | Standard | FALSE | [9 empty] | 11/24/2015 12:00:00 AM | Dimmable | Continuous Below 10 | No |  |  | 2433 | 87 | 28 | 20 | 0.9 | 3000 | 80
P6WXJPGV | Juno Lighting, LLC | Juno | [T283, TEK283, HTEK283, SP283][ML, L]-3KN[All Housing Colors] | Indoor Luminaires | Interior Directional | Track or Mono-Point Directional Luminaires | Standard | FALSE | [9 empty] | 11/24/2015 12:00:00 AM | Dimmable | Continuous Below 10 | No |  |  | 2271 | 81 | 28 | 20 | 0.9 | 3000 | 80
P6MKPH8Z | Juno Lighting, LLC | Juno | [T283, TEK283, HTEK283, SP283][ML, L]-27HCF[All Housing Colors] | Indoor Luminaires | Interior Directional | Track or Mono-Point Directional Luminaires | Standard | FALSE | [9 empty] | 11/24/2015 12:00:00 AM | Dimmable | Continuous Below 10 | No |  |  | 1947 | 70 | 28 | 20 | 0.9 | 2700 | 90
PVRMPDP9 | Juno Lighting, LLC | Juno | [T283, TEK283, HTEK283, SP283][ML, L]-27HCS[All Housing Colors] | Indoor Luminaires | Interior Directional | Track or Mono-Point Directional Luminaires | Standard | FALSE | [9 empty] | 11/24/2015 12:00:00 AM | Dimmable | Continuous Below 10 | No |  |  | 1835 | 66 | 28 | 20 | 0.9 | 2700 | 90
PERCN4KA | Juno Lighting, LLC | Juno | [T283, TEK283, HTEK283, SP283][ML, L]-3HCS[All Housing Colors] | Indoor Luminaires | Interior Directional | Track or Mono-Point Directional Luminaires | Standard | FALSE | [9 empty] | 11/24/2015 12:00:00 AM | Dimmable | Continuous Below 10 | No |  |  | 1903 | 68 | 28 | 20 | 0.9 | 3000 | 90
PRSCE35R | Juno Lighting, LLC | Juno | [T283, TEK283, HTEK283, SP283][ML, L]-35HCS[All Housing Colors] | Indoor Luminaires | Interior Directional | Track or Mono-Point Directional Luminaires | Standard | FALSE | [9 empty] | 11/24/2015 12:00:00 AM | Dimmable | Continuous Below 10 | No |  |  | 1972 | 70 | 28 | 20 | 0.9 | 3500 | 90
PYYTAXMK | Juno Lighting, LLC | Juno | [T283, TEK283, HTEK283, SP283][ML, L]-3KS[All Housing Colors] | Indoor Luminaires | Interior Directional | Track or Mono-Point Directional Luminaires | Standard | FALSE | [9 empty] | 11/24/2015 12:00:00 AM | Dimmable | Continuous Below 10 | No |  |  | 2293 | 82 | 28 | 20 | 0.9 | 3000 | 80
PDZANCJ2 | Juno Lighting, LLC | Juno | [T283L, TEK283L, HTEK283L, SP283MLL]-35VF[BL, SL, WH, STN] | Indoor Luminaires | Interior Directional | Track or Mono-Point Directional Luminaires | Standard | FALSE | [9 empty] | 1/5/2016 12:00:00 AM | Dimmable | Continuous Below 10 | No |  |  | 2190 | 78 | 28 | 20 | 0.9 | 3500 | 90
PXQCR39E | Juno Lighting, LLC | Juno | [T283, TEK283, HTEK283, SP283][ML, L]-27KS[All Housing Colors] | Indoor Luminaires | Interior Directional | Track or Mono-Point Directional Luminaires | Standard | FALSE | [9 empty] | 11/24/2015 12:00:00 AM | Dimmable | Continuous Below 10 | No |  |  | 2225 | 79 | 28 | 20 | 0.9 | 2700 | 80
P9HBKC8Z | Juno Lighting, LLC | Juno | [T283, TEK283, HTEK283, SP283][ML, L]-4HCN[All Housing Colors] | Indoor Luminaires | Interior Directional | Track or Mono-Point Directional Luminaires | Standard | FALSE | [9 empty] | 11/24/2015 12:00:00 AM | Dimmable | Continuous Below 10 | No |  |  | 1998 | 71 | 28 | 20 | 0.9 | 4000 | 90
PJA745AG | Juno Lighting, LLC | Juno | [T283, TEK283, HTEK283, SP283][ML, L]-3HCN[All Housing Colors] | Indoor Luminaires | Interior Directional | Track or Mono-Point Directional Luminaires | Standard | FALSE | [9 empty] | 11/24/2015 12:00:00 AM | Dimmable | Continuous Below 10 | No |  |  | 1885 | 67 | 28 | 20 | 0.9 | 3000 | 90
PF99P6F3 | Juno Lighting, LLC | Juno | [T283, TEK283, HTEK283, SP283][ML, L]-35HCN[All Housing Colors] | Indoor Luminaires | Interior Directional | Track or Mono-Point Directional Luminaires | Standard | FALSE | [9 empty] | 11/24/2015 12:00:00 AM | Dimmable | Continuous Below 10 | No |  |  | 1953 | 70 | 28 | 20 | 0.9 | 3500 | 90
PYHXCMWP | Juno Lighting, LLC | Juno | [T285, TEK285, HTEK285, SP285][ML, L]-27HCN[All Housing Colors] | Indoor Luminaires | Interior Directional | Track or Mono-Point Directional Luminaires | Standard | TRUE | 2146 | 63.34 | 33.88 | 13.7 | 0.919 | 2674 | 92.7 | 5 | 50000 | 11/24/2015 12:00:00 AM | Dimmable | Continuous Below 10 | No |  | 3 | 2459 | 68 | 36 | 20 | 0.9 | 2700 | 90
PPYMQPFT | Juno Lighting, LLC | Juno | [T285, TEK285, HTEK285, SP285][ML, L]-4KN[All Housing Colors] | Indoor Luminaires | Interior Directional | Track or Mono-Point Directional Luminaires | Standard | TRUE | 3068 | 89.84 | 34.15 | 13.4 | 0.921 | 4110 | 83.31 | 5 | 50000 | 11/24/2015 12:00:00 AM | Dimmable | Continuous Below 10 | No |  | 3 | 3227 | 90 | 36 | 20 | 0.9 | 4000 | 80
PB8R85PZ | Juno Lighting, LLC | Juno | [T285, TEK285, HTEK285, SP285][ML, L]-27KF[All Housing Colors] | Indoor Luminaires | Interior Directional | Track or Mono-Point Directional Luminaires | Standard | FALSE | [9 empty] | 11/24/2015 12:00:00 AM | Dimmable | Continuous Below 10 | No |  |  | 3195 | 89 | 36 | 20 | 0.9 | 2700 | 80
P17D3GDJ | Juno Lighting, LLC | Juno | [T285, TEK285, HTEK285, SP285][ML, L]-3KF[All Housing Colors] | Indoor Luminaires | Interior Directional | Track or Mono-Point Directional Luminaires | Standard | FALSE | [9 empty] | 11/24/2015 12:00:00 AM | Dimmable | Continuous Below 10 | No |  |  | 3293 | 92 | 36 | 20 | 0.9 | 3000 | 80
P5APJN1A | Juno Lighting, LLC | Juno | [T285, TEK285, HTEK285, SP285][ML, L]-3KS[All Housing Colors] | Indoor Luminaires | Interior Directional | Track or Mono-Point Directional Luminaires | Standard | FALSE | [9 empty] | 11/24/2015 12:00:00 AM | Dimmable | Continuous Below 10 | No |  |  | 3104 | 86 | 36 | 20 | 0.9 | 3000 | 80
P4YSBBPY | Juno Lighting, LLC | Juno | [T285, TEK285, HTEK285, SP285][ML, L]-4HCN[All Housing Colors] | Indoor Luminaires | Interior Directional | Track or Mono-Point Directional Luminaires | Standard | FALSE | [9 empty] | 11/24/2015 12:00:00 AM | Dimmable | Continuous Below 10 | No |  |  | 2705 | 75 | 36 | 20 | 0.9 | 4000 | 90
PSB5XQMR | Juno Lighting, LLC | Juno | [T285, TEK285, HTEK285, SP285][ML, L]-3HCN[All Housing Colors] | Indoor Luminaires | Interior Directional | Track or Mono-Point Directional Luminaires | Standard | FALSE | [9 empty] | 11/24/2015 12:00:00 AM | Dimmable | Continuous Below 10 | No |  |  | 2551 | 71 | 36 | 20 | 0.9 | 3000 | 90
PRZNCUDY | Juno Lighting, LLC | Juno | [T285, TEK285, HTEK285, SP285][ML, L]-35HCF[All Housing Colors] | Indoor Luminaires | Interior Directional | Track or Mono-Point Directional Luminaires | Standard | FALSE | [9 empty] | 11/24/2015 12:00:00 AM | Dimmable | Continuous Below 10 | No |  |  | 2832 | 79 | 36 | 20 | 0.9 | 3500 | 90
PNDD36P2 | Juno Lighting, LLC | Juno | [T285L, TEK285L, HTEK285L, SP285MLL]-35VN[BL, SL, WH, STN] | Indoor Luminaires | Interior Directional | Track or Mono-Point Directional Luminaires | Standard | FALSE | [9 empty] | 1/5/2016 12:00:00 AM | Dimmable | Continuous Below 10 | No |  |  | 2766 | 77 | 36 | 20 | 0.9 | 3500 | 90
P9GENAC1 | Juno Lighting, LLC | Juno | [T285L, TEK285L, HTEK285L, SP285MLL]-3VN[BL, SL, WH, STN] | Indoor Luminaires | Interior Directional | Track or Mono-Point Directional Luminaires | Standard | FALSE | [9 empty] | 1/5/2016 12:00:00 AM | Dimmable | Continuous Below 10 | No |  |  | 2705 | 75 | 36 | 20 | 0.9 | 3000 | 90
P2EXFYJB | Juno Lighting, LLC | Juno | [T285, TEK285, HTEK285, SP285][ML, L]-4HCS[All Housing Colors] | Indoor Luminaires | Interior Directional | Track or Mono-Point Directional Luminaires | Standard | FALSE | [9 empty] | 11/24/2015 12:00:00 AM | Dimmable | Continuous Below 10 | No |  |  | 2731 | 76 | 36 | 20 | 0.9 | 4000 | 90
PC5E3XAC | Juno Lighting, LLC | Juno | [T285, TEK285, HTEK285, SP285][ML, L]-4KS[All Housing Colors] | Indoor Luminaires | Interior Directional | Track or Mono-Point Directional Luminaires | Standard | FALSE | [9 empty] | 11/24/2015 12:00:00 AM | Dimmable | Continuous Below 10 | No |  |  | 3259 | 91 | 36 | 20 | 0.9 | 4000 | 80
PFGVA4CY | Juno Lighting, LLC | Juno | [T285L, TEK285L, HTEK285L, SP285MLL]-3VS[BL, SL, WH, STN] | Indoor Luminaires | Interior Directional | Track or Mono-Point Directional Luminaires | Standard | FALSE | [9 empty] | 1/5/2016 12:00:00 AM | Dimmable | Continuous Below 10 | No |  |  | 2731 | 76 | 36 | 20 | 0.9 | 3000 | 90
PS336C6K | Juno Lighting, LLC | Juno | [T285, TEK285, HTEK285, SP285][ML, L]-35KN[All Housing Colors] | Indoor Luminaires | Interior Directional | Track or Mono-Point Directional Luminaires | Standard | FALSE | [9 empty] | 11/24/2015 12:00:00 AM | Dimmable | Continuous Below 10 | No |  |  | 3166 | 88 | 36 | 20 | 0.9 | 3500 | 80
PF2Q6J77 | Juno Lighting, LLC | Juno | [T285, TEK285, HTEK285, SP285][ML, L]-4HCF[All Housing Colors] | Indoor Luminaires | Interior Directional | Track or Mono-Point Directional Luminaires | Standard | FALSE | [9 empty] | 11/24/2015 12:00:00 AM | Dimmable | Continuous Below 10 | No |  |  | 2898 | 81 | 36 | 20 | 0.9 | 4000 | 90
PRHVK29H | Juno Lighting, LLC | Juno | [T285, TEK285, HTEK285, SP285][ML, L]-35HCN[All Housing Colors] | Indoor Luminaires | Interior Directional | Track or Mono-Point Directional Luminaires | Standard | FALSE | [9 empty] | 11/24/2015 12:00:00 AM | Dimmable | Continuous Below 10 | No |  |  | 2643 | 74 | 36 | 20 | 0.9 | 3500 | 90
P6QCW2EF | Juno Lighting, LLC | Juno | [T285, TEK285, HTEK285, SP285][ML, L]-27KS[All Housing Colors] | Indoor Luminaires | Interior Directional | Track or Mono-Point Directional Luminaires | Standard | FALSE | [9 empty] | 11/24/2015 12:00:00 AM | Dimmable | Continuous Below 10 | No |  |  | 3011 | 84 | 36 | 20 | 0.9 | 2700 | 80
PSVHZKFZ | Juno Lighting, LLC | Juno | [T285, TEK285, HTEK285, SP285][ML, L]-3HCS[All Housing Colors] | Indoor Luminaires | Interior Directional | Track or Mono-Point Directional Luminaires | Standard | FALSE | [9 empty] | 11/24/2015 12:00:00 AM | Dimmable | Continuous Below 10 | No |  |  | 2576 | 72 | 36 | 20 | 0.9 | 3000 | 90
PS351A6G | Juno Lighting, LLC | Juno | [T285, TEK285, HTEK285, SP285][ML, L]-35HCS[All Housing Colors] | Indoor Luminaires | Interior Directional | Track or Mono-Point Directional Luminaires | Standard | FALSE | [9 empty] | 11/24/2015 12:00:00 AM | Dimmable | Continuous Below 10 | No |  |  | 2669 | 74 | 36 | 20 | 0.9 | 3500 | 90
P9AGAQUH | Juno Lighting, LLC | Juno | [T285, TEK285, HTEK285, SP285][ML, L]-27KN[All Housing Colors] | Indoor Luminaires | Interior Directional | Track or Mono-Point Directional Luminaires | Standard | FALSE | [9 empty] | 11/24/2015 12:00:00 AM | Dimmable | Continuous Below 10 | No |  |  | 2981 | 83 | 36 | 20 | 0.9 | 2700 | 80
PVF2FXNE | Juno Lighting, LLC | Juno | [T285, TEK285, HTEK285, SP285][ML, L]-3KN[All Housing Colors] | Indoor Luminaires | Interior Directional | Track or Mono-Point Directional Luminaires | Standard | FALSE | [9 empty] | 11/24/2015 12:00:00 AM | Dimmable | Continuous Below 10 | No |  |  | 3073 | 86 | 36 | 20 | 0.9 | 3000 | 80
PH5JYPRJ | Juno Lighting, LLC | Juno | [T285, TEK285, HTEK285, SP285][ML, L]-35KF[All Housing Colors] | Indoor Luminaires | Interior Directional | Track or Mono-Point Directional Luminaires | Standard | FALSE | [9 empty] | 11/24/2015 12:00:00 AM | Dimmable | Continuous Below 10 | No |  |  | 3392 | 94 | 36 | 20 | 0.9 | 3500 | 80
PAMFXKQQ | Juno Lighting, LLC | Juno | [T285, TEK285, HTEK285, SP285][ML, L]-35KS[All Housing Colors] | Indoor Luminaires | Interior Directional | Track or Mono-Point Directional Luminaires | Standard | FALSE | [9 empty] | 11/24/2015 12:00:00 AM | Dimmable | Continuous Below 10 | No |  |  | 3197 | 89 | 36 | 20 | 0.9 | 3500 | 80
P4R52FDB | Juno Lighting, LLC | Juno | [T285, TEK285, HTEK285, SP285][ML, L]-4KF[All Housing Colors] | Indoor Luminaires | Interior Directional | Track or Mono-Point Directional Luminaires | Standard | FALSE | [9 empty] | 11/24/2015 12:00:00 AM | Dimmable | Continuous Below 10 | No |  |  | 3458 | 96 | 36 | 20 | 0.9 | 4000 | 80
PP8KUS45 | Juno Lighting, LLC | Juno | [T285, TEK285, HTEK285, SP285][ML, L]-27HCF[All Housing Colors] | Indoor Luminaires | Interior Directional | Track or Mono-Point Directional Luminaires | Standard | FALSE | [9 empty] | 11/24/2015 12:00:00 AM | Dimmable | Continuous Below 10 | No |  |  | 2635 | 73 | 36 | 20 | 0.9 | 2700 | 90
PJCWE2E1 | Juno Lighting, LLC | Juno | [T285L, TEK285L, HTEK285L, SP285MLL]-3VF[BL, SL, WH, STN] | Indoor Luminaires | Interior Directional | Track or Mono-Point Directional Luminaires | Standard | FALSE | [9 empty] | 1/5/2016 12:00:00 AM | Dimmable | Continuous Below 10 | No |  |  | 2898 | 81 | 36 | 20 | 0.9 | 3000 | 90
PWJKH75C | Juno Lighting, LLC | Juno | [T285L, TEK285L, HTEK285L, SP285MLL]-35VF[BL, SL, WH, STN] | Indoor Luminaires | Interior Directional | Track or Mono-Point Directional Luminaires | Standard | FALSE | [9 empty] | 1/5/2016 12:00:00 AM | Dimmable | Continuous Below 10 | No |  |  | 2964 | 83 | 36 | 20 | 0.9 | 3500 | 90
PKTVDUW7 | Juno Lighting, LLC | Juno | [T285L, TEK285L, HTEK285L, SP285MLL]-35VS[BL, SL, WH, STN] | Indoor Luminaires | Interior Directional | Track or Mono-Point Directional Luminaires | Standard | FALSE | [9 empty] | 1/5/2016 12:00:00 AM | Dimmable | Continuous Below 10 | No |  |  | 2793 | 78 | 36 | 20 | 0.9 | 3500 | 90
PESSZ138 | Juno Lighting, LLC | Juno | [T285, TEK285, HTEK285, SP285][ML, L]-3HCF[All Housing Colors] | Indoor Luminaires | Interior Directional | Track or Mono-Point Directional Luminaires | Standard | FALSE | [9 empty] | 11/24/2015 12:00:00 AM | Dimmable | Continuous Below 10 | No |  |  | 2733 | 76 | 36 | 20 | 0.9 | 3000 | 90
PPQ6GMHD | Juno Lighting, LLC | Juno | [T285, TEK285, HTEK285, SP285][ML, L]-27HCS[All Housing Colors] | Indoor Luminaires | Interior Directional | Track or Mono-Point Directional Luminaires | Standard | FALSE | [9 empty] | 11/24/2015 12:00:00 AM | Dimmable | Continuous Below 10 | No |  |  | 2483 | 69 | 36 | 20 | 0.9 | 2700 | 90
P00000XVP | Juno Lighting, LLC | Juno | [T254L, TEK254L, SP254MLL]-4K-S-[BL, SL, WH, STN] | Indoor Luminaires | Interior Directional | Track or Mono-Point Directional Luminaires | Standard | TRUE | 1370 | 76.2 | 18 | 14.06 | 0.985 | 3975 | 84.17 | 5 | 50000 | 4/4/2013 12:00:00 AM | Dimmable | Continuous Below 10 | No |  | 1.7 | 1369 | 77 | 18 | 20 | 0.9 | 4000 | 80
P00000XVS | Juno Lighting, LLC | Juno | [T254L, TEK254L, SP254MLL]-27K-HC-S-[BL, SL, WH, STN] | Indoor Luminaires | Interior Directional | Track or Mono-Point Directional Luminaires | Standard | TRUE | 1010 | 56.5 | 17.9 | 13.1 | 0.987 | 2660 | 92.88 | 5 | 50000 | 4/17/2013 12:00:00 AM | Dimmable | Continuous Below 10 | No |  | 2 | 1074 | 60 | 18 | 20 | 0.9 | 2700 | 90
P00000XVN | Juno Lighting, LLC | Juno | [T254L, TEK254L, SP254MLL]-3K-S-[BL, SL, WH, STN] | Indoor Luminaires | Interior Directional | Track or Mono-Point Directional Luminaires | Standard | FALSE | [9 empty] | 4/4/2013 12:00:00 AM | Dimmable | Continuous Below 10 | No |  |  | 1279 | 72 | 18 | 20 | 0.9 | 3000 | 80
P00000XVV | Juno Lighting, LLC | Juno | [T254L, TEK254L, SP254MLL]-3K-HC-N-[BL, SL, WH, STN] | Indoor Luminaires | Interior Directional | Track or Mono-Point Directional Luminaires | Standard | FALSE | [9 empty] | 4/17/2013 12:00:00 AM | Dimmable | Continuous Below 10 | No |  |  | 1159 | 65 | 18 | 20 | 0.9 | 3000 | 90
P00000XVL | Juno Lighting, LLC | Juno | [T254L, TEK254L, SP254MLL]-4K-N-[BL, SL, WH, STN] | Indoor Luminaires | Interior Directional | Track or Mono-Point Directional Luminaires | Standard | FALSE | [9 empty] | 4/4/2013 12:00:00 AM | Dimmable | Continuous Below 10 | No |  |  | 1425 | 80 | 18 | 20 | 0.9 | 4000 | 80
P00000XVE | Juno Lighting, LLC | Juno | [T254L, TEK254L, SP254MLL]-27K-F-[BL, SL, WH, STN] | Indoor Luminaires | Interior Directional | Track or Mono-Point Directional Luminaires | Standard | FALSE | [9 empty] | 4/4/2013 12:00:00 AM | Dimmable | Continuous Below 10 | No |  |  | 1304 | 73 | 18 | 20 | 0.9 | 2700 | 80
P00000XVR | Juno Lighting, LLC | Juno | [T254L, TEK254L, SP254MLL]-3K-HC-F-[BL, SL, WH, STN] | Indoor Luminaires | Interior Directional | Track or Mono-Point Directional Luminaires | Standard | FALSE | [9 empty] | 4/17/2013 12:00:00 AM | Dimmable | Continuous Below 10 | No |  |  | 1169 | 66 | 18 | 20 | 0.9 | 3000 | 90
P00000XVF | Juno Lighting, LLC | Juno | [T254L, TEK254L, SP254MLL]-3K-F-[BL, SL, WH, STN] | Indoor Luminaires | Interior Directional | Track or Mono-Point Directional Luminaires | Standard | FALSE | [9 empty] | 4/4/2013 12:00:00 AM | Dimmable | Continuous Below 10 | No |  |  | 1344 | 76 | 18 | 20 | 0.9 | 3000 | 80
P00000XVI | Juno Lighting, LLC | Juno | [T254L, TEK254L, SP254MLL]-27K-N-[BL, SL, WH, STN] | Indoor Luminaires | Interior Directional | Track or Mono-Point Directional Luminaires | Standard | FALSE | [9 empty] | 4/4/2013 12:00:00 AM | Dimmable | Continuous Below 10 | No |  |  | 1292 | 73 | 18 | 20 | 0.9 | 2700 | 80
P00000XVK | Juno Lighting, LLC | Juno | [T254L, TEK254L, SP254MLL]-35K-N-[BL, SL, WH, STN] | Indoor Luminaires | Interior Directional | Track or Mono-Point Directional Luminaires | Standard | FALSE | [9 empty] | 4/4/2013 12:00:00 AM | Dimmable | Continuous Below 10 | No |  |  | 1385 | 78 | 18 | 20 | 0.9 | 3500 | 80
P00000XVM | Juno Lighting, LLC | Juno | [T254L, TEK254L, SP254MLL]-27K-S-[BL, SL, WH, STN] | Indoor Luminaires | Interior Directional | Track or Mono-Point Directional Luminaires | Standard | FALSE | [9 empty] | 4/4/2013 12:00:00 AM | Dimmable | Continuous Below 10 | No |  |  | 1241 | 70 | 18 | 20 | 0.9 | 2700 | 80
P00000XVO | Juno Lighting, LLC | Juno | [T254L, TEK254L, SP254MLL]-35K-S-[BL, SL, WH, STN] | Indoor Luminaires | Interior Directional | Track or Mono-Point Directional Luminaires | Standard | FALSE | [9 empty] | 4/4/2013 12:00:00 AM | Dimmable | Continuous Below 10 | No |  |  | 1330 | 75 | 18 | 20 | 0.9 | 3500 | 80
PX9XZ4KE | Juno Lighting, LLC | Juno | [T254L, TEK254L, SP254MLL]-35K-HC-N-[BL, SL, WH, STN] | Indoor Luminaires | Interior Directional | Track or Mono-Point Directional Luminaires | Standard | FALSE | [9 empty] | 12/4/2015 12:00:00 AM | Dimmable | Continuous Below 10 | No |  |  | 1199 | 67 | 18 | 20 | 0.9 | 3500 | 90
PZ5MV1U4 | Juno Lighting, LLC | Juno | [T254L, TEK254L, SP254MLL]-35K-HC-S-[BL, SL, WH, STN] | Indoor Luminaires | Interior Directional | Track or Mono-Point Directional Luminaires | Standard | FALSE | [9 empty] | 12/4/2015 12:00:00 AM | Dimmable | Continuous Below 10 | No |  |  | 1151 | 65 | 18 | 20 | 0.9 | 3500 | 90
P3U4QERM | Juno Lighting, LLC | Juno | [T254L, TEK254L, SP254MLL]-35K-HC-F-[BL, SL, WH, STN] | Indoor Luminaires | Interior Directional | Track or Mono-Point Directional Luminaires | Standard | FALSE | [9 empty] | 12/4/2015 12:00:00 AM | Dimmable | Continuous Below 10 | No |  |  | 1210 | 68 | 18 | 20 | 0.9 | 3500 | 90
P00000XVT | Juno Lighting, LLC | Juno | [T254L, TEK254L, SP254MLL]-3K-HC-S-[BL, SL, WH, STN] | Indoor Luminaires | Interior Directional | Track or Mono-Point Directional Luminaires | Standard | FALSE | [9 empty] | 4/17/2013 12:00:00 AM | Dimmable | Continuous Below 10 | No |  |  | 1113 | 63 | 18 | 20 | 0.9 | 3000 | 90
P00000XVU | Juno Lighting, LLC | Juno | [T254L, TEK254L, SP254MLL]-27K-HC-N-[BL, SL, WH, STN] | Indoor Luminaires | Interior Directional | Track or Mono-Point Directional Luminaires | Standard | FALSE | [9 empty] | 4/17/2013 12:00:00 AM | Dimmable | Continuous Below 10 | No |  |  | 1119 | 63 | 18 | 20 | 0.9 | 2700 | 90
P00000XVJ | Juno Lighting, LLC | Juno | [T254L, TEK254L, SP254MLL]-3K-N-[BL, SL, WH, STN] | Indoor Luminaires | Interior Directional | Track or Mono-Point Directional Luminaires | Standard | FALSE | [9 empty] | 4/4/2013 12:00:00 AM | Dimmable | Continuous Below 10 | No |  |  | 1332 | 75 | 18 | 20 | 0.9 | 3000 | 80
P2RA5R9T | Juno Lighting, LLC | Juno | [T254L, TEK254L, SP254MLL]-4K-HC-S-[BL, SL, WH, STN] | Indoor Luminaires | Interior Directional | Track or Mono-Point Directional Luminaires | Standard | FALSE | [9 empty] | 12/4/2015 12:00:00 AM | Dimmable | Continuous Below 10 | No |  |  | 1202 | 68 | 18 | 20 | 0.9 | 4000 | 90
P00000XVH | Juno Lighting, LLC | Juno | [T254L, TEK254L, SP254MLL]-4K-F-[BL, SL, WH, STN] | Indoor Luminaires | Interior Directional | Track or Mono-Point Directional Luminaires | Standard | FALSE | [9 empty] | 4/4/2013 12:00:00 AM | Dimmable | Continuous Below 10 | No |  |  | 1438 | 81 | 18 | 20 | 0.9 | 4000 | 80
P6VUTDBK | Juno Lighting, LLC | Juno | [T254L, TEK254L, SP254MLL]-4K-HC-F-[BL, SL, WH, STN] | Indoor Luminaires | Interior Directional | Track or Mono-Point Directional Luminaires | Standard | FALSE | [9 empty] | 12/4/2015 12:00:00 AM | Dimmable | Continuous Below 10 | No |  |  | 1263 | 71 | 18 | 20 | 0.9 | 4000 | 90
P3JCJXW7 | Juno Lighting, LLC | Juno | [T254L, TEK254L, SP254MLL]-4K-HC-N-[BL, SL, WH, STN] | Indoor Luminaires | Interior Directional | Track or Mono-Point Directional Luminaires | Standard | FALSE | [9 empty] | 12/4/2015 12:00:00 AM | Dimmable | Continuous Below 10 | No |  |  | 1252 | 70 | 18 | 20 | 0.9 | 4000 | 90
P00000XVG | Juno Lighting, LLC | Juno | [T254L, TEK254L, SP254MLL]-35K-F-[BL, SL, WH, STN] | Indoor Luminaires | Interior Directional | Track or Mono-Point Directional Luminaires | Standard | FALSE | [9 empty] | 4/4/2013 12:00:00 AM | Dimmable | Continuous Below 10 | No |  |  | 1398 | 79 | 18 | 20 | 0.9 | 3500 | 80
P00000XVQ | Juno Lighting, LLC | Juno | [T254L, TEK254L, SP254MLL]-27K-HC-F-[BL, SL, WH, STN] | Indoor Luminaires | Interior Directional | Track or Mono-Point Directional Luminaires | Standard | FALSE | [9 empty] | 4/17/2013 12:00:00 AM | Dimmable | Continuous Below 10 | No |  |  | 1129 | 63 | 18 | 20 | 0.9 | 2700 | 90
P94K8D6C9 | Juno Lighting, LLC | Juno | [T267L-27K-S-,TEK267L27KS,HTEK267L27KS]XX | Indoor Luminaires | Interior Directional | Track or Mono-Point Directional Luminaires | Standard | TRUE | 3796 | 58.9 | 64.4 | 10.8 | 0.946 | 2724 | 81 | 5 | 50000 | 10/29/2014 12:00:00 AM | Not Dimmable | Not Dimmable | Not Yet Verified |  | 2.1 | 3605 | 56 | 64.2 | 20 | 0.9 | 2700 | 80
PBTRXTE8 | Juno Lighting, LLC | Juno | [T267L-4K-S-,TEK267L4KS,HTEK267L4KS]XX | Indoor Luminaires | Interior Directional | Track or Mono-Point Directional Luminaires | Standard | TRUE | 4260 | 66.4 | 64.2 | 10.8 | 0.946 | 3979 | 85 | 5 | 50000 | 10/29/2014 12:00:00 AM | Not Dimmable | Not Dimmable | Not Yet Verified |  |  | 4139 | 64 | 64.2 | 20 | 0.9 | 4000 | 80
PAMP6AZD | Juno Lighting, LLC | Juno | [T267L-27K-N-,TEK267L27KN,HTEK267L27KN]XX | Indoor Luminaires | Interior Directional | Track or Mono-Point Directional Luminaires | Standard | FALSE | [9 empty] | 10/29/2014 12:00:00 AM | Not Dimmable | Not Dimmable | Not Yet Verified |  |  | 3742 | 58 | 64.2 | 20 | 0.9 | 2700 | 80
P4RFNCH7 | Juno Lighting, LLC | Juno | [T267L-4K-N-,TEK267L4KN,HTEK267L4KN]XX | Indoor Luminaires | Interior Directional | Track or Mono-Point Directional Luminaires | Standard | FALSE | [9 empty] | 10/29/2014 12:00:00 AM | Not Dimmable | Not Dimmable | Not Yet Verified |  |  | 4296 | 67 | 64.2 | 20 | 0.9 | 4000 | 80
PCBF2A4X | Juno Lighting, LLC | Juno | [T267L-4K-F-,TEK267L4KF,HTEK267L4KF]XX | Indoor Luminaires | Interior Directional | Track or Mono-Point Directional Luminaires | Standard | FALSE | [9 empty] | 10/29/2014 12:00:00 AM | Not Dimmable | Not Dimmable | Not Yet Verified |  |  | 4343 | 68 | 64.2 | 20 | 0.9 | 4000 | 80
PMF2YDZA | Juno Lighting, LLC | Juno | [T267L-35K-S-,TEK267L35KS,HTEK267L35KS]XX | Indoor Luminaires | Interior Directional | Track or Mono-Point Directional Luminaires | Standard | FALSE | [9 empty] | 10/29/2014 12:00:00 AM | Not Dimmable | Not Dimmable | Not Yet Verified |  |  | 4050 | 63 | 64.2 | 20 | 0.9 | 3500 | 80
PYZ83GHB | Juno Lighting, LLC | Juno | [T267L-35K-N-,TEK267L35KN,HTEK267L35KN]XX | Indoor Luminaires | Interior Directional | Track or Mono-Point Directional Luminaires | Standard | FALSE | [9 empty] | 10/29/2014 12:00:00 AM | Not Dimmable | Not Dimmable | Not Yet Verified |  |  | 4204 | 65 | 64.2 | 20 | 0.9 | 3500 | 80
PAVEQSHM | Juno Lighting, LLC | Juno | [T267L-27K-F-,TEK267L27KF,HTEK267L27KF]XX | Indoor Luminaires | Interior Directional | Track or Mono-Point Directional Luminaires | Standard | FALSE | [9 empty] | 10/29/2014 12:00:00 AM | Not Dimmable | Not Dimmable | Not Yet Verified |  |  | 3782 | 59 | 64.2 | 20 | 0.9 | 2700 | 80
PJS8ZYX6 | Juno Lighting, LLC | Juno | [T267L-3K-N-,TEK267L3KN,HTEK267L3KN]XX | Indoor Luminaires | Interior Directional | Track or Mono-Point Directional Luminaires | Standard | FALSE | [9 empty] | 10/29/2014 12:00:00 AM | Not Dimmable | Not Dimmable | Not Yet Verified |  |  | 3788 | 59 | 64.2 | 20 | 0.9 | 3000 | 80
PVZMF9R2 | Juno Lighting, LLC | Juno | [T267L-35K-F-,TEK267L35KF,HTEK267L35KF]XX | Indoor Luminaires | Interior Directional | Track or Mono-Point Directional Luminaires | Standard | FALSE | [9 empty] | 10/29/2014 12:00:00 AM | Not Dimmable | Not Dimmable | Not Yet Verified |  |  | 4249 | 66 | 64.2 | 20 | 0.9 | 3500 | 80
P971KMET | Juno Lighting, LLC | Juno | [T267L-3K-S-,TEK267L3KS,HTEK267L3KS]XX | Indoor Luminaires | Interior Directional | Track or Mono-Point Directional Luminaires | Standard | FALSE | [9 empty] | 10/29/2014 12:00:00 AM | Not Dimmable | Not Dimmable | Not Yet Verified |  |  | 3649 | 57 | 64.2 | 20 | 0.9 | 3000 | 80
PDSCJZHS | Juno Lighting, LLC | Juno | [T267L-3K-F-,TEK267L3KF,HTEK267L3KF]XX | Indoor Luminaires | Interior Directional | Track or Mono-Point Directional Luminaires | Standard | FALSE | [9 empty] | 10/29/2014 12:00:00 AM | Not Dimmable | Not Dimmable | Not Yet Verified |  |  | 3829 | 60 | 64.2 | 20 | 0.9 | 3000 | 80
P2A7RP4T | Juno Lighting, LLC | Juno | [T267L-3K-, TEK267L3K, HTEK267L3K]HC[-S-,S]XX | Indoor Luminaires | Interior Directional | Track or Mono-Point Directional Luminaires | Standard | TRUE | 3010 | 46.9 | 64.2 | 10.8 | 0.946 | 3062 | 96 | 5 | 50000 | 10/29/2014 12:00:00 AM | Not Dimmable | Not Dimmable | Not Yet Verified |  |  | 3204 | 50 | 64.2 | 20 | 0.9 | 3000 | 90
P28XHRTV | Juno Lighting, LLC | Juno | [T267L-27K-, TEK267L27K, HTEK267L27K]HC[-S-,S]XX | Indoor Luminaires | Interior Directional | Track or Mono-Point Directional Luminaires | Standard | TRUE | 2927 | 45.1 | 64.9 | 10.8 | 0.946 | 2700 | 96 | 5 | 50000 | 10/29/2014 12:00:00 AM | Not Dimmable | Not Dimmable | Not Yet Verified |  | 2.1 | 2982 | 46 | 64.2 | 20 | 0.9 | 2700 | 90
P31C131T | Juno Lighting, LLC | Juno | [T267L-27K-, TEK267L27K, HTEK267L27K]HC[-N-,N]XX | Indoor Luminaires | Interior Directional | Track or Mono-Point Directional Luminaires | Standard | FALSE | [9 empty] | 10/29/2014 12:00:00 AM | Not Dimmable | Not Dimmable | Not Yet Verified |  |  | 3095 | 48 | 64.2 | 20 | 0.9 | 2700 | 90
P1VMASCW | Juno Lighting, LLC | Juno | [T267L-3K-, TEK267L3K, HTEK267L3K]HC[-N-,N]XX | Indoor Luminaires | Interior Directional | Track or Mono-Point Directional Luminaires | Standard | FALSE | [9 empty] | 10/29/2014 12:00:00 AM | Not Dimmable | Not Dimmable | Not Yet Verified |  |  | 3326 | 52 | 64.2 | 20 | 0.9 | 3000 | 90
PY2AGPQ4 | Juno Lighting, LLC | Juno | [T267L-27K-, TEK267L27K, HTEK267L27K]HC[-F-,F]XX | Indoor Luminaires | Interior Directional | Track or Mono-Point Directional Luminaires | Standard | FALSE | [9 empty] | 10/29/2014 12:00:00 AM | Not Dimmable | Not Dimmable | Not Yet Verified |  |  | 3129 | 49 | 64.2 | 20 | 0.9 | 2700 | 90
P2Z8U8FC | Juno Lighting, LLC | Juno | [T267L-3K-, TEK267L3K, HTEK267L3K]HC[-F-,F]XX | Indoor Luminaires | Interior Directional | Track or Mono-Point Directional Luminaires | Standard | FALSE | [9 empty] | 10/29/2014 12:00:00 AM | Not Dimmable | Not Dimmable | Not Yet Verified |  |  | 3362 | 52 | 64.2 | 20 | 0.9 | 3000 | 90
PFDN7GB6 | Juno Lighting, LLC | Juno | [T261LG2-,TEK261LG2,HTEK261LG2,SP261MLLG2]27[F,N,S,W]XX | Indoor Luminaires | Interior Directional | Track or Mono-Point Directional Luminaires | Standard | TRUE | 905 | 57.6 | 15.7 |  |  | 2728 | 84 | 5 | 50000 | 12/11/2014 12:00:00 AM | Dimmable | Continuous Above 10 | Not Yet Verified |  | 2.1 | 834 | 53 | 15.7 | 20 | 0.9 | 2700 | 85
P9SZGQTQ3 | Juno Lighting, LLC | Juno | [T261LG2-,TEK261LG2,HTEK261LG2,SP261MLLG2]3HC[F,N,S,W][XX,STN] | Indoor Luminaires | Interior Directional | Track or Mono-Point Directional Luminaires | Standard | TRUE | 841 | 53.3 | 15.77 | 15.8 | 0.965 | 3068 | 94 | 5 | 50000 | 12/11/2014 12:00:00 AM | Dimmable | Continuous Above 10 | Not Yet Verified |  | 2.1 | 788 | 50 | 15.7 | 20 | 0.9 | 3000 | 93
PKAWNUE4 | Juno Lighting, LLC | Juno | [T261LG2-,TEK261LG2,HTEK261LG2,SP261MLLG2]4[F,N,S,W]XX | Indoor Luminaires | Interior Directional | Track or Mono-Point Directional Luminaires | Standard | TRUE | 1100 | 70.4 | 15.62 |  |  | 3914 | 83 | 5 | 50000 | 12/11/2014 12:00:00 AM | Dimmable | Continuous Above 10 | Not Yet Verified |  | 2.1 | 964 | 61 | 15.7 | 20 | 0.9 | 4100 | 85
PZDC62CV | Juno Lighting, LLC | Juno | [T261LG2-,TEK261LG2,HTEK261LG2,SP261MLLG2]35[F,N,S,W]XX | Indoor Luminaires | Interior Directional | Track or Mono-Point Directional Luminaires | Standard | FALSE | [9 empty] | 12/11/2014 12:00:00 AM | Dimmable | Continuous Above 10 | Not Yet Verified |  |  | 946 | 60 | 15.7 | 20 | 0.9 | 3500 | 85
P79DHNQD | Juno Lighting, LLC | Juno | [T261LG2-,TEK261LG2,HTEK261LG2,SP261MLLG2]3[F,N,S,W]XX | Indoor Luminaires | Interior Directional | Track or Mono-Point Directional Luminaires | Standard | FALSE | [9 empty] | 12/11/2014 12:00:00 AM | Dimmable | Continuous Above 10 | Not Yet Verified |  |  | 927 | 59 | 15.7 | 20 | 0.9 | 3000 | 85
PEPN2W66 | Juno Lighting, LLC | Juno | [T261LG2-3HC,TEK261LG23HC,HTEK261LG23HC,SP261MLLG23HC][F,N,S,W]XX | Indoor Luminaires | Interior Directional | Track or Mono-Point Directional Luminaires | Standard | FALSE | [9 empty] | 12/11/2014 12:00:00 AM | Dimmable | Continuous Above 10 | Not Yet Verified |  |  | 847 | 54 | 15.7 | 20 | 0.9 | 3000 | 93
PYC3JRA6 | Juno Lighting, LLC | JUNO | [T255LG2, TEK255LG2, or HTEK255LG2]-27HCNXX | Indoor Luminaires | Interior Directional | Track or Mono-Point Directional Luminaires | Standard | TRUE | 2530 | 68 | 37.2 | 11 | 0.984 | 2759 | 80.64 | 5 | 50000 | 8/18/2015 12:00:00 AM | Dimmable | Continuous Below 10 | Not Yet Verified |  | 2.1 | 2445 | 68 | 36 | 20 | 0.92 | 2700 | 90
P4M9DTM4 | Juno Lighting, LLC | JUNO | [T255LG2, TEK255LG2, or HTEK255LG2]-35FXX | Indoor Luminaires | Interior Directional | Track or Mono-Point Directional Luminaires | Standard | FALSE | [9 empty] | 8/18/2015 12:00:00 AM | Dimmable | Continuous Below 10 | Not Yet Verified |  |  | 3370 | 94 | 36 | 20 | 0.92 | 3500 | 80
PC4ZCH7Y | Juno Lighting, LLC | JUNO | [T255LG2, TEK255LG2, or HTEK255LG2]-4FXX | Indoor Luminaires | Interior Directional | Track or Mono-Point Directional Luminaires | Standard | FALSE | [9 empty] | 8/18/2015 12:00:00 AM | Dimmable | Continuous Below 10 | Not Yet Verified |  |  | 3403 | 95 | 36 | 20 | 0.92 | 4000 | 80
P9XS9WGR | Juno Lighting, LLC | JUNO | [T255LG2, TEK255LG2, or HTEK255LG2]-35SXX | Indoor Luminaires | Interior Directional | Track or Mono-Point Directional Luminaires | Standard | FALSE | [9 empty] | 8/18/2015 12:00:00 AM | Dimmable | Continuous Below 10 | Not Yet Verified |  |  | 3427 | 95 | 36 | 20 | 0.92 | 3500 | 80
P81CUYYD | Juno Lighting, LLC | JUNO | [T255LG2, TEK255LG2, or HTEK255LG2]-27NXX | Indoor Luminaires | Interior Directional | Track or Mono-Point Directional Luminaires | Standard | FALSE | [9 empty] | 8/18/2015 12:00:00 AM | Dimmable | Continuous Below 10 | Not Yet Verified |  |  | 3064 | 85 | 36 | 20 | 0.92 | 2700 | 80
PFHSD246 | Juno Lighting, LLC | JUNO | [T255LG2, TEK255LG2, or HTEK255LG2]-27FXX | Indoor Luminaires | Interior Directional | Track or Mono-Point Directional Luminaires | Standard | FALSE | [9 empty] | 8/18/2015 12:00:00 AM | Dimmable | Continuous Below 10 | Not Yet Verified |  |  | 3076 | 85 | 36 | 20 | 0.92 | 2700 | 80
PPAH78ME | Juno Lighting, LLC | JUNO | [T255LG2, TEK255LG2, or HTEK255LG2]-3SXX | Indoor Luminaires | Interior Directional | Track or Mono-Point Directional Luminaires | Standard | FALSE | [9 empty] | 8/18/2015 12:00:00 AM | Dimmable | Continuous Below 10 | Not Yet Verified |  |  | 3327 | 92 | 36 | 20 | 0.92 | 3000 | 80
PYWAXADS | Juno Lighting, LLC | JUNO | [T255LG2, TEK255LG2, or HTEK255LG2]-35NXX | Indoor Luminaires | Interior Directional | Track or Mono-Point Directional Luminaires | Standard | FALSE | [9 empty] | 8/18/2015 12:00:00 AM | Dimmable | Continuous Below 10 | Not Yet Verified |  |  | 3358 | 93 | 36 | 20 | 0.92 | 3500 | 80
P8XVN4HC | Juno Lighting, LLC | JUNO | [T255LG2, TEK255LG2, or HTEK255LG2]-4NXX | Indoor Luminaires | Interior Directional | Track or Mono-Point Directional Luminaires | Standard | FALSE | [9 empty] | 8/18/2015 12:00:00 AM | Dimmable | Continuous Below 10 | Not Yet Verified |  |  | 3390 | 94 | 36 | 20 | 0.92 | 4000 | 80
PE3R8K55 | Juno Lighting, LLC | JUNO | [T255LG2, TEK255LG2, or HTEK255LG2]-3NXX | Indoor Luminaires | Interior Directional | Track or Mono-Point Directional Luminaires | Standard | FALSE | [9 empty] | 8/18/2015 12:00:00 AM | Dimmable | Continuous Below 10 | Not Yet Verified |  |  | 3260 | 91 | 36 | 20 | 0.92 | 3000 | 80
PB96Q77M | Juno Lighting, LLC | JUNO | [T255LG2, TEK255LG2, or HTEK255LG2]-27SXX | Indoor Luminaires | Interior Directional | Track or Mono-Point Directional Luminaires | Standard | FALSE | [9 empty] | 8/18/2015 12:00:00 AM | Dimmable | Continuous Below 10 | Not Yet Verified |  |  | 3127 | 87 | 36 | 20 | 0.92 | 2700 | 80
PT712ZNE | Juno Lighting, LLC | JUNO | [T255LG2, TEK255LG2, or HTEK255LG2]-27HCFXX | Indoor Luminaires | Interior Directional | Track or Mono-Point Directional Luminaires | Standard | FALSE | [9 empty] | 8/18/2015 12:00:00 AM | Dimmable | Continuous Below 10 | Not Yet Verified |  |  | 2454 | 68 | 36 | 20 | 0.92 | 2700 | 90
PP7PBRDH | Juno Lighting, LLC | JUNO | [T255LG2, TEK255LG2, or HTEK255LG2]-35HCSXX | Indoor Luminaires | Interior Directional | Track or Mono-Point Directional Luminaires | Standard | FALSE | [9 empty] | 8/18/2015 12:00:00 AM | Dimmable | Continuous Below 10 | Not Yet Verified |  |  | 2795 | 78 | 36 | 20 | 0.92 | 3500 | 90
P7ED3VWQ | Juno Lighting, LLC | JUNO | [T255LG2, TEK255LG2, or HTEK255LG2]-4HCNXX | Indoor Luminaires | Interior Directional | Track or Mono-Point Directional Luminaires | Standard | FALSE | [9 empty] | 8/18/2015 12:00:00 AM | Dimmable | Continuous Below 10 | Not Yet Verified |  |  | 2836 | 79 | 36 | 20 | 0.92 | 4000 | 90
PT3GPBQX | Juno Lighting, LLC | JUNO | [T255LG2, TEK255LG2, or HTEK255LG2]-4HCSXX | Indoor Luminaires | Interior Directional | Track or Mono-Point Directional Luminaires | Standard | FALSE | [9 empty] | 8/18/2015 12:00:00 AM | Dimmable | Continuous Below 10 | Not Yet Verified |  |  | 2894 | 80 | 36 | 20 | 0.92 | 4000 | 90
PDFXPZW8 | Juno Lighting, LLC | JUNO | [T255LG2, TEK255LG2, or HTEK255LG2]-3FXX | Indoor Luminaires | Interior Directional | Track or Mono-Point Directional Luminaires | Standard | FALSE | [9 empty] | 8/18/2015 12:00:00 AM | Dimmable | Continuous Below 10 | Not Yet Verified |  |  | 3272 | 91 | 36 | 20 | 0.92 | 3000 | 80
PM6DEP4A | Juno Lighting, LLC | JUNO | [T255LG2, TEK255LG2, or HTEK255LG2]-4HCFXX | Indoor Luminaires | Interior Directional | Track or Mono-Point Directional Luminaires | Standard | FALSE | [9 empty] | 8/18/2015 12:00:00 AM | Dimmable | Continuous Below 10 | Not Yet Verified |  |  | 2847 | 79 | 36 | 20 | 0.92 | 4000 | 90
PJ9WY72U | Juno Lighting, LLC | JUNO | [T255LG2, TEK255LG2, or HTEK255LG2]-3HCFXX | Indoor Luminaires | Interior Directional | Track or Mono-Point Directional Luminaires | Standard | FALSE | [9 empty] | 8/18/2015 12:00:00 AM | Dimmable | Continuous Below 10 | Not Yet Verified |  |  | 2585 | 72 | 36 | 20 | 0.92 | 3000 | 90
P7QTXZK7 | Juno Lighting, LLC | JUNO | [T255LG2, TEK255LG2, or HTEK255LG2]-27HCSXX | Indoor Luminaires | Interior Directional | Track or Mono-Point Directional Luminaires | Standard | FALSE | [9 empty] | 8/18/2015 12:00:00 AM | Dimmable | Continuous Below 10 | Not Yet Verified |  |  | 2495 | 69 | 36 | 20 | 0.92 | 2700 | 90
PXB6VND5 | Juno Lighting, LLC | JUNO | [T255LG2, TEK255LG2, or HTEK255LG2]-35HCFXX | Indoor Luminaires | Interior Directional | Track or Mono-Point Directional Luminaires | Standard | FALSE | [9 empty] | 8/18/2015 12:00:00 AM | Dimmable | Continuous Below 10 | Not Yet Verified |  |  | 2748 | 76 | 36 | 20 | 0.92 | 3500 | 90
PFQMK1PJ | Juno Lighting, LLC | JUNO | [T255LG2, TEK255LG2, or HTEK255LG2]-4SXX | Indoor Luminaires | Interior Directional | Track or Mono-Point Directional Luminaires | Standard | FALSE | [9 empty] | 8/18/2015 12:00:00 AM | Dimmable | Continuous Below 10 | Not Yet Verified |  |  | 3460 | 96 | 36 | 20 | 0.92 | 4000 | 80
P4Z66QV2 | Juno Lighting, LLC | JUNO | [T255LG2, TEK255LG2, or HTEK255LG2]-3HCNXX | Indoor Luminaires | Interior Directional | Track or Mono-Point Directional Luminaires | Standard | FALSE | [9 empty] | 8/18/2015 12:00:00 AM | Dimmable | Continuous Below 10 | Not Yet Verified |  |  | 2575 | 72 | 36 | 20 | 0.92 | 3000 | 90
PSCWUV6C | Juno Lighting, LLC | JUNO | [T255LG2, TEK255LG2, or HTEK255LG2]-3HCSXX | Indoor Luminaires | Interior Directional | Track or Mono-Point Directional Luminaires | Standard | FALSE | [9 empty] | 8/18/2015 12:00:00 AM | Dimmable | Continuous Below 10 | Not Yet Verified |  |  | 2628 | 73 | 36 | 20 | 0.92 | 3000 | 90
P3FCYAUN | Juno Lighting, LLC | JUNO | [T255LG2, TEK255LG2, or HTEK255LG2]-35HCNXX | Indoor Luminaires | Interior Directional | Track or Mono-Point Directional Luminaires | Standard | FALSE | [9 empty] | 8/18/2015 12:00:00 AM | Dimmable | Continuous Below 10 | Not Yet Verified |  |  | 2738 | 76 | 36 | 20 | 0.92 | 3500 | 90
PS1AR76B | Juno Lighting, LLC | Juno | R600LG22797N[BL,BZ,SL,WH] | Indoor Luminaires | Interior Directional | Track or Mono-Point Directional Luminaires | Standard | TRUE | 588.9 | 61.99 | 9.5 | 9.2 | 0.99 | 2786 | 97.69 | 5 | 50000 | 9/16/2016 12:00:00 AM | Dimmable | Continuous Below 10 | No |  | 3.1 | 563 | 59 | 9.5 | 20 | 0.92 | 2700 | 97
P4H8R4ZP | Juno Lighting, LLC | Juno | R600LG24HCN[BL,BZ,SL,WH] | Indoor Luminaires | Interior Directional | Track or Mono-Point Directional Luminaires | Standard | TRUE | 755.9 | 79.07 | 9.56 | 9.8 | 0.99 | 4042 | 90.05 | 5 | 50000 | 9/16/2016 12:00:00 AM | Dimmable | Continuous Below 10 | No |  | 3.1 | 665 | 70 | 9.5 | 20 | 0.92 | 4000 | 90
PSBRH3JT | Juno Lighting, LLC | Juno | R600LG24HCS[BL,BZ,SL,WH] | Indoor Luminaires | Interior Directional | Track or Mono-Point Directional Luminaires | Standard | FALSE | [9 empty] | 9/16/2016 12:00:00 AM | Dimmable | Continuous Below 10 | No |  |  | 820 | 86 | 9.5 | 20 | 0.92 | 4000 | 90
PFB9JYA3 | Juno Lighting, LLC | Juno | R600LG2497N[BL,BZ,SL,WH] | Indoor Luminaires | Interior Directional | Track or Mono-Point Directional Luminaires | Standard | FALSE | [9 empty] | 9/16/2016 12:00:00 AM | Dimmable | Continuous Below 10 | No |  |  | 610 | 64 | 9.5 | 20 | 0.92 | 4000 | 97
PR3ENARV | Juno Lighting, LLC | Juno | R600LG227HCS[BL,BZ,SL,WH] | Indoor Luminaires | Interior Directional | Track or Mono-Point Directional Luminaires | Standard | FALSE | [9 empty] | 9/16/2016 12:00:00 AM | Dimmable | Continuous Below 10 | No |  |  | 762 | 80 | 9.5 | 20 | 0.92 | 2700 | 90
PQYQBWC6 | Juno Lighting, LLC | Juno | R600LG227KN[BL,BZ,SL,WH] | Indoor Luminaires | Interior Directional | Track or Mono-Point Directional Luminaires | Standard | FALSE | [9 empty] | 9/16/2016 12:00:00 AM | Dimmable | Continuous Below 10 | No |  |  | 751 | 79 | 9.5 | 20 | 0.92 | 2700 | 80
PYGC6KZ1 | Juno Lighting, LLC | Juno | R600LG22797U[BL,BZ,SL,WH] | Indoor Luminaires | Interior Directional | Track or Mono-Point Directional Luminaires | Standard | FALSE | [9 empty] | 9/16/2016 12:00:00 AM | Dimmable | Continuous Below 10 | No |  |  | 563 | 59 | 9.5 | 20 | 0.92 | 2700 | 97
PA8KM5S5 | Juno Lighting, LLC | Juno | R600LG23HCU[BL,BZ,SL,WH] | Indoor Luminaires | Interior Directional | Track or Mono-Point Directional Luminaires | Standard | FALSE | [9 empty] | 9/16/2016 12:00:00 AM | Dimmable | Continuous Below 10 | No |  |  | 649 | 68 | 9.5 | 20 | 0.92 | 3000 | 90
PH4YG51E | Juno Lighting, LLC | Juno | R600LG23KN[BL,BZ,SL,WH] | Indoor Luminaires | Interior Directional | Track or Mono-Point Directional Luminaires | Standard | FALSE | [9 empty] | 9/16/2016 12:00:00 AM | Dimmable | Continuous Below 10 | No |  |  | 782 | 82 | 9.5 | 20 | 0.92 | 3000 | 80
PK7KJ7FZ | Juno Lighting, LLC | Juno | R600LG24HCF[BL,BZ,SL,WH] | Indoor Luminaires | Interior Directional | Track or Mono-Point Directional Luminaires | Standard | FALSE | [9 empty] | 9/16/2016 12:00:00 AM | Dimmable | Continuous Below 10 | No |  |  | 747 | 79 | 9.5 | 20 | 0.92 | 4000 | 90
PGBGASU1 | Juno Lighting, LLC | Juno | R4K3600LG227HCN[BL,BZ,SL,WH] | Indoor Luminaires | Interior Directional | Track or Mono-Point Directional Luminaires | Standard | FALSE | [9 empty] | 9/16/2016 12:00:00 AM | Dimmable | Continuous Below 10 | No |  |  | 1854 | 65 | 28.5 | 20 | 0.92 | 2700 | 90
PFURYSU7 | Juno Lighting, LLC | Juno | R4K3600LG227HCS[BL,BZ,SL,WH] | Indoor Luminaires | Interior Directional | Track or Mono-Point Directional Luminaires | Standard | FALSE | [9 empty] | 9/16/2016 12:00:00 AM | Dimmable | Continuous Below 10 | No |  |  | 2286 | 80 | 28.5 | 20 | 0.92 | 2700 | 90
PYB5VEQY | Juno Lighting, LLC | Juno | R4K3600LG23HCU[BL,BZ,SL,WH] | Indoor Luminaires | Interior Directional | Track or Mono-Point Directional Luminaires | Standard | FALSE | [9 empty] | 9/16/2016 12:00:00 AM | Dimmable | Continuous Below 10 | No |  |  | 1947 | 68 | 28.5 | 20 | 0.92 | 3000 | 90
P937FE3T | Juno Lighting, LLC | Juno | R4K3600LG24HCU[BL,BZ,SL,WH] | Indoor Luminaires | Interior Directional | Track or Mono-Point Directional Luminaires | Standard | FALSE | [9 empty] | 9/16/2016 12:00:00 AM | Dimmable | Continuous Below 10 | No |  |  | 1995 | 70 | 28.5 | 20 | 0.92 | 4000 | 90
PQ2SB454 | Juno Lighting, LLC | Juno | R4K3600LG24KN[BL,BZ,SL,WH] | Indoor Luminaires | Interior Directional | Track or Mono-Point Directional Luminaires | Standard | FALSE | [9 empty] | 9/16/2016 12:00:00 AM | Dimmable | Continuous Below 10 | No |  |  | 2415 | 85 | 28.5 | 20 | 0.92 | 4000 | 80
P541MJKR | Juno Lighting, LLC | Juno | R4K3600LG2497S[BL,BZ,SL,WH] | Indoor Luminaires | Interior Directional | Track or Mono-Point Directional Luminaires | Standard | FALSE | [9 empty] | 9/16/2016 12:00:00 AM | Dimmable | Continuous Below 10 | No |  |  | 2259 | 79 | 28.5 | 20 | 0.92 | 4000 | 97
PRPCVX28 | Juno Lighting, LLC | Juno | R4K3600LG22797F[BL,BZ,SL,WH] | Indoor Luminaires | Interior Directional | Track or Mono-Point Directional Luminaires | Standard | FALSE | [9 empty] | 9/16/2016 12:00:00 AM | Dimmable | Continuous Below 10 | No |  |  | 1899 | 67 | 28.5 | 20 | 0.92 | 2700 | 97
PJZSGK36 | Juno Lighting, LLC | Juno | R4K3600LG235HCU[BL,BZ,SL,WH] | Indoor Luminaires | Interior Directional | Track or Mono-Point Directional Luminaires | Standard | FALSE | [9 empty] | 9/16/2016 12:00:00 AM | Dimmable | Continuous Below 10 | No |  |  | 1971 | 69 | 28.5 | 20 | 0.92 | 3500 | 90
P178UQ5H | Juno Lighting, LLC | Juno | R4K3600LG235KF[BL,BZ,SL,WH] | Indoor Luminaires | Interior Directional | Track or Mono-Point Directional Luminaires | Standard | FALSE | [9 empty] | 9/16/2016 12:00:00 AM | Dimmable | Continuous Below 10 | No |  |  | 2691 | 94 | 28.5 | 20 | 0.92 | 3500 | 80
PZ51FC9U | Juno Lighting, LLC | Juno | R4K3600LG235KN[BL,BZ,SL,WH] | Indoor Luminaires | Interior Directional | Track or Mono-Point Directional Luminaires | Standard | FALSE | [9 empty] | 9/16/2016 12:00:00 AM | Dimmable | Continuous Below 10 | No |  |  | 2394 | 84 | 28.5 | 20 | 0.92 | 3500 | 80
P11FE42M | Juno Lighting, LLC | Juno | R4K3600LG23HCS[BL,BZ,SL,WH] | Indoor Luminaires | Interior Directional | Track or Mono-Point Directional Luminaires | Standard | FALSE | [9 empty] | 9/16/2016 12:00:00 AM | Dimmable | Continuous Below 10 | No |  |  | 2403 | 84 | 28.5 | 20 | 0.92 | 3000 | 90
PCDU9STT | Juno Lighting, LLC | Juno | R600LG23KS[BL,BZ,SL,WH] | Indoor Luminaires | Interior Directional | Track or Mono-Point Directional Luminaires | Standard | FALSE | [9 empty] | 9/16/2016 12:00:00 AM | Dimmable | Continuous Below 10 | No |  |  | 965 | 102 | 9.5 | 20 | 0.92 | 3000 | 80
PRURQXY8 | Juno Lighting, LLC | Juno | R4K3600LG2497U[BL,BZ,SL,WH] | Indoor Luminaires | Interior Directional | Track or Mono-Point Directional Luminaires | Standard | FALSE | [9 empty] | 9/16/2016 12:00:00 AM | Dimmable | Continuous Below 10 | No |  |  | 1830 | 64 | 28.5 | 20 | 0.92 | 4000 | 97
PQQ7XG6F | Juno Lighting, LLC | Juno | R4K3600LG2397N[BL,BZ,SL,WH] | Indoor Luminaires | Interior Directional | Track or Mono-Point Directional Luminaires | Standard | FALSE | [9 empty] | 9/16/2016 12:00:00 AM | Dimmable | Continuous Below 10 | No |  |  | 1761 | 62 | 28.5 | 20 | 0.92 | 3000 | 97
PHSPVA5K | Juno Lighting, LLC | Juno | R600LG227HCN[BL,BZ,SL,WH] | Indoor Luminaires | Interior Directional | Track or Mono-Point Directional Luminaires | Standard | FALSE | [9 empty] | 9/16/2016 12:00:00 AM | Dimmable | Continuous Below 10 | No |  |  | 618 | 65 | 9.5 | 20 | 0.92 | 2700 | 90
PKZFQM1S | Juno Lighting, LLC | Juno | R600LG235KN[BL,BZ,SL,WH] | Indoor Luminaires | Interior Directional | Track or Mono-Point Directional Luminaires | Standard | FALSE | [9 empty] | 9/16/2016 12:00:00 AM | Dimmable | Continuous Below 10 | No |  |  | 798 | 84 | 9.5 | 20 | 0.92 | 3500 | 80
P5CFU731 | Juno Lighting, LLC | Juno | R600LG23KF[BL,BZ,SL,WH] | Indoor Luminaires | Interior Directional | Track or Mono-Point Directional Luminaires | Standard | FALSE | [9 empty] | 9/16/2016 12:00:00 AM | Dimmable | Continuous Below 10 | No |  |  | 879 | 93 | 9.5 | 20 | 0.92 | 3000 | 80
P52NP8MQ | Juno Lighting, LLC | Juno | R600LG2397U[BL,BZ,SL,WH] | Indoor Luminaires | Interior Directional | Track or Mono-Point Directional Luminaires | Standard | FALSE | [9 empty] | 9/16/2016 12:00:00 AM | Dimmable | Continuous Below 10 | No |  |  | 587 | 62 | 9.5 | 20 | 0.92 | 3000 | 97
P5AGDTBU | Juno Lighting, LLC | Juno | R600LG2497F[BL,BZ,SL,WH] | Indoor Luminaires | Interior Directional | Track or Mono-Point Directional Luminaires | Standard | FALSE | [9 empty] | 9/16/2016 12:00:00 AM | Dimmable | Continuous Below 10 | No |  |  | 686 | 72 | 9.5 | 20 | 0.92 | 4000 | 97
P8VURCTU | Juno Lighting, LLC | Juno | R4K3600LG24HCN[BL,BZ,SL,WH] | Indoor Luminaires | Interior Directional | Track or Mono-Point Directional Luminaires | Standard | FALSE | [9 empty] | 9/16/2016 12:00:00 AM | Dimmable | Continuous Below 10 | No |  |  | 1995 | 70 | 28.5 | 20 | 0.92 | 4000 | 90
PEYHG68Y | Juno Lighting, LLC | Juno | R4K3600LG227KS[BL,BZ,SL,WH] | Indoor Luminaires | Interior Directional | Track or Mono-Point Directional Luminaires | Standard | FALSE | [9 empty] | 9/16/2016 12:00:00 AM | Dimmable | Continuous Below 10 | No |  |  | 2778 | 98 | 28.5 | 20 | 0.92 | 2700 | 80
P4EQRC7M | Juno Lighting, LLC | Juno | R600LG227HCU[BL,BZ,SL,WH] | Indoor Luminaires | Interior Directional | Track or Mono-Point Directional Luminaires | Standard | FALSE | [9 empty] | 9/16/2016 12:00:00 AM | Dimmable | Continuous Below 10 | No |  |  | 618 | 65 | 9.5 | 20 | 0.92 | 2700 | 90
PD1MQNZR | Juno Lighting, LLC | Juno | R600LG22797S[BL,BZ,SL,WH] | Indoor Luminaires | Interior Directional | Track or Mono-Point Directional Luminaires | Standard | FALSE | [9 empty] | 9/16/2016 12:00:00 AM | Dimmable | Continuous Below 10 | No |  |  | 695 | 73 | 9.5 | 20 | 0.92 | 2700 | 97
PE1KRCY3 | Juno Lighting, LLC | Juno | R4K3600LG227HCF[BL,BZ,SL,WH] | Indoor Luminaires | Interior Directional | Track or Mono-Point Directional Luminaires | Standard | FALSE | [9 empty] | 9/16/2016 12:00:00 AM | Dimmable | Continuous Below 10 | No |  |  | 2082 | 73 | 28.5 | 20 | 0.92 | 2700 | 90
PHYZ6ETU | Juno Lighting, LLC | Juno | R4K3600LG23KF[BL,BZ,SL,WH] | Indoor Luminaires | Interior Directional | Track or Mono-Point Directional Luminaires | Standard | FALSE | [9 empty] | 9/16/2016 12:00:00 AM | Dimmable | Continuous Below 10 | No |  |  | 2637 | 93 | 28.5 | 20 | 0.92 | 3000 | 80
PXRMJSUK | Juno Lighting, LLC | Juno | R600LG235HCF[BL,BZ,SL,WH] | Indoor Luminaires | Interior Directional | Track or Mono-Point Directional Luminaires | Standard | FALSE | [9 empty] | 9/16/2016 12:00:00 AM | Dimmable | Continuous Below 10 | No |  |  | 738 | 78 | 9.5 | 20 | 0.92 | 3500 | 90
PWKRU1K6 | Juno Lighting, LLC | Juno | R600LG235HCN[BL,BZ,SL,WH] | Indoor Luminaires | Interior Directional | Track or Mono-Point Directional Luminaires | Standard | FALSE | [9 empty] | 9/16/2016 12:00:00 AM | Dimmable | Continuous Below 10 | No |  |  | 657 | 69 | 9.5 | 20 | 0.92 | 3500 | 90
PW5471QQ | Juno Lighting, LLC | Juno | R600LG235HCU[BL,BZ,SL,WH] | Indoor Luminaires | Interior Directional | Track or Mono-Point Directional Luminaires | Standard | FALSE | [9 empty] | 9/16/2016 12:00:00 AM | Dimmable | Continuous Below 10 | No |  |  | 657 | 69 | 9.5 | 20 | 0.92 | 3500 | 90
PAFWWD8B | Juno Lighting, LLC | Juno | R600LG235KU[BL,BZ,SL,WH] | Indoor Luminaires | Interior Directional | Track or Mono-Point Directional Luminaires | Standard | FALSE | [9 empty] | 9/16/2016 12:00:00 AM | Dimmable | Continuous Below 10 | No |  |  | 798 | 84 | 9.5 | 20 | 0.92 | 3500 | 80
PVSM2E62 | Juno Lighting, LLC | Juno | R600LG23HCF[BL,BZ,SL,WH] | Indoor Luminaires | Interior Directional | Track or Mono-Point Directional Luminaires | Standard | FALSE | [9 empty] | 9/16/2016 12:00:00 AM | Dimmable | Continuous Below 10 | No |  |  | 730 | 77 | 9.5 | 20 | 0.92 | 3000 | 90
PYHJMUUC | Juno Lighting, LLC | Juno | R600LG24KN[BL,BZ,SL,WH] | Indoor Luminaires | Interior Directional | Track or Mono-Point Directional Luminaires | Standard | FALSE | [9 empty] | 9/16/2016 12:00:00 AM | Dimmable | Continuous Below 10 | No |  |  | 805 | 85 | 9.5 | 20 | 0.92 | 4000 | 80
P17FEC7Z | Juno Lighting, LLC | Juno | R600LG24KU[BL,BZ,SL,WH] | Indoor Luminaires | Interior Directional | Track or Mono-Point Directional Luminaires | Standard | FALSE | [9 empty] | 9/16/2016 12:00:00 AM | Dimmable | Continuous Below 10 | No |  |  | 805 | 85 | 9.5 | 20 | 0.92 | 4000 | 80
P5WK2FEE | Juno Lighting, LLC | Juno | R4K3600LG24HCS[BL,BZ,SL,WH] | Indoor Luminaires | Interior Directional | Track or Mono-Point Directional Luminaires | Standard | FALSE | [9 empty] | 9/16/2016 12:00:00 AM | Dimmable | Continuous Below 10 | No |  |  | 2460 | 86 | 28.5 | 20 | 0.92 | 4000 | 90
PZPPGGDU | Juno Lighting, LLC | Juno | R4K3600LG24KU[BL,BZ,SL,WH] | Indoor Luminaires | Interior Directional | Track or Mono-Point Directional Luminaires | Standard | FALSE | [9 empty] | 9/16/2016 12:00:00 AM | Dimmable | Continuous Below 10 | No |  |  | 2415 | 85 | 28.5 | 20 | 0.92 | 4000 | 80
PQ56XQU8 | Juno Lighting, LLC | Juno | R600LG235KS[BL,BZ,SL,WH] | Indoor Luminaires | Interior Directional | Track or Mono-Point Directional Luminaires | Standard | FALSE | [9 empty] | 9/16/2016 12:00:00 AM | Dimmable | Continuous Below 10 | No |  |  | 984 | 104 | 9.5 | 20 | 0.92 | 3500 | 80
PS14N4KF | Juno Lighting, LLC | Juno | R600LG23HCS[BL,BZ,SL,WH] | Indoor Luminaires | Interior Directional | Track or Mono-Point Directional Luminaires | Standard | FALSE | [9 empty] | 9/16/2016 12:00:00 AM | Dimmable | Continuous Below 10 | No |  |  | 801 | 84 | 9.5 | 20 | 0.92 | 3000 | 90
PQ2HJX5U | Juno Lighting, LLC | Juno | R600LG23KU[BL,BZ,SL,WH] | Indoor Luminaires | Interior Directional | Track or Mono-Point Directional Luminaires | Standard | FALSE | [9 empty] | 9/16/2016 12:00:00 AM | Dimmable | Continuous Below 10 | No |  |  | 782 | 82 | 9.5 | 20 | 0.92 | 3000 | 80
PTAQJQ6R | Juno Lighting, LLC | Juno | R600LG2397F[BL,BZ,SL,WH] | Indoor Luminaires | Interior Directional | Track or Mono-Point Directional Luminaires | Standard | FALSE | [9 empty] | 9/16/2016 12:00:00 AM | Dimmable | Continuous Below 10 | No |  |  | 659 | 69 | 9.5 | 20 | 0.92 | 3000 | 97
PZWTTJZJ | Juno Lighting, LLC | Juno | R600LG2397N[BL,BZ,SL,WH] | Indoor Luminaires | Interior Directional | Track or Mono-Point Directional Luminaires | Standard | FALSE | [9 empty] | 9/16/2016 12:00:00 AM | Dimmable | Continuous Below 10 | No |  |  | 587 | 62 | 9.5 | 20 | 0.92 | 3000 | 97
P7FF9VB7 | Juno Lighting, LLC | Juno | R600LG2397S[BL,BZ,SL,WH] | Indoor Luminaires | Interior Directional | Track or Mono-Point Directional Luminaires | Standard | FALSE | [9 empty] | 9/16/2016 12:00:00 AM | Dimmable | Continuous Below 10 | No |  |  | 724 | 76 | 9.5 | 20 | 0.92 | 3000 | 97
PWCJC4XY | Juno Lighting, LLC | Juno | R600LG24HCU[BL,BZ,SL,WH] | Indoor Luminaires | Interior Directional | Track or Mono-Point Directional Luminaires | Standard | FALSE | [9 empty] | 9/16/2016 12:00:00 AM | Dimmable | Continuous Below 10 | No |  |  | 665 | 70 | 9.5 | 20 | 0.92 | 4000 | 90
P7HU1NTN | Juno Lighting, LLC | Juno | R600LG24KS[BL,BZ,SL,WH] | Indoor Luminaires | Interior Directional | Track or Mono-Point Directional Luminaires | Standard | FALSE | [9 empty] | 9/16/2016 12:00:00 AM | Dimmable | Continuous Below 10 | No |  |  | 994 | 105 | 9.5 | 20 | 0.92 | 4000 | 80
P3F6JZQY | Juno Lighting, LLC | Juno | R600LG2497S[BL,BZ,SL,WH] | Indoor Luminaires | Interior Directional | Track or Mono-Point Directional Luminaires | Standard | FALSE | [9 empty] | 9/16/2016 12:00:00 AM | Dimmable | Continuous Below 10 | No |  |  | 753 | 79 | 9.5 | 20 | 0.92 | 4000 | 97
P41NRDKU | Juno Lighting, LLC | Juno | R600LG2497U[BL,BZ,SL,WH] | Indoor Luminaires | Interior Directional | Track or Mono-Point Directional Luminaires | Standard | FALSE | [9 empty] | 9/16/2016 12:00:00 AM | Dimmable | Continuous Below 10 | No |  |  | 610 | 64 | 9.5 | 20 | 0.92 | 4000 | 97
P1J6PTAA | Juno Lighting, LLC | Juno | R4K3600LG227HCU[BL,BZ,SL,WH] | Indoor Luminaires | Interior Directional | Track or Mono-Point Directional Luminaires | Standard | FALSE | [9 empty] | 9/16/2016 12:00:00 AM | Dimmable | Continuous Below 10 | No |  |  | 1854 | 65 | 28.5 | 20 | 0.92 | 2700 | 90
PX9XVV8P | Juno Lighting, LLC | Juno | R600LG227KF[BL,BZ,SL,WH] | Indoor Luminaires | Interior Directional | Track or Mono-Point Directional Luminaires | Standard | FALSE | [9 empty] | 9/16/2016 12:00:00 AM | Dimmable | Continuous Below 10 | No |  |  | 844 | 89 | 9.5 | 20 | 0.92 | 2700 | 80
PPSGNGWX | Juno Lighting, LLC | Juno | R600LG227KS[BL,BZ,SL,WH] | Indoor Luminaires | Interior Directional | Track or Mono-Point Directional Luminaires | Standard | FALSE | [9 empty] | 9/16/2016 12:00:00 AM | Dimmable | Continuous Below 10 | No |  |  | 926 | 98 | 9.5 | 20 | 0.92 | 2700 | 80
PDBDVCNV | Juno Lighting, LLC | Juno | R600LG22797F[BL,BZ,SL,WH] | Indoor Luminaires | Interior Directional | Track or Mono-Point Directional Luminaires | Standard | FALSE | [9 empty] | 9/16/2016 12:00:00 AM | Dimmable | Continuous Below 10 | No |  |  | 633 | 67 | 9.5 | 20 | 0.92 | 2700 | 97
PMZ3WN9V | Juno Lighting, LLC | Juno | R4K3600LG227KN[BL,BZ,SL,WH] | Indoor Luminaires | Interior Directional | Track or Mono-Point Directional Luminaires | Standard | FALSE | [9 empty] | 9/16/2016 12:00:00 AM | Dimmable | Continuous Below 10 | No |  |  | 2253 | 79 | 28.5 | 20 | 0.92 | 2700 | 80
P5XCEUMW | Juno Lighting, LLC | Juno | R4K3600LG22797S[BL,BZ,SL,WH] | Indoor Luminaires | Interior Directional | Track or Mono-Point Directional Luminaires | Standard | FALSE | [9 empty] | 9/16/2016 12:00:00 AM | Dimmable | Continuous Below 10 | No |  |  | 2085 | 73 | 28.5 | 20 | 0.92 | 2700 | 97
P852APX5 | Juno Lighting, LLC | Juno | R4K3600LG235HCF[BL,BZ,SL,WH] | Indoor Luminaires | Interior Directional | Track or Mono-Point Directional Luminaires | Standard | FALSE | [9 empty] | 9/16/2016 12:00:00 AM | Dimmable | Continuous Below 10 | No |  |  | 2214 | 78 | 28.5 | 20 | 0.92 | 3500 | 90
PK1AZGX8 | Juno Lighting, LLC | Juno | R4K3600LG235HCN[BL,BZ,SL,WH] | Indoor Luminaires | Interior Directional | Track or Mono-Point Directional Luminaires | Standard | FALSE | [9 empty] | 9/16/2016 12:00:00 AM | Dimmable | Continuous Below 10 | No |  |  | 1971 | 69 | 28.5 | 20 | 0.92 | 3500 | 90
PDWSMH4M | Juno Lighting, LLC | Juno | R4K3600LG235HCS[BL,BZ,SL,WH] | Indoor Luminaires | Interior Directional | Track or Mono-Point Directional Luminaires | Standard | FALSE | [9 empty] | 9/16/2016 12:00:00 AM | Dimmable | Continuous Below 10 | No |  |  | 2433 | 85 | 28.5 | 20 | 0.92 | 3500 | 90
PFK4C49V | Juno Lighting, LLC | Juno | R4K3600LG23HCF[BL,BZ,SL,WH] | Indoor Luminaires | Interior Directional | Track or Mono-Point Directional Luminaires | Standard | FALSE | [9 empty] | 9/16/2016 12:00:00 AM | Dimmable | Continuous Below 10 | No |  |  | 2190 | 77 | 28.5 | 20 | 0.92 | 3000 | 90
PV7CJA9D | Juno Lighting, LLC | Juno | R4K3600LG23KN[BL,BZ,SL,WH] | Indoor Luminaires | Interior Directional | Track or Mono-Point Directional Luminaires | Standard | FALSE | [9 empty] | 9/16/2016 12:00:00 AM | Dimmable | Continuous Below 10 | No |  |  | 2346 | 82 | 28.5 | 20 | 0.92 | 3000 | 80
P3D633HZ | Juno Lighting, LLC | Juno | R4K3600LG2397S[BL,BZ,SL,WH] | Indoor Luminaires | Interior Directional | Track or Mono-Point Directional Luminaires | Standard | FALSE | [9 empty] | 9/16/2016 12:00:00 AM | Dimmable | Continuous Below 10 | No |  |  | 2172 | 76 | 28.5 | 20 | 0.92 | 3000 | 97
PX4TGVM5 | Juno Lighting, LLC | Juno | R4K3600LG24KF[BL,BZ,SL,WH] | Indoor Luminaires | Interior Directional | Track or Mono-Point Directional Luminaires | Standard | FALSE | [9 empty] | 9/16/2016 12:00:00 AM | Dimmable | Continuous Below 10 | No |  |  | 2715 | 95 | 28.5 | 20 | 0.92 | 4000 | 80
PUNNZZE5 | Juno Lighting, LLC | Juno | R4K3600LG24KS[BL,BZ,SL,WH] | Indoor Luminaires | Interior Directional | Track or Mono-Point Directional Luminaires | Standard | FALSE | [9 empty] | 9/16/2016 12:00:00 AM | Dimmable | Continuous Below 10 | No |  |  | 2982 | 105 | 28.5 | 20 | 0.92 | 4000 | 80
PGH9AJ3M | Juno Lighting, LLC | Juno | R4K3600LG2497F[BL,BZ,SL,WH] | Indoor Luminaires | Interior Directional | Track or Mono-Point Directional Luminaires | Standard | FALSE | [9 empty] | 9/16/2016 12:00:00 AM | Dimmable | Continuous Below 10 | No |  |  | 2058 | 72 | 28.5 | 20 | 0.92 | 4000 | 97
PG63X1WQ | Juno Lighting, LLC | Juno | R4K3600LG227KU[BL,BZ,SL,WH] | Indoor Luminaires | Interior Directional | Track or Mono-Point Directional Luminaires | Standard | FALSE | [9 empty] | 9/16/2016 12:00:00 AM | Dimmable | Continuous Below 10 | No |  |  | 2253 | 79 | 28.5 | 20 | 0.92 | 2700 | 80
P7MGJKR5 | Juno Lighting, LLC | Juno | R600LG227KU[BL,BZ,SL,WH] | Indoor Luminaires | Interior Directional | Track or Mono-Point Directional Luminaires | Standard | FALSE | [9 empty] | 9/16/2016 12:00:00 AM | Dimmable | Continuous Below 10 | No |  |  | 751 | 79 | 9.5 | 20 | 0.92 | 2700 | 80
P5AZ2Y55 | Juno Lighting, LLC | Juno | R600LG235KF[BL,BZ,SL,WH] | Indoor Luminaires | Interior Directional | Track or Mono-Point Directional Luminaires | Standard | FALSE | [9 empty] | 9/16/2016 12:00:00 AM | Dimmable | Continuous Below 10 | No |  |  | 897 | 94 | 9.5 | 20 | 0.92 | 3500 | 80
PJC6RUAP | Juno Lighting, LLC | Juno | R600LG24KF[BL,BZ,SL,WH] | Indoor Luminaires | Interior Directional | Track or Mono-Point Directional Luminaires | Standard | FALSE | [9 empty] | 9/16/2016 12:00:00 AM | Dimmable | Continuous Below 10 | No |  |  | 905 | 95 | 9.5 | 20 | 0.92 | 4000 | 80
PGVX1UZ5 | Juno Lighting, LLC | Juno | R4K3600LG22797N[BL,BZ,SL,WH] | Indoor Luminaires | Interior Directional | Track or Mono-Point Directional Luminaires | Standard | FALSE | [9 empty] | 9/16/2016 12:00:00 AM | Dimmable | Continuous Below 10 | No |  |  | 1689 | 59 | 28.5 | 20 | 0.92 | 2700 | 97
PCZK5U1Z | Juno Lighting, LLC | Juno | R4K3600LG235KU[BL,BZ,SL,WH] | Indoor Luminaires | Interior Directional | Track or Mono-Point Directional Luminaires | Standard | FALSE | [9 empty] | 9/16/2016 12:00:00 AM | Dimmable | Continuous Below 10 | No |  |  | 2394 | 84 | 28.5 | 20 | 0.92 | 3500 | 80
P3CE32ZQ | Juno Lighting, LLC | Juno | R4K3600LG23HCN[BL,BZ,SL,WH] | Indoor Luminaires | Interior Directional | Track or Mono-Point Directional Luminaires | Standard | FALSE | [9 empty] | 9/16/2016 12:00:00 AM | Dimmable | Continuous Below 10 | No |  |  | 1947 | 68 | 28.5 | 20 | 0.92 | 3000 | 90
PJ8SZV7V | Juno Lighting, LLC | Juno | R4K3600LG2397F[BL,BZ,SL,WH] | Indoor Luminaires | Interior Directional | Track or Mono-Point Directional Luminaires | Standard | FALSE | [9 empty] | 9/16/2016 12:00:00 AM | Dimmable | Continuous Below 10 | No |  |  | 1977 | 69 | 28.5 | 20 | 0.92 | 3000 | 97
PUAFFEBK | Juno Lighting, LLC | Juno | R4K3600LG24HCF[BL,BZ,SL,WH] | Indoor Luminaires | Interior Directional | Track or Mono-Point Directional Luminaires | Standard | FALSE | [9 empty] | 9/16/2016 12:00:00 AM | Dimmable | Continuous Below 10 | No |  |  | 2241 | 79 | 28.5 | 20 | 0.92 | 4000 | 90
PVYFXCNC | Juno Lighting, LLC | Juno | R4K3600LG22797U[BL,BZ,SL,WH] | Indoor Luminaires | Interior Directional | Track or Mono-Point Directional Luminaires | Standard | FALSE | [9 empty] | 9/16/2016 12:00:00 AM | Dimmable | Continuous Below 10 | No |  |  | 1689 | 59 | 28.5 | 20 | 0.92 | 2700 | 97
PZJSVX9Y | Juno Lighting, LLC | Juno | R600LG227HCF[BL,BZ,SL,WH] | Indoor Luminaires | Interior Directional | Track or Mono-Point Directional Luminaires | Standard | FALSE | [9 empty] | 9/16/2016 12:00:00 AM | Dimmable | Continuous Below 10 | No |  |  | 694 | 73 | 9.5 | 20 | 0.92 | 2700 | 90
P1G7JZV3 | Juno Lighting, LLC | Juno | R600LG235HCS[BL,BZ,SL,WH] | Indoor Luminaires | Interior Directional | Track or Mono-Point Directional Luminaires | Standard | FALSE | [9 empty] | 9/16/2016 12:00:00 AM | Dimmable | Continuous Below 10 | No |  |  | 811 | 85 | 9.5 | 20 | 0.92 | 3500 | 90
PK22CRBQ | Juno Lighting, LLC | Juno | R600LG23HCN[BL,BZ,SL,WH] | Indoor Luminaires | Interior Directional | Track or Mono-Point Directional Luminaires | Standard | FALSE | [9 empty] | 9/16/2016 12:00:00 AM | Dimmable | Continuous Below 10 | No |  |  | 649 | 68 | 9.5 | 20 | 0.92 | 3000 | 90
PJ5XP2AB | Juno Lighting, LLC | Juno | R4K3600LG227KF[BL,BZ,SL,WH] | Indoor Luminaires | Interior Directional | Track or Mono-Point Directional Luminaires | Standard | FALSE | [9 empty] | 9/16/2016 12:00:00 AM | Dimmable | Continuous Below 10 | No |  |  | 2532 | 89 | 28.5 | 20 | 0.92 | 2700 | 80
P7BRMZYS | Juno Lighting, LLC | Juno | R4K3600LG235KS[BL,BZ,SL,WH] | Indoor Luminaires | Interior Directional | Track or Mono-Point Directional Luminaires | Standard | FALSE | [9 empty] | 9/16/2016 12:00:00 AM | Dimmable | Continuous Below 10 | No |  |  | 2952 | 104 | 28.5 | 20 | 0.92 | 3500 | 80
P8DZZ8NS | Juno Lighting, LLC | Juno | R4K3600LG23KU[BL,BZ,SL,WH] | Indoor Luminaires | Interior Directional | Track or Mono-Point Directional Luminaires | Standard | FALSE | [9 empty] | 9/16/2016 12:00:00 AM | Dimmable | Continuous Below 10 | No |  |  | 2346 | 82 | 28.5 | 20 | 0.92 | 3000 | 80
P1MYFNMJ | Juno Lighting, LLC | Juno | R4K3600LG2397U[BL,BZ,SL,WH] | Indoor Luminaires | Interior Directional | Track or Mono-Point Directional Luminaires | Standard | FALSE | [9 empty] | 9/16/2016 12:00:00 AM | Dimmable | Continuous Below 10 | No |  |  | 1761 | 62 | 28.5 | 20 | 0.92 | 3000 | 97
P1AHTGYQ | Juno Lighting, LLC | Juno | R4K3600LG2497N[BL,BZ,SL,WH] | Indoor Luminaires | Interior Directional | Track or Mono-Point Directional Luminaires | Standard | FALSE | [9 empty] | 9/16/2016 12:00:00 AM | Dimmable | Continuous Below 10 | No |  |  | 1830 | 64 | 28.5 | 20 | 0.92 | 4000 | 97
P8KU78BM | Juno Lighting, LLC | Juno | R4K3600LG23KS[BL,BZ,SL,WH] | Indoor Luminaires | Interior Directional | Track or Mono-Point Directional Luminaires | Standard | FALSE | [9 empty] | 9/16/2016 12:00:00 AM | Dimmable | Continuous Below 10 | No |  |  | 2895 | 102 | 28.5 | 20 | 0.92 | 3000 | 80
PSQNEWNR | Kinglumi Co.,Ltd | CAMETA | X-TR015-34-2740-UU | Indoor Luminaires | Interior Directional | Track or Mono-Point Directional Luminaires | Standard | TRUE | 3123.521 | 93.156 | 33.53 | 13.77 | 0.964 | 2715 | 82.7 | 5 | 50000 | 10/12/2016 12:00:00 AM | Dimmable | Continuous Above 10 | Not Yet Verified |  | 4 | 3123.52 | 93.16 | 34 | 13.81 | 0.97 | 2700 | 82.7
PUPK68BV | Kinglumi Co.,Ltd | CAMETA | X-TR015-34-3040-UU | Indoor Luminaires | Interior Directional | Track or Mono-Point Directional Luminaires | Standard | FALSE | [9 empty] | 10/12/2016 12:00:00 AM | Dimmable | Continuous Above 10 | Not Yet Verified |  |  | 3186.03 | 94.91 | 34 | 13.77 | 0.96 | 3000 | 83.3
P5H3UAX6 | Kinglumi Co.,Ltd | CAMETA | X-TR015-34-4040-UU | Indoor Luminaires | Interior Directional | Track or Mono-Point Directional Luminaires | Standard | FALSE | [9 empty] | 10/12/2016 12:00:00 AM | Dimmable | Continuous Above 10 | Not Yet Verified |  |  | 3303.97 | 98.48 | 34 | 13.4 | 0.97 | 4000 | 83.1
PD9C17ZF | Kinglumi Co.,Ltd | CAMETA | X-TR015-34-5040-UU | Indoor Luminaires | Interior Directional | Track or Mono-Point Directional Luminaires | Standard | FALSE | [9 empty] | 10/12/2016 12:00:00 AM | Dimmable | Continuous Above 10 | Not Yet Verified |  |  | 3468.23 | 103.34 | 34 | 13.23 | 0.96 | 5000 | 84.1
PDSCD9VF | Kinglumi Co.,Ltd | CAMETA | X-TR015-36-2740-UU | Indoor Luminaires | Interior Directional | Track or Mono-Point Directional Luminaires | Standard | TRUE | 3909.346 | 112.08 | 34.88 | 18.11 | 0.981 | 2683 | 82.8 | 5 | 50000 | 10/12/2016 12:00:00 AM | Dimmable | Continuous Above 10 | Not Yet Verified |  | 4 | 3909.32 | 112.08 | 36 | 18.19 | 0.98 | 2700 | 82.8
PKP6TDS7 | Kinglumi Co.,Ltd | CAMETA | X-TR015-36-4040-UU | Indoor Luminaires | Interior Directional | Track or Mono-Point Directional Luminaires | Standard | FALSE | [9 empty] | 10/12/2016 12:00:00 AM | Dimmable | Continuous Above 10 | Not Yet Verified |  |  | 4112.25 | 117.93 | 36 | 17.93 | 0.98 | 4000 | 83.1
PTUYEGES | Kinglumi Co.,Ltd | CAMETA | X-TR015-36-3040-UU | Indoor Luminaires | Interior Directional | Track or Mono-Point Directional Luminaires | Standard | FALSE | [9 empty] | 10/12/2016 12:00:00 AM | Dimmable | Continuous Above 10 | Not Yet Verified |  |  | 4005.96 | 114.75 | 36 | 18.11 | 0.98 | 3000 | 83.2
PT489VKN | Kinglumi Co.,Ltd | CAMETA | X-TR015-36-5040-UU | Indoor Luminaires | Interior Directional | Track or Mono-Point Directional Luminaires | Standard | FALSE | [9 empty] | 10/12/2016 12:00:00 AM | Dimmable | Continuous Above 10 | Not Yet Verified |  |  | 4240.67 | 121.54 | 36 | 17.81 | 0.99 | 5000 | 80.5
PRKQZXJQ | Kinglumi Co.,Ltd | CAMETA | X-TR014-22-2740-UU | Indoor Luminaires | Interior Directional | Track or Mono-Point Directional Luminaires | Standard | TRUE | 1990.212 | 93.525 | 21.28 | 14.39 | 0.982 | 2656 | 83.3 | 5 | 50000 | 10/12/2016 12:00:00 AM | Dimmable | Continuous Above 10 | Not Yet Verified |  | 4 | 1990.2 | 93.53 | 22 | 14.39 | 0.98 | 2700 | 83.3
PZEP3SP3 | Kinglumi Co.,Ltd | CAMETA | X-TR014-22-4040-UU | Indoor Luminaires | Interior Directional | Track or Mono-Point Directional Luminaires | Standard | FALSE | [9 empty] | 10/12/2016 12:00:00 AM | Dimmable | Continuous Above 10 | Not Yet Verified |  |  | 2104 | 98.22 | 22 | 13.94 | 0.99 | 4000 | 83.8
P7G29SPN | Kinglumi Co.,Ltd | CAMETA | X-TR014-22-3040-UU | Indoor Luminaires | Interior Directional | Track or Mono-Point Directional Luminaires | Standard | FALSE | [9 empty] | 10/12/2016 12:00:00 AM | Dimmable | Continuous Above 10 | Not Yet Verified |  |  | 2039.2 | 95.51 | 22 | 14.26 | 0.98 | 3000 | 83.1
PVGG4HJW | Kinglumi Co.,Ltd | CAMETA | X-TR014-22-5040-UU | Indoor Luminaires | Interior Directional | Track or Mono-Point Directional Luminaires | Standard | FALSE | [9 empty] | 10/12/2016 12:00:00 AM | Dimmable | Continuous Above 10 | Not Yet Verified |  |  | 2189.6 | 102.27 | 22 | 13.71 | 0.99 | 5000 | 84.3
PYEDPK4C | Kinglumi Co.,Ltd | CAMETA | X-TR014-14-2740-UU | Indoor Luminaires | Interior Directional | Track or Mono-Point Directional Luminaires | Standard | TRUE | 1310.19 | 96.836 | 13.53 | 16.31 | 0.98 | 2709 | 82.6 | 5 | 50000 | 10/12/2016 12:00:00 AM | Dimmable | Continuous Above 10 | Not Yet Verified |  | 4 | 1310.2 | 96.8 | 14 | 16.43 | 0.98 | 2700 | 83
PGDTWCU4 | Kinglumi Co.,Ltd | CAMETA | X-TR014-14-4040-UU | Indoor Luminaires | Interior Directional | Track or Mono-Point Directional Luminaires | Standard | FALSE | [9 empty] | 10/12/2016 12:00:00 AM | Dimmable | Continuous Above 10 | Not Yet Verified |  |  | 1371.8 | 100.7 | 14 | 16.19 | 0.98 | 4000 | 83
PJJRV5CP | Kinglumi Co.,Ltd | CAMETA | X-TR014-14-3040-UU | Indoor Luminaires | Interior Directional | Track or Mono-Point Directional Luminaires | Standard | FALSE | [9 empty] | 10/12/2016 12:00:00 AM | Dimmable | Continuous Above 10 | Not Yet Verified |  |  | 1342.2 | 98.6 | 14 | 16.31 | 0.98 | 3000 | 83
PZUGC6U5 | Kinglumi Co.,Ltd | CAMETA | X-TR014-14-5040-UU | Indoor Luminaires | Interior Directional | Track or Mono-Point Directional Luminaires | Standard | FALSE | [9 empty] | 10/12/2016 12:00:00 AM | Dimmable | Continuous Above 10 | Not Yet Verified |  |  | 1437.1 | 104.3 | 14 | 15.92 | 0.98 | 5000 | 83
P1AR9A41 | Kinglumi Co.,Ltd | Kinglumi | TR-010-45 | Indoor Luminaires | Interior Directional | Track or Mono-Point Directional Luminaires | Standard | TRUE | 4001.37 | 94.39 | 42.39 | 15.04 | 0.989 | 2990 | 82.5 | 5 |  | 5/7/2015 12:00:00 AM | Not Dimmable | Not Dimmable | Not Yet Verified |  | 2.1
P59RA4BD | LITELINE CORPORATION | A-LINE | X-AFT7545-3038-YY | Indoor Luminaires | Interior Directional | Track or Mono-Point Directional Luminaires | Standard | TRUE | 4001.37 | 94.39 | 42.39 | 15.04 | 0.989 | 2990 | 82.5 | 5 |  | 8/10/2015 12:00:00 AM | Not Dimmable | Not Dimmable | Not Yet Verified |  | 2.1
PZTEGSZY | National Energy&Light | NEL | NEL-LN-35K-2ft-TR | Indoor Luminaires | Interior Directional | Track or Mono-Point Directional Luminaires | Standard | TRUE | 2821.212 | 78.54 | 35.92 | 18.24 | 0.9192 | 3443 | 96.5 | 5 | 156000 | 10/17/2016 12:00:00 AM | Not Dimmable | Not Dimmable | No |  | 3 | 2800 | 80 | 35 | 20 | 0.9 | 3500 | 96
PSE2HFYW | Nora Lighting | NORA LIGHTING | NTE-842L40F35Z [Qualified at 120V Only] | Indoor Luminaires | Interior Directional | Track or Mono-Point Directional Luminaires | Standard | TRUE | 2229 | 64.6 | 34.53 | 8.33 | 0.991 | 3962 | 80.7 | 5 | 50000 | 6/2/2016 12:00:00 AM | Dimmable | Continuous Below 10 | No |  | 3.1 | 2229 | 64.6 | 34.53 | 8.33 | 0.991 | 3962 | 80.7
PFRQY7N2 | Nora Lighting | NORA LIGHTING | NTE-842L30F35Z [Qualified at 120V Only] [Qualified at 120V Only] | Indoor Luminaires | Interior Directional | Track or Mono-Point Directional Luminaires | Standard | TRUE | 2400 | 68.9 | 34.82 | 8.58 | 0.991 | 3022 | 81.7 | 5 | 50000 | 6/2/2016 12:00:00 AM | Dimmable | Continuous Below 10 | No |  | 3.1 | 2400 | 68.9 | 34.82 | 8.58 | 0.991 | 3022 | 81.7
PW81V3G4 | Nora Lighting | NORA LIGHTING | NTE-842L30S35Z [Qualified at 120V Only] | Indoor Luminaires | Interior Directional | Track or Mono-Point Directional Luminaires | Standard | FALSE | [9 empty] | 6/2/2016 12:00:00 AM | Dimmable | Continuous Below 10 | No |  |  | 2486.4 | 71.38 | 34.82 | 8.58 | 0.991 | 3022 | 81.7
PVV77YXK | Nora Lighting | NORA LIGHTING | NTE-842L40S35Z [Qualified at 120V Only] | Indoor Luminaires | Interior Directional | Track or Mono-Point Directional Luminaires | Standard | FALSE | [9 empty] | 6/2/2016 12:00:00 AM | Dimmable | Continuous Below 10 | No |  |  | 2309.24 | 66.93 | 34.53 | 8.33 | 0.991 | 3962 | 80.7
PV4VUZNC | Nora Lighting | NORA LIGHTING | NTE-840D30F23YZ [Qualified at 120V Only] | Indoor Luminaires | Interior Directional | Track or Mono-Point Directional Luminaires | Standard | TRUE | 1289 | 59.3 | 21.75 | 24.1 | 0.899 | 3047 | 82.6 | 5 | 50000 | 6/2/2016 12:00:00 AM | Dimmable | Continuous Below 10 | No |  | 3.1 | 1316 | 60.2 | 21.85 | 23.8 | 0.901 | 3047 | 82.6
P88BDGDU | Nora Lighting | NORA LIGHTING | NTE-840D42F23YZ [Qualified at 120V Only] | Indoor Luminaires | Interior Directional | Track or Mono-Point Directional Luminaires | Standard | TRUE | 1761 | 80.7 | 21.83 | 24.3 | 0.896 | 3831 | 80.7 | 5 | 50000 | 6/2/2016 12:00:00 AM | Dimmable | Continuous Below 10 | No |  | 3.1 | 1761 | 80.7 | 21.83 | 24.3 | 0.896 | 3831 | 80.7
P5DDKDHV | Nora Lighting | NORA LIGHTING | NTE-840D42S23YZ [Qualified at 120V Only] | Indoor Luminaires | Interior Directional | Track or Mono-Point Directional Luminaires | Standard | FALSE | [9 empty] | 6/2/2016 12:00:00 AM | Dimmable | Continuous Below 10 | No |  |  | 2160.75 | 99.02 | 21.83 | 24.3 | 0.896 | 3831 | 80.7
PE87Q8GF | Nora Lighting | NORA LIGHTING | NTE-840D30S23YZ [Qualified at 120V Only] | Indoor Luminaires | Interior Directional | Track or Mono-Point Directional Luminaires | Standard | FALSE | [9 empty] | 6/2/2016 12:00:00 AM | Dimmable | Continuous Below 10 | No |  |  | 1614.73 | 73.87 | 21.85 | 23.8 | 0.901 | 3047 | 82.6
PMGZRMTX | Nora Lighting | NORA LIGHTING | NTE-850L40F10B [Qualified at 120V Only] | Indoor Luminaires | Interior Directional | Track or Mono-Point Directional Luminaires | Standard | TRUE | 719.2 | 76.4 | 9.417 | 14.2 | 0.919 | 3967 | 82.1 | 5 | 50000 | 6/2/2016 12:00:00 AM | Dimmable | Continuous Below 10 | No |  | 3.1 | 719.2 | 76.4 | 9.42 | 14.2 | 0.919 | 3967 | 82.1
P6S2J1S6 | Nora Lighting | NORA LIGHTING | NTE-850L30F10B [Qualified at 120V Only] | Indoor Luminaires | Interior Directional | Track or Mono-Point Directional Luminaires | Standard | TRUE | 662 | 69 | 9.59 | 14.3 | 0.9222 | 3049 | 83.5 | 5 | 50000 | 6/2/2016 12:00:00 AM | Dimmable | Continuous Below 10 | No |  | 3.1 | 662 | 69 | 9.59 | 14.3 | 0.922 | 3049 | 83.5
PAZRVDKR | Nora Lighting | NORA LIGHTING | NTE-850L30S10B [Qualified at 120V Only] | Indoor Luminaires | Interior Directional | Track or Mono-Point Directional Luminaires | Standard | FALSE | [9 empty] | 6/2/2016 12:00:00 AM | Dimmable | Continuous Below 10 | No |  |  | 772.55 | 80.52 | 9.59 | 14.3 | 0.922 | 3049 | 83.5
PW9TZQD1 | Nora Lighting | NORA LIGHTING | NTE-850L40S10B [Qualified at 120V Only] | Indoor Luminaires | Interior Directional | Track or Mono-Point Directional Luminaires | Standard | FALSE | [9 empty] | 6/2/2016 12:00:00 AM | Dimmable | Continuous Below 10 | No |  |  | 839.31 | 89.16 | 9.42 | 14.2 | 0.919 | 3967 | 82.1
P2H8XYU5 | Nora Lighting | NORA LIGHTING | NTE-8906630ZZ [Qualified at 120V Only] | Indoor Luminaires | Interior Directional | Track or Mono-Point Directional Luminaires | Standard | TRUE | 3986 | 61 | 65.38 | 15.3 | 0.975 | 3068 | 82.1 | 5 | 50000 | 6/2/2016 12:00:00 AM | Dimmable | Continuous Below 10 | No |  | 3.1 | 3986 | 61 | 65.38 | 15.3 | 0.975 | 3068 | 82.1
P1SHVETC | Nora Lighting | NORA LIGHTING | NTE-8903330ZZ [Qualified at 120V Only] | Indoor Luminaires | Interior Directional | Track or Mono-Point Directional Luminaires | Standard | TRUE | 1992 | 60.4 | 32.99 | 17.2 | 0.969 | 3146 | 82.6 | 5 | 50000 | 6/2/2016 12:00:00 AM | Dimmable | Continuous Below 10 | No |  | 3.1 | 2041 | 62.2 | 32.83 | 17.1 | 0.969 | 3146 | 82.6
PRJ5SXX4 | Nora Lighting | NORA LIGHTING | NTE-8903340ZZ [Qualified at 120V Only] | Indoor Luminaires | Interior Directional | Track or Mono-Point Directional Luminaires | Standard | TRUE | 2191 | 66 | 33.22 | 17.9 | 0.969 | 4054 | 84.1 | 5 | 50000 | 6/2/2016 12:00:00 AM | Dimmable | Continuous Below 10 | No |  | 3.1 | 2191 | 66 | 33.22 | 17.9 | 0.969 | 4054 | 84.1
PQXZA7EJ | Nora Lighting | NORA LIGHTING | NTE-8906640ZZ [Qualified at 120V Only] | Indoor Luminaires | Interior Directional | Track or Mono-Point Directional Luminaires | Standard | FALSE | [9 empty] | 6/2/2016 12:00:00 AM | Dimmable | Continuous Below 10 | No |  |  | 4278.94 | 64.73 | 66.16 | 16.02 | 0.975 | 3953.48 | 83.59
PAKFHSHA | Nora Lighting | NORA LIGHTING | NTE-85528F40Y [Qualified at 120V Only] | Indoor Luminaires | Interior Directional | Track or Mono-Point Directional Luminaires | Standard | TRUE | 2453 | 87.2 | 28.13 | 10 | 0.99 | 4031 | 82.8 | 5 | 50000 | 6/2/2016 12:00:00 AM | Dimmable | Continuous Below 10 | No |  | 3.1 | 2453 | 87.2 | 28.13 | 10 | 0.99 | 4031 | 82.8
P3CQY8KA | Nora Lighting | NORA LIGHTING | NTE-85536F27Y [Qualified at 120V Only] | Indoor Luminaires | Interior Directional | Track or Mono-Point Directional Luminaires | Standard | TRUE | 2642 | 73.9 | 36.03 | 15.3 | 0.93 | 2768 | 80.4 | 5 | 50000 | 6/2/2016 12:00:00 AM | Dimmable | Continuous Below 10 | No |  | 3.1 | 2642 | 73.9 | 35.76 | 10.2 | 0.99 | 2768 | 80.4
P4UVGP39 | Nora Lighting | NORA LIGHTING | NTE-85528F27Y [Qualified at 120V Only] | Indoor Luminaires | Interior Directional | Track or Mono-Point Directional Luminaires | Standard | TRUE | 2126 | 76 | 27.99 | 11.4 | 0.988 | 2723 | 81.7 | 5 | 50000 | 6/2/2016 12:00:00 AM | Dimmable | Continuous Below 10 | No |  | 3.1 | 2152 | 77 | 27.95 | 11.4 | 0.988 | 2723 | 81.7
P2UC1V6K | Nora Lighting | NORA LIGHTING | NTE-85528M40Y [Qualified at 120V Only] | Indoor Luminaires | Interior Directional | Track or Mono-Point Directional Luminaires | Standard | FALSE | [9 empty] | 6/2/2016 12:00:00 AM | Dimmable | Continuous Below 10 | No |  |  | 2462.12 | 87.31 | 28.18 | 10 | 0.99 | 4031 | 82.8
PSJVKPFW | Nora Lighting | NORA LIGHTING | NTE-85528S27Y [Qualified at 120V Only] | Indoor Luminaires | Interior Directional | Track or Mono-Point Directional Luminaires | Standard | FALSE | [9 empty] | 6/2/2016 12:00:00 AM | Dimmable | Continuous Below 10 | No |  |  | 2181 | 77.9 | 28 | 11.5 | 0.988 | 2723 | 81.7
PBWUKTQ1 | Nora Lighting | NORA LIGHTING | NTE-85536M35Y [Qualified at 120V Only] | Indoor Luminaires | Interior Directional | Track or Mono-Point Directional Luminaires | Standard | FALSE | [9 empty] | 6/2/2016 12:00:00 AM | Dimmable | Continuous Below 10 | No |  |  | 3086.77 | 84.8 | 36.4 | 10.1 | 0.983 | 3434 | 81.75
P1R5GAVU | Nora Lighting | NORA LIGHTING | NTE-85528S40Y [Qualified at 120V Only] | Indoor Luminaires | Interior Directional | Track or Mono-Point Directional Luminaires | Standard | FALSE | [9 empty] | 6/2/2016 12:00:00 AM | Dimmable | Continuous Below 10 | No |  |  | 2486.06 | 88.22 | 28.18 | 10.09 | 0.99 | 4031 | 82.8
PQWDSXW5 | Nora Lighting | NORA LIGHTING | NTE-85528M27Y [Qualified at 120V Only] | Indoor Luminaires | Interior Directional | Track or Mono-Point Directional Luminaires | Standard | FALSE | [9 empty] | 6/2/2016 12:00:00 AM | Dimmable | Continuous Below 10 | No |  |  | 2160 | 77.1 | 28 | 11.4 | 0.988 | 2723 | 81.7
PNGBWYJW | PowerSecure, Inc | Solais Lighting | Xd30-25-40K-3500-xx-x | Indoor Luminaires | Interior Directional | Track or Mono-Point Directional Luminaires | Standard | TRUE | 4086.7 | 93.9 | 43.53 | 6.68 | 0.99 | 4061 | 83.5 | 5 | 50000 | 9/6/2016 12:00:00 AM | Dimmable | Continuous Below 10 | No |  | 4 | 4086 | 93.87 | 43.53 | 6.68 | 0.99 | 4061 | 83.5
PHVGE97S | PowerSecure, Inc | Solais Lighting | Xd30-40-30K-3500-xx-x | Indoor Luminaires | Interior Directional | Track or Mono-Point Directional Luminaires | Standard | TRUE | 3547.6 | 80.6 | 44.01 | 10.39 | 0.989 | 3051 | 81.1 | 5 | 50000 | 9/6/2016 12:00:00 AM | Dimmable | Continuous Below 10 | No |  | 4 | 3547 | 80.6 | 44.01 | 10.39 | 0.99 | 3051 | 81.1
PY1YEBBE | PowerSecure, Inc | Solais Lighting | Xd30-40-35K-3500-xx-x | Indoor Luminaires | Interior Directional | Track or Mono-Point Directional Luminaires | Standard | FALSE | [9 empty] | 9/6/2016 12:00:00 AM | Dimmable | Continuous Below 10 | No |  |  | 3592 | 82.07 | 43.77 | 10.39 | 0.99 | 3556 | 81.1
P8TE47XW | PowerSecure, Inc | Solais Lighting | Xd30-25-30K-3500-xx-x | Indoor Luminaires | Interior Directional | Track or Mono-Point Directional Luminaires | Standard | FALSE | [9 empty] | 9/6/2016 12:00:00 AM | Dimmable | Continuous Below 10 | No |  |  | 3937 | 89.46 | 44.01 | 10.39 | 0.99 | 3051 | 81.1
PH4R6QV7 | PowerSecure, Inc | Solais Lighting | Xd30-25-35K-3500-xx-x | Indoor Luminaires | Interior Directional | Track or Mono-Point Directional Luminaires | Standard | FALSE | [9 empty] | 9/6/2016 12:00:00 AM | Dimmable | Continuous Below 10 | No |  |  | 4012 | 91.66 | 43.77 | 10.39 | 0.99 | 3556 | 81.1
P6CHJEEF | PowerSecure, Inc | Solais Lighting | Xd30-40-40K-3500-xx-x | Indoor Luminaires | Interior Directional | Track or Mono-Point Directional Luminaires | Standard | FALSE | [9 empty] | 9/6/2016 12:00:00 AM | Dimmable | Continuous Below 10 | No |  |  | 3637 | 83.55 | 43.53 | 6.68 | 0.99 | 4061 | 83.5
P8MGMAK63 | PowerSecure, Inc | Solais Lighting | Xi20-25-30K-1050-XX-X (120V Only) | Indoor Luminaires | Interior Directional | Track or Mono-Point Directional Luminaires | Standard | TRUE | 1120 | 68.8 | 16.28 | 8.41 | 0.984 | 3132 | 81.2 | 5 | 50000 | 11/20/2014 12:00:00 AM | Dimmable | Continuous Below 10 | Not Yet Verified |  | 2.1 | [5 empty] | 3000
PSJYU9B1T | PowerSecure, Inc | Solais Lighting | Xi20-40-30K-1050-XX-X (120V Only) | Indoor Luminaires | Interior Directional | Track or Mono-Point Directional Luminaires | Standard | TRUE | 1034 | 62.4 | 16.58 | 8.83 | 0.986 | 3059 | 80.2 | 5 | 50000 | 11/20/2014 12:00:00 AM | Dimmable | Continuous Below 10 | Not Yet Verified |  | 2.1 | [5 empty] | 3000
P4SA4JGEG | PowerSecure, Inc | Solais Lighting | Xi20-15m-30h-1050-XX-X (120V Only) | Indoor Luminaires | Interior Directional | Track or Mono-Point Directional Luminaires | Standard | TRUE | 1060 | 66.75 | 15.88 | 4.8 | 0.991 | 2948 | 95.8 | 5 | 50000 | 11/20/2014 12:00:00 AM | Dimmable | Continuous Below 10 | Not Yet Verified |  | 2.1 | [5 empty] | 3000
PN57JJC6 | PreciseLED | PreciseLED | EXCT-45W-30K-XX | Indoor Luminaires | Interior Directional | Track or Mono-Point Directional Luminaires | Standard | TRUE | 4001.37 | 94.39 | 42.39 | 15.04 | 0.989 | 2990 | 82.5 | 5 |  | 8/19/2015 12:00:00 AM | Not Dimmable | Not Dimmable | Not Yet Verified | Color Housing Available- black(BK); white(WH) | 2.1
P000016NW | Precision Paragon [P2] | Precision Paragon [P2] | TMD-16W-SP-50K-6C-UL-700 [120V ONLY] | Indoor Luminaires | Interior Directional | Track or Mono-Point Directional Luminaires | Standard | TRUE | 829.8 | 52.7 | 15.76 | 14.87 | 0.973 | 4528 | 78.9 | 5 | 92700 | 2/3/2014 12:00:00 AM | Not Yet Verified | Not Yet Verified | Not Yet Verified |  | 1.5 | 830 | 53 | 16 |  | 0.973 | 5000 | 78.9
P000016NY | Precision Paragon [P2] | Precision Paragon [P2] | TMT-21W-SP-50K-18C-UL-350 [120V ONLY] | Indoor Luminaires | Interior Directional | Track or Mono-Point Directional Luminaires | Standard | TRUE | 1506 | 71.7 | 21 | 3.39 | 0.994 | 4832 | 79.1 | 5 | 98000 | 2/3/2014 12:00:00 AM | Not Yet Verified | Not Yet Verified | Not Yet Verified |  | 1.6 | 1506 |  | 21 |  |  | 5000 | 79.1
PYYCAY3F | RAE ANNSAS LIMITED | LEADER | LD-3054 (3000K) | Indoor Luminaires | Interior Directional | Track or Mono-Point Directional Luminaires | Standard | TRUE | 2369.6 | 71.18 | 33.29 | 19.53 | 0.9279 | 3109 | 81.4 | 5 | 50000 | 11/19/2015 12:00:00 AM | Not Dimmable | Not Dimmable | No |  | 3 | 2369.6 | 71.18 | 33.29 | 19.53 | 0.9279 | 3109 | 81.4
P1TH5BYQ | RAE ANNSAS LIMITED | LEADER | LD-3054 (3500K) | Indoor Luminaires | Interior Directional | Track or Mono-Point Directional Luminaires | Standard | FALSE | [9 empty] | 11/19/2015 12:00:00 AM | Not Dimmable | Not Dimmable | No |  |  | 2388.2 | 71.89 | 33.22 | 19.53 | 0.9279 | 3500 | 81.4
PYNPPJPK | RAE ANNSAS LIMITED | LEADER | LD-3054 (4500K) | Indoor Luminaires | Interior Directional | Track or Mono-Point Directional Luminaires | Standard | FALSE | [9 empty] | 11/19/2015 12:00:00 AM | Not Dimmable | Not Dimmable | No |  |  | 2470.1 | 74.36 | 33.22 | 19.53 | 0.9279 | 4500 | 81.4
P1E3Y4SK | RAE ANNSAS LIMITED | LEADER | LD-3054 (5000K) | Indoor Luminaires | Interior Directional | Track or Mono-Point Directional Luminaires | Standard | FALSE | 2529 | 74.78 | 33.82 | 19.08 | 0.9198 | 5033 | 82.5 |  |  | 11/19/2015 12:00:00 AM | Not Dimmable | Not Dimmable | No |  |  | 2529 | 74.78 | 33.82 | 19.08 | 0.9198 | 5033 | 82.5
PPKH4VSX | RAE ANNSAS LIMITED | LEADER | LD-3054 (4000K) | Indoor Luminaires | Interior Directional | Track or Mono-Point Directional Luminaires | Standard | FALSE | [9 empty] | 11/19/2015 12:00:00 AM | Not Dimmable | Not Dimmable | No |  |  | 2429.2 | 73.12 | 33.22 | 19.53 | 0.9279 | 4000 | 81.4
P5XP6QJN | RAE ANNSAS LIMITED | LEADER | LD-3030 (3000K) | Indoor Luminaires | Interior Directional | Track or Mono-Point Directional Luminaires | Standard | TRUE | 1217.5 | 77.55 | 15.7 | 19.66 | 0.9102 | 3159 | 82.9 | 5 | 50000 | 11/19/2015 12:00:00 AM | Not Dimmable | Not Dimmable | No |  | 3 | 1217.5 | 77.55 | 15.7 | 19.66 | 0.9102 | 3159 | 82.9
PXSEXCCA | RAE ANNSAS LIMITED | LEADER | LD-3030 (4000K) | Indoor Luminaires | Interior Directional | Track or Mono-Point Directional Luminaires | Standard | FALSE | [9 empty] | 11/19/2015 12:00:00 AM | Not Dimmable | Not Dimmable | No |  |  | 1294.4 | 81.38 | 15.91 | 19.66 | 0.9102 | 4000 | 82.9
PPRGHGEU | RAE ANNSAS LIMITED | LEADER | LD-3030 (5000K) | Indoor Luminaires | Interior Directional | Track or Mono-Point Directional Luminaires | Standard | FALSE | 1299 | 81.29 | 15.98 | 19.27 | 0.9093 | 5257 | 82.9 |  |  | 11/19/2015 12:00:00 AM | Not Dimmable | Not Dimmable | No |  |  | 1299 | 81.29 | 15.98 | 19.27 | 0.9093 | 5257 | 82.9
PBCGZ5YY | RAE ANNSAS LIMITED | LEADER | LD-3030 (3500K) | Indoor Luminaires | Interior Directional | Track or Mono-Point Directional Luminaires | Standard | FALSE | [9 empty] | 11/19/2015 12:00:00 AM | Not Dimmable | Not Dimmable | No |  |  | 1275.6 | 80.2 | 15.91 | 19.66 | 0.9102 | 3500 | 82.9
PKZWQP69 | RAE ANNSAS LIMITED | LEADER | LD-3030 (4500K) | Indoor Luminaires | Interior Directional | Track or Mono-Point Directional Luminaires | Standard | FALSE | [9 empty] | 11/19/2015 12:00:00 AM | Not Dimmable | Not Dimmable | No |  |  | 1313.2 | 82.57 | 15.91 | 19.66 | 0.9102 | 4500 | 82.9
PX48FGKW | RAE ANNSAS LIMITED | LEADER | LD-3017 (3000K) | Indoor Luminaires | Interior Directional | Track or Mono-Point Directional Luminaires | Standard | TRUE | 2211.9 | 84.32 | 26.23 | 19.42 | 0.9035 | 3135 | 82.1 | 5 | 50000 | 11/19/2015 12:00:00 AM | Not Dimmable | Not Dimmable | No |  | 3 | 2211.9 | 84.32 | 26.23 | 19.42 | 0.9035 | 3135 | 82.1
P73RAPNY | RAE ANNSAS LIMITED | LEADER | LD-3017 (4500K) | Indoor Luminaires | Interior Directional | Track or Mono-Point Directional Luminaires | Standard | FALSE | [9 empty] | 11/19/2015 12:00:00 AM | Not Dimmable | Not Dimmable | No |  |  | 2314.2 | 90.1 | 25.69 | 19.42 | 0.9035 | 4500 | 82.1
PKFZQZWC | RAE ANNSAS LIMITED | LEADER | LD-3017 (3500K) | Indoor Luminaires | Interior Directional | Track or Mono-Point Directional Luminaires | Standard | FALSE | [9 empty] | 11/19/2015 12:00:00 AM | Not Dimmable | Not Dimmable | No |  |  | 2258.5 | 87.93 | 25.69 | 19.42 | 0.9035 | 3500 | 82.1
PW9RYUEA | RAE ANNSAS LIMITED | LEADER | LD-3017 (5000K) | Indoor Luminaires | Interior Directional | Track or Mono-Point Directional Luminaires | Standard | FALSE | 2325 | 88.91 | 26.15 | 19.55 | 0.9017 | 5137 | 82.2 |  |  | 11/19/2015 12:00:00 AM | Not Dimmable | Not Dimmable | No |  |  | 2325 | 88.91 | 26.15 | 19.55 | 0.9017 | 5137 | 82.2
PXXA1QKU | RAE ANNSAS LIMITED | LEADER | LD-3017 (4000K) | Indoor Luminaires | Interior Directional | Track or Mono-Point Directional Luminaires | Standard | FALSE | [9 empty] | 11/19/2015 12:00:00 AM | Not Dimmable | Not Dimmable | No |  |  | 2286.3 | 89.01 | 25.69 | 19.42 | 0.9035 | 4000 | 82.1
PYGR63PA | RAE ANNSAS LIMITED | LEADER | LD-3025 (3000K) | Indoor Luminaires | Interior Directional | Track or Mono-Point Directional Luminaires | Standard | TRUE | 657.88 | 64.39 | 10.22 | 16.93 | 0.9034 | 3120 | 82.1 | 5 | 50000 | 11/19/2015 12:00:00 AM | Not Dimmable | Not Dimmable | No |  | 3 | 657.88 | 64.39 | 10.22 | 16.93 | 0.9034 | 3120 | 82.1
PGH1ESC9 | RAE ANNSAS LIMITED | LEADER | LD-3025 (5000K) | Indoor Luminaires | Interior Directional | Track or Mono-Point Directional Luminaires | Standard | FALSE | 702.5 | 67.94 | 10.34 | 16.75 | 0.9047 | 5033 | 83.8 |  |  | 11/19/2015 12:00:00 AM | Not Dimmable | Not Dimmable | No |  |  | 702.5 | 67.94 | 10.34 | 16.75 | 0.9047 | 5033 | 83.8
P4FT249Z | RAE ANNSAS LIMITED | LEADER | LD-3025 (4000K) | Indoor Luminaires | Interior Directional | Track or Mono-Point Directional Luminaires | Standard | FALSE | [9 empty] | 11/19/2015 12:00:00 AM | Not Dimmable | Not Dimmable | No |  |  | 691.3 | 69.99 | 9.877 | 16.93 | 0.9034 | 4000 | 82.1
PT7AZJ71 | RAE ANNSAS LIMITED | LEADER | LD-3025 (3500K) | Indoor Luminaires | Interior Directional | Track or Mono-Point Directional Luminaires | Standard | FALSE | [9 empty] | 11/19/2015 12:00:00 AM | Not Dimmable | Not Dimmable | No |  |  | 681 | 68.95 | 9.877 | 16.93 | 0.9034 | 3500 | 82.1
PBSF478Y | RAE ANNSAS LIMITED | LEADER | LD-3025 (4500K) | Indoor Luminaires | Interior Directional | Track or Mono-Point Directional Luminaires | Standard | FALSE | [9 empty] | 11/19/2015 12:00:00 AM | Not Dimmable | Not Dimmable | No |  |  | 701.5 | 71.03 | 9.877 | 16.93 | 0.9034 | 4500 | 82.1
PRU5X7UP | RAE ANNSAS LIMITED | LEADER | LD-3023 (3000K) | Indoor Luminaires | Interior Directional | Track or Mono-Point Directional Luminaires | Standard | TRUE | 681.84 | 67.84 | 10.05 | 16.63 | 0.9023 | 3134 | 82.7 | 5 | 50000 | 11/19/2015 12:00:00 AM | Not Dimmable | Not Dimmable | No |  | 3 | 681.84 | 67.84 | 10.05 | 16.63 | 0.9023 | 3134 | 82.7
PYJU342N | RAE ANNSAS LIMITED | LEADER | LD-3023 (5000K) | Indoor Luminaires | Interior Directional | Track or Mono-Point Directional Luminaires | Standard | FALSE | 732.8 | 71.98 | 10.18 | 16.55 | 0.9017 | 5064 | 83.3 |  |  | 11/19/2015 12:00:00 AM | Not Dimmable | Not Dimmable | No |  |  | 732.8 | 71.98 | 10.18 | 16.55 | 0.9017 | 5064 | 83.3
P5RKDR73 | RAE ANNSAS LIMITED | LEADER | LD-3023 (3500K) | Indoor Luminaires | Interior Directional | Track or Mono-Point Directional Luminaires | Standard | FALSE | [9 empty] | 11/19/2015 12:00:00 AM | Not Dimmable | Not Dimmable | No |  |  | 694 | 70.52 | 9.84 | 16.63 | 0.9023 | 3500 | 82.7
PZKB5QMM | RAE ANNSAS LIMITED | LEADER | LD-3023 (4500K) | Indoor Luminaires | Interior Directional | Track or Mono-Point Directional Luminaires | Standard | FALSE | [9 empty] | 11/19/2015 12:00:00 AM | Not Dimmable | Not Dimmable | No |  |  | 719.5 | 73.11 | 9.84 | 16.63 | 0.9023 | 4500 | 82.7
P4861EKW | RAE ANNSAS LIMITED | LEADER | LD-3023 (4000K) | Indoor Luminaires | Interior Directional | Track or Mono-Point Directional Luminaires | Standard | FALSE | [9 empty] | 11/19/2015 12:00:00 AM | Not Dimmable | Not Dimmable | No |  |  | 706.8 | 71.82 | 9.84 | 16.63 | 0.9023 | 4000 | 82.7
PMWMURKZ | Self Electronics Co.,Ltd | Self | ASTRO-30K40X | Indoor Luminaires | Interior Directional | Track or Mono-Point Directional Luminaires | Standard | TRUE | 3942.77 | 85.24 | 46.26 | 7.85 | 0.995 | 3003 | 82.7 | 5 | 50000 | 1/21/2015 12:00:00 AM | Dimmable | Continuous Below 10 | Not Yet Verified |  | 2.1 | 3742 | 85.2 | 50 | 5 | 0.99 | 3000 | 82
PMRGTZWN | Self Electronics Co.,Ltd | Self | ASTRO-40K40X | Indoor Luminaires | Interior Directional | Track or Mono-Point Directional Luminaires | Standard | FALSE | [9 empty] | 1/21/2015 12:00:00 AM | Dimmable | Continuous Below 10 | Not Yet Verified |  |  | 4200 | 89 | 50 | 5 | 0.99 | 4000 | 82
PPD6FXMA | Self Electronics Co.,Ltd | Self | ASTRO-50K40X | Indoor Luminaires | Interior Directional | Track or Mono-Point Directional Luminaires | Standard | FALSE | [9 empty] | 1/21/2015 12:00:00 AM | Dimmable | Continuous Below 10 | Not Yet Verified |  |  | 4810 | 94.7 | 50 | 5 | 0.99 | 5000 | 81
PPVD4BXT | Self Electronics Co.,Ltd | Self | ASTRO-35K40X | Indoor Luminaires | Interior Directional | Track or Mono-Point Directional Luminaires | Standard | FALSE | [9 empty] | 1/21/2015 12:00:00 AM | Dimmable | Continuous Below 10 | Not Yet Verified |  |  | 3900 | 88 | 50 | 5 | 0.99 | 3500 | 82
PUZBQJXR | Self Electronics Co.,Ltd | Self | ASTRO-45K40X | Indoor Luminaires | Interior Directional | Track or Mono-Point Directional Luminaires | Standard | FALSE | [9 empty] | 1/21/2015 12:00:00 AM | Dimmable | Continuous Below 10 | Not Yet Verified |  |  | 4500 | 91 | 50 | 5 | 0.99 | 4500 | 81
PR8R7J54 | Self Electronics Co.,Ltd | Self | ASTRO-30K25 | Indoor Luminaires | Interior Directional | Track or Mono-Point Directional Luminaires | Standard | TRUE | 4235 | 83.44 | 50.75 | 6.8 | 0.995 | 3035 | 82.6 |  | 50000 | 2/13/2015 12:00:00 AM | Dimmable | Continuous Below 10 | Not Yet Verified |  | 2.1 |  |  | 50 |  |  | 3000 | 85
PGNVNA91 | Self Electronics Co.,Ltd | Self | ASTRO-35K25 | Indoor Luminaires | Interior Directional | Track or Mono-Point Directional Luminaires | Standard | FALSE | [9 empty] | 2/13/2015 12:00:00 AM | Dimmable | Continuous Below 10 | Not Yet Verified |  |  | 3900 | 88 | 50 |  |  | 3500 | 85
PDXS23NX | Self Electronics Co.,Ltd | Self | ASTRO-40K25 | Indoor Luminaires | Interior Directional | Track or Mono-Point Directional Luminaires | Standard | FALSE | [9 empty] | 2/13/2015 12:00:00 AM | Dimmable | Continuous Below 10 | Not Yet Verified |  |  | 4200 | 89 | 50 |  |  | 4000 | 85
PJ5RC7HR | Self Electronics Co.,Ltd | Self | ASTRO-50K25 | Indoor Luminaires | Interior Directional | Track or Mono-Point Directional Luminaires | Standard | FALSE | [9 empty] | 2/13/2015 12:00:00 AM | Dimmable | Continuous Below 10 | Not Yet Verified |  |  | 4810 | 94.7 | 50 |  |  | 5000 | 85
P2SAK5FS | Self Electronics Co.,Ltd | Self | ASTRO-45K25 | Indoor Luminaires | Interior Directional | Track or Mono-Point Directional Luminaires | Standard | FALSE | [9 empty] | 2/13/2015 12:00:00 AM | Dimmable | Continuous Below 10 | Not Yet Verified |  |  | 4500 | 91 | 50 |  |  | 4500 | 85
P000018ZF | SHENZHEN FUDAKIN DISPLAY LIGHTING CO., LTD. | FUDAKINLED | FDK-TL15-48 | Indoor Luminaires | Interior Directional | Track or Mono-Point Directional Luminaires | Standard | TRUE | 2556 | 56.8 | 45 | 8.29 | 0.9892 | 4183 | 85 | 5 | 50000 | 4/30/2013 12:00:00 AM | Not Yet Verified | Not Yet Verified | Not Yet Verified |  | 2 | 2200 | 45 | 48 |  |  | 4000 | 80
P000018ZG | SHENZHEN FUDAKIN DISPLAY LIGHTING CO., LTD. | FUDAKINLED | FDK-TL15-65 | Indoor Luminaires | Interior Directional | Track or Mono-Point Directional Luminaires | Standard | TRUE | 3550 | 58 | 61.2 | 6.31 | 0.9939 | 3887 | 86 | 5 | 50000 | 4/30/2013 12:00:00 AM | Not Yet Verified | Not Yet Verified | Not Yet Verified |  | 2 | 3250 | 50 | 65 |  |  | 4000 | 80
P000018ZH | SHENZHEN FUDAKIN DISPLAY LIGHTING CO., LTD. | FUDAKINLED | FDK-TL09H-20 | Indoor Luminaires | Interior Directional | Track or Mono-Point Directional Luminaires | Standard | TRUE | 968 | 46.5 | 20.8 | 11.96 | 0.935 | 4019 | 82 | 5 | 50000 | 6/19/2013 12:00:00 AM | Not Yet Verified | Not Yet Verified | Not Yet Verified |  | 2 | 900 | 45 | 20 |  |  | 4000 | 80
P000019AO | SimplyLEDs | CSP | CSP-50-4000K-80-W-DT | Indoor Luminaires | Interior Directional | Track or Mono-Point Directional Luminaires | Standard | TRUE | 3802 | 65.98 | 57.62 | 9.8 | 0.943 | 4010 | 83 | 5 | 84000 | 6/18/2013 12:00:00 AM | Not Yet Verified | Not Yet Verified | Not Yet Verified |  | 2 | 3801 | 66 | 58 |  | 0.9 | 4000 | 82
PRMACD95 | Sistemalux inc. | Echo | 1620X-BO-930-30-UNV-XX | Indoor Luminaires | Interior Directional | Track or Mono-Point Directional Luminaires | Standard | TRUE | 1540 | 65.2 | 23.6 | 18.7 | 0.918 | 3036 | 91.5 | 5 | 100000 | 7/26/2016 12:00:00 AM | Dimmable | Continuous Below 10 | No |  | 4 | 1540 | 65.2 | 23.62 | 18.65 | 0.92 | 3036 | 91.5
P8QWPQJG | Sistemalux inc. | Echo | 1620X-HO-840-30-UNV-XX | Indoor Luminaires | Interior Directional | Track or Mono-Point Directional Luminaires | Standard | TRUE | 3068 | 104.25 | 29.43 | 14.98 | 0.9769 | 4034 | 82.06 | 5 | 100000 | 7/26/2016 12:00:00 AM | Dimmable | Continuous Below 10 | No |  | 4 | 3083 | 96.1 | 32.08 | 12.13 | 0.99 | 4034 | 82.06
P4JSE1W9 | Sistemalux inc. | Echo | 1620X-HO-930-30-UNV-XX | Indoor Luminaires | Interior Directional | Track or Mono-Point Directional Luminaires | Standard | TRUE | 1959 | 64.3 | 30.46 | 15.8 | 0.947 | 3048 | 91.36 | 5 | 100000 | 7/26/2016 12:00:00 AM | Dimmable | Continuous Below 10 | No |  | 4 | 1959 | 64.3 | 30.46 | 15.8 | 0.95 | 3048 | 91.36
P1CTA6TB | Sistemalux inc. | Echo | 1620X-BO-827-40-UNV-XX | Indoor Luminaires | Interior Directional | Track or Mono-Point Directional Luminaires | Standard | TRUE | 2203 | 90.5 | 24.33 | 18.1 | 0.9223 | 2775 | 81.91 | 5 | 100000 | 7/26/2016 12:00:00 AM | Dimmable | Continuous Below 10 | No |  | 4 | 2203 | 90.5 | 24.33 | 18.1 | 0.92 | 2775 | 81.91
P8GRC1HX | Sistemalux inc. | Echo | 1620X-BO-840-30-UNV-XX | Indoor Luminaires | Interior Directional | Track or Mono-Point Directional Luminaires | Standard | FALSE | [9 empty] | 7/26/2016 12:00:00 AM | Dimmable | Continuous Below 10 | No |  |  | 2499 | 102.7 | 24.33 | 18.1 | 0.96 | 4034 | 81.91
PCN7QXP8 | Sistemalux inc. | Echo | 1620X-BO-840-20-UNV-XX | Indoor Luminaires | Interior Directional | Track or Mono-Point Directional Luminaires | Standard | FALSE | [9 empty] | 7/26/2016 12:00:00 AM | Dimmable | Continuous Below 10 | No |  |  | 2514 | 103.32 | 24.33 | 18.1 | 0.96 | 4034 | 81.91
PS9A2E58 | Sistemalux inc. | Echo | 1620X-HO-827-40-UNV-XX | Indoor Luminaires | Interior Directional | Track or Mono-Point Directional Luminaires | Standard | FALSE | [9 empty] | 7/26/2016 12:00:00 AM | Dimmable | Continuous Below 10 | No |  |  | 2838 | 88.47 | 32.08 | 12.13 | 0.99 | 2801 | 81.51
PKH6V74Q | Sistemalux inc. | Echo | 1620X-HO-827-30-UNV-XX | Indoor Luminaires | Interior Directional | Track or Mono-Point Directional Luminaires | Standard | FALSE | [9 empty] | 7/26/2016 12:00:00 AM | Dimmable | Continuous Below 10 | No |  |  | 2751 | 85.8 | 32.08 | 12.13 | 0.99 | 2801 | 81.51
P9UT4PHJ | Sistemalux inc. | Echo | 1620X-HO-835-40-UNV-XX | Indoor Luminaires | Interior Directional | Track or Mono-Point Directional Luminaires | Standard | FALSE | [9 empty] | 7/26/2016 12:00:00 AM | Dimmable | Continuous Below 10 | No |  |  | 3012 | 93.89 | 32.08 | 12.13 | 0.99 | 3541 | 82.06
PG7VR59E | Sistemalux inc. | Echo | 1620X-HO-930-20-UNV-XX | Indoor Luminaires | Interior Directional | Track or Mono-Point Directional Luminaires | Standard | FALSE | [9 empty] | 7/26/2016 12:00:00 AM | Dimmable | Continuous Below 10 | No |  |  | 2017 | 66.23 | 30.46 | 15.8 | 0.95 | 3048 | 91.36
PYKNR1CE | Sistemalux inc. | Echo | 1620X-BO-930-40-UNV-XX | Indoor Luminaires | Interior Directional | Track or Mono-Point Directional Luminaires | Standard | FALSE | [9 empty] | 7/26/2016 12:00:00 AM | Dimmable | Continuous Below 10 | No |  |  | 1588 | 67.23 | 23.62 | 18.65 | 0.92 | 3036 | 91.5
P1MQAWTE | Sistemalux inc. | Echo | 1620X-BO-930-20-UNV-XX | Indoor Luminaires | Interior Directional | Track or Mono-Point Directional Luminaires | Standard | FALSE | [9 empty] | 7/26/2016 12:00:00 AM | Dimmable | Continuous Below 10 | No |  |  | 1586 | 67.16 | 23.62 | 18.65 | 0.92 | 3036 | 91.5
PW4VKMZ8 | Sistemalux inc. | Echo | 1620X-BO-827-20-UNV-XX | Indoor Luminaires | Interior Directional | Track or Mono-Point Directional Luminaires | Standard | FALSE | [9 empty] | 7/26/2016 12:00:00 AM | Dimmable | Continuous Below 10 | No |  |  | 2244 | 92.25 | 24.33 | 18.1 | 0.92 | 2775 | 81.91
PXVE8XC5 | Sistemalux inc. | Echo | 1620X-BO-835-20-UNV-XX | Indoor Luminaires | Interior Directional | Track or Mono-Point Directional Luminaires | Standard | FALSE | [9 empty] | 7/26/2016 12:00:00 AM | Dimmable | Continuous Below 10 | No |  |  | 2230 | 98.34 | 22.68 | 18.1 | 0.96 | 3541 | 81.91
P1QD8KEM | Sistemalux inc. | Echo | 1620X-BO-827-30-UNV-XX | Indoor Luminaires | Interior Directional | Track or Mono-Point Directional Luminaires | Standard | FALSE | [9 empty] | 7/26/2016 12:00:00 AM | Dimmable | Continuous Below 10 | No |  |  | 2231 | 91.7 | 24.33 | 18.1 | 0.92 | 2775 | 81.91
P7PWXN9E | Sistemalux inc. | Echo | 1620X-BO-835-30-UNV-XX | Indoor Luminaires | Interior Directional | Track or Mono-Point Directional Luminaires | Standard | FALSE | [9 empty] | 7/26/2016 12:00:00 AM | Dimmable | Continuous Below 10 | No |  |  | 2378 | 97.75 | 24.33 | 18.1 | 0.96 | 3541 | 81.91
PGHUAY7B | Sistemalux inc. | Echo | 1620X-HO-830-30-UNV-XX | Indoor Luminaires | Interior Directional | Track or Mono-Point Directional Luminaires | Standard | FALSE | [9 empty] | 7/26/2016 12:00:00 AM | Dimmable | Continuous Below 10 | No |  |  | 2760 | 86.02 | 32.08 | 12.13 | 0.99 | 3048 | 81.51
PUKP5SDY | Sistemalux inc. | Echo | 1620X-HO-830-20-UNV-XX | Indoor Luminaires | Interior Directional | Track or Mono-Point Directional Luminaires | Standard | FALSE | [9 empty] | 7/26/2016 12:00:00 AM | Dimmable | Continuous Below 10 | No |  |  | 2842 | 88.6 | 32.08 | 12.13 | 0.99 | 3048 | 81.51
P66WXEE9 | Sistemalux inc. | Echo | 1620X-BO-830-30-UNV-XX | Indoor Luminaires | Interior Directional | Track or Mono-Point Directional Luminaires | Standard | FALSE | [9 empty] | 7/26/2016 12:00:00 AM | Dimmable | Continuous Below 10 | No |  |  | 2258 | 92.8 | 24.33 | 18.1 | 0.97 | 3048 | 81.91
PANVH7NJ | Sistemalux inc. | Echo | 1620X-HO-840-40-UNV-XX | Indoor Luminaires | Interior Directional | Track or Mono-Point Directional Luminaires | Standard | FALSE | [9 empty] | 7/26/2016 12:00:00 AM | Dimmable | Continuous Below 10 | No |  |  | 3179 | 99.08 | 32.08 | 12.13 | 0.99 | 4034 | 82.06
PDD7259K | Sistemalux inc. | Echo | 1620X-HO-835-30-UNV-XX | Indoor Luminaires | Interior Directional | Track or Mono-Point Directional Luminaires | Standard | FALSE | [9 empty] | 7/26/2016 12:00:00 AM | Dimmable | Continuous Below 10 | No |  |  | 2921 | 91.06 | 32.08 | 12.13 | 0.99 | 3541 | 82.06
PWR86759 | Sistemalux inc. | Echo | 1620X-BO-830-40-UNV-XX | Indoor Luminaires | Interior Directional | Track or Mono-Point Directional Luminaires | Standard | FALSE | [9 empty] | 7/26/2016 12:00:00 AM | Dimmable | Continuous Below 10 | No |  |  | 2228 | 91.59 | 24.33 | 18.1 | 0.96 | 3048 | 81.91
PV5N5H9Z | Sistemalux inc. | Echo | 1620X-BO-830-20-UNV-XX | Indoor Luminaires | Interior Directional | Track or Mono-Point Directional Luminaires | Standard | FALSE | [9 empty] | 7/26/2016 12:00:00 AM | Dimmable | Continuous Below 10 | No |  |  | 2271 | 93.36 | 24.33 | 18.1 | 0.96 | 3048 | 81.91
P8NV9THV | Sistemalux inc. | Echo | 1620X-BO-835-40-UNV-XX | Indoor Luminaires | Interior Directional | Track or Mono-Point Directional Luminaires | Standard | FALSE | [9 empty] | 7/26/2016 12:00:00 AM | Dimmable | Continuous Below 10 | No |  |  | 2347 | 96.48 | 24.33 | 18.1 | 0.96 | 3541 | 81.91
PTTKFAMB | Sistemalux inc. | Echo | 1620X-BO-840-40-UNV-XX | Indoor Luminaires | Interior Directional | Track or Mono-Point Directional Luminaires | Standard | FALSE | [9 empty] | 7/26/2016 12:00:00 AM | Dimmable | Continuous Below 10 | No |  |  | 2466 | 101.36 | 24.33 | 18.1 | 0.96 | 4034 | 81.91
P4J4S6U8 | Sistemalux inc. | Echo | 1620X-HO-827-20-UNV-XX | Indoor Luminaires | Interior Directional | Track or Mono-Point Directional Luminaires | Standard | FALSE | [9 empty] | 7/26/2016 12:00:00 AM | Dimmable | Continuous Below 10 | No |  |  | 2835 | 88.37 | 32.08 | 12.13 | 0.99 | 2801 | 81.51
PGFUX2SU | Sistemalux inc. | Echo | 1620X-HO-830-40-UNV-XX | Indoor Luminaires | Interior Directional | Track or Mono-Point Directional Luminaires | Standard | FALSE | [9 empty] | 7/26/2016 12:00:00 AM | Dimmable | Continuous Below 10 | No |  |  | 2845 | 88.7 | 32.08 | 12.13 | 0.99 | 3048 | 81.51
P3SEPNPC | Sistemalux inc. | Echo | 1620X-HO-835-20-UNV-XX | Indoor Luminaires | Interior Directional | Track or Mono-Point Directional Luminaires | Standard | FALSE | [9 empty] | 7/26/2016 12:00:00 AM | Dimmable | Continuous Below 10 | No |  |  | 3009 | 93.79 | 32.08 | 12.13 | 0.99 | 3541 | 82.06
PXA3NJKC | Sistemalux inc. | Echo | 1620X-HO-840-20-UNV-XX | Indoor Luminaires | Interior Directional | Track or Mono-Point Directional Luminaires | Standard | FALSE | [9 empty] | 7/26/2016 12:00:00 AM | Dimmable | Continuous Below 10 | No |  |  | 3175 | 98.98 | 32.08 | 12.13 | 0.99 | 4034 | 82.06
PEWH4722 | Sistemalux inc. | Echo | 1620X-HO-930-40-UNV-XX | Indoor Luminaires | Interior Directional | Track or Mono-Point Directional Luminaires | Standard | FALSE | [9 empty] | 7/26/2016 12:00:00 AM | Dimmable | Continuous Below 10 | No |  |  | 2019 | 66.3 | 30.46 | 15.8 | 0.95 | 3048 | 91.36
PUDDVP5Y | Sistemalux inc. | Sistemalux | 1590[S,C,or blank]-930-30-120-XX | Indoor Luminaires | Interior Directional | Track or Mono-Point Directional Luminaires | Standard | TRUE | 1139 | 71.2 | 15.99 | 12.22 | 0.987 | 3014 | 91.22 | 5 | 50000 | 4/24/2015 12:00:00 AM | Dimmable | Continuous Below 10 | Not Yet Verified |  | 2.1 | 1139 | 71.2 | 16 | 12.22 | 0.987 | 3014 | 91.22
PAAS9WXD | Sistemalux inc. | Sistemalux | 1590[S,C,or blank]-840-30-120-XX | Indoor Luminaires | Interior Directional | Track or Mono-Point Directional Luminaires | Standard | FALSE | [9 empty] | 4/24/2015 12:00:00 AM | Dimmable | Continuous Below 10 | Not Yet Verified |  |  | 1375 | 82 | 16.75 | 19.62 | 0.9722 | 4032 | 81.6
P9AS1J4G | Sistemalux inc. | Sistemalux | 1590[S,C,or blank]-930-45-120-XX | Indoor Luminaires | Interior Directional | Track or Mono-Point Directional Luminaires | Standard | FALSE | [9 empty] | 4/24/2015 12:00:00 AM | Dimmable | Continuous Below 10 | Not Yet Verified |  |  | 1210 | 74 | 16.35 |  | 0.987 | 3014 | 91.22
PVDMQ37Y | Sistemalux inc. | Sistemalux | 1590[S,C,or blank]-835-45-120-XX | Indoor Luminaires | Interior Directional | Track or Mono-Point Directional Luminaires | Standard | FALSE | [9 empty] | 4/24/2015 12:00:00 AM | Dimmable | Continuous Below 10 | Not Yet Verified |  |  | 1395 | 83 | 16.75 |  |  | 3500 | 81.6
PMXKM3VK | Sistemalux inc. | Sistemalux | 1590[S,C,or blank]-830-30-120-XX | Indoor Luminaires | Interior Directional | Track or Mono-Point Directional Luminaires | Standard | FALSE | [9 empty] | 4/24/2015 12:00:00 AM | Dimmable | Continuous Below 10 | Not Yet Verified |  |  | 1299 | 78 | 16.75 | 12.22 | 0.987 | 3014 | 81.6
PRAKGHNQ | Sistemalux inc. | Sistemalux | 1590[S,C,or blank]-830-45-120-XX | Indoor Luminaires | Interior Directional | Track or Mono-Point Directional Luminaires | Standard | FALSE | [9 empty] | 4/24/2015 12:00:00 AM | Dimmable | Continuous Below 10 | Not Yet Verified |  |  | 1350 | 81 | 16.75 |  |  | 3014 | 81.6
PMF9TX3X | Sistemalux inc. | Sistemalux | 1590[S,C,or blank]-835-30-120-XX | Indoor Luminaires | Interior Directional | Track or Mono-Point Directional Luminaires | Standard | FALSE | [9 empty] | 4/24/2015 12:00:00 AM | Dimmable | Continuous Below 10 | Not Yet Verified |  |  | 1342 | 80 | 16.75 |  |  | 3500 | 81.6
P4M49MJG | Sistemalux inc. | Sistemalux | 1590[S,C,or blank]-840-45-120-XX | Indoor Luminaires | Interior Directional | Track or Mono-Point Directional Luminaires | Standard | FALSE | [9 empty] | 4/24/2015 12:00:00 AM | Dimmable | Continuous Below 10 | Not Yet Verified |  |  | 1429 | 85 | 16.75 |  |  | 4032 | 81.6
P7DB1BB1 | Sistemalux inc. | Sistemalux | 1690[C or blank]-HO-930-20-120-XX [120V ONLY] | Indoor Luminaires | Interior Directional | Track or Mono-Point Directional Luminaires | Standard | TRUE | 1632 | 57 | 28.64 | 16.25 | 0.978 | 3005 | 92.32 | 5 | 50000 | 4/24/2015 12:00:00 AM | Not Dimmable | Not Dimmable | Not Yet Verified |  | 2.1 | 1632 | 57 | 28.64 | 16.25 | 0.978 | 3005 | 92.32
PC4ZUDRD | Sistemalux inc. | Sistemalux | 1690[C or blank]-HO-835-20-120-XX [120V ONLY] | Indoor Luminaires | Interior Directional | Track or Mono-Point Directional Luminaires | Standard | FALSE | [9 empty] | 4/24/2015 12:00:00 AM | Not Dimmable | Not Dimmable | Not Yet Verified |  |  | 2090 | 71.8 | 29.1 |  |  | 3500 | 82.4
PHJCTTZC | Sistemalux inc. | Sistemalux | 1690[C or blank]-HO-840-45-120-XX [120V ONLY] | Indoor Luminaires | Interior Directional | Track or Mono-Point Directional Luminaires | Standard | FALSE | [9 empty] | 4/24/2015 12:00:00 AM | Not Dimmable | Not Dimmable | Not Yet Verified |  |  | 2128 | 73.1 | 29.1 |  |  | 3991 | 82.4
P5EUMTQW | Sistemalux inc. | Sistemalux | 1690[C or blank]-HO-830-45-120-XX [120V ONLY] | Indoor Luminaires | Interior Directional | Track or Mono-Point Directional Luminaires | Standard | FALSE | [9 empty] | 4/24/2015 12:00:00 AM | Not Dimmable | Not Dimmable | Not Yet Verified |  |  | 2013 | 69.2 | 29.1 |  |  | 3005 | 82.4
PU96AXWQ | Sistemalux inc. | Sistemalux | 1690[C or blank]-HO-930-45-120-XX [120V ONLY] | Indoor Luminaires | Interior Directional | Track or Mono-Point Directional Luminaires | Standard | FALSE | [9 empty] | 4/24/2015 12:00:00 AM | Not Dimmable | Not Dimmable | Not Yet Verified |  |  | 1648 | 57.1 | 28.87 |  | 0.978 | 3005 | 92.32
PA3GX1MS | Sistemalux inc. | Sistemalux | 1690[C or blank]-HO-830-20-120-XX [120V ONLY] | Indoor Luminaires | Interior Directional | Track or Mono-Point Directional Luminaires | Standard | FALSE | [9 empty] | 4/24/2015 12:00:00 AM | Not Dimmable | Not Dimmable | Not Yet Verified |  |  | 2010 | 69.1 | 29.1 |  |  | 3005 | 82.4
PM88YY28 | Sistemalux inc. | Sistemalux | 1690[C or blank]-HO-840-20-120-XX [120V ONLY] | Indoor Luminaires | Interior Directional | Track or Mono-Point Directional Luminaires | Standard | FALSE | [9 empty] | 4/24/2015 12:00:00 AM | Not Dimmable | Not Dimmable | Not Yet Verified |  |  | 2124 | 73 | 29.1 | 16.59 | 0.9726 | 3991 | 82.4
P6RHUWPJ | Sistemalux inc. | Sistemalux | 1690[C or blank]-HO-835-45-120-XX [120V ONLY] | Indoor Luminaires | Interior Directional | Track or Mono-Point Directional Luminaires | Standard | FALSE | [9 empty] | 4/24/2015 12:00:00 AM | Not Dimmable | Not Dimmable | Not Yet Verified |  |  | 2094 | 72 | 29.1 |  |  | 3500 | 82.4
PCA8AN58 | TECNON (FUJIAN) COMMERCIAL LIGHTING CO.,LTD | TECNON | TN-1324-27K[0001,0002,0003] | Indoor Luminaires | Interior Directional | Track or Mono-Point Directional Luminaires | Standard | TRUE | 2830.6 | 70.24 | 40.39 | 5.99 | 0.9252 | 2787 | 82.6 | 5 | 50000 | 5/18/2015 12:00:00 AM | Not Dimmable | Not Dimmable | Not Yet Verified |  | 2.1 | 2830.6 | 70.24 | 40.3 | 5.99 | 0.9252 | 2700 | 83.5
P3EEZSHW | TECNON (FUJIAN) COMMERCIAL LIGHTING CO.,LTD | TECNON | TN-1324-35K[0001,0002,0003] | Indoor Luminaires | Interior Directional | Track or Mono-Point Directional Luminaires | Standard | FALSE | [9 empty] | 5/18/2015 12:00:00 AM | Not Dimmable | Not Dimmable | Not Yet Verified |  |  | 2830.6 | 70.24 | 40.3 | 5.99 | 0.9252 | 3500 | 83.5
PS46DUN1 | TECNON (FUJIAN) COMMERCIAL LIGHTING CO.,LTD | TECNON | TN-1324-45K[0001,0002,0003] | Indoor Luminaires | Interior Directional | Track or Mono-Point Directional Luminaires | Standard | FALSE | [9 empty] | 5/18/2015 12:00:00 AM | Not Dimmable | Not Dimmable | Not Yet Verified |  |  | 2830.6 | 70.24 | 40.3 | 5.99 | 0.9252 | 4500 | 83.5
PDP3SRTF | TECNON (FUJIAN) COMMERCIAL LIGHTING CO.,LTD | TECNON | TN-1324-40K[0001,0002,0003] | Indoor Luminaires | Interior Directional | Track or Mono-Point Directional Luminaires | Standard | FALSE | [9 empty] | 5/18/2015 12:00:00 AM | Not Dimmable | Not Dimmable | Not Yet Verified |  |  | 2830.6 | 70.24 | 40.3 | 5.99 | 0.9252 | 4000 | 83.5
PAK965BK | TECNON (FUJIAN) COMMERCIAL LIGHTING CO.,LTD | TECNON | TN-1324-30K[0001,0002,0003] | Indoor Luminaires | Interior Directional | Track or Mono-Point Directional Luminaires | Standard | FALSE | [9 empty] | 5/18/2015 12:00:00 AM | Not Dimmable | Not Dimmable | Not Yet Verified |  |  | 2830.6 | 70.24 | 40.3 | 5.99 | 0.9252 | 3000 | 83.5
PC5H5ZSU | TECNON (FUJIAN) COMMERCIAL LIGHTING CO.,LTD | TECNON | TN-1324-50K[0001,0002,0003] | Indoor Luminaires | Interior Directional | Track or Mono-Point Directional Luminaires | Standard | FALSE | [9 empty] | 5/18/2015 12:00:00 AM | Not Dimmable | Not Dimmable | Not Yet Verified |  |  | 3357 | 83.11 | 40.39 | 6.14 | 0.9234 | 5000 | 82.6
PHT8VU3R | TECNON (FUJIAN) COMMERCIAL LIGHTING CO.,LTD | TECNON | TN-135-27K[0001,0002,0003] | Indoor Luminaires | Interior Directional | Track or Mono-Point Directional Luminaires | Standard | TRUE | 1625.7 | 80.64 | 21.05 | 6.13 | 0.9906 | 2785 | 83.1 | 5 | 50000 | 5/18/2015 12:00:00 AM | Not Dimmable | Not Dimmable | Not Yet Verified |  | 2.1 | 1625.7 | 80.64 | 20.16 | 6.13 | 0.9906 | 2700 | 83.1
P26QTBNA | TECNON (FUJIAN) COMMERCIAL LIGHTING CO.,LTD | TECNON | TN-135-45K[0001,0002,0003] | Indoor Luminaires | Interior Directional | Track or Mono-Point Directional Luminaires | Standard | FALSE | [9 empty] | 5/18/2015 12:00:00 AM | Not Dimmable | Not Dimmable | Not Yet Verified |  |  | 1625.7 | 80.64 | 20.16 | 6.13 | 0.9906 | 4500 | 83.1
PNJDE3SC | TECNON (FUJIAN) COMMERCIAL LIGHTING CO.,LTD | TECNON | TN-135-50K[0001,0002,0003] | Indoor Luminaires | Interior Directional | Track or Mono-Point Directional Luminaires | Standard | FALSE | [9 empty] | 5/18/2015 12:00:00 AM | Not Dimmable | Not Dimmable | Not Yet Verified |  |  | 1776.2 | 84.3 | 21.05 | 5.93 | 0.9893 | 5000 | 82.7
PD48QYY1 | TECNON (FUJIAN) COMMERCIAL LIGHTING CO.,LTD | TECNON | TN-135-30K[0001,0002,0003] | Indoor Luminaires | Interior Directional | Track or Mono-Point Directional Luminaires | Standard | FALSE | [9 empty] | 5/18/2015 12:00:00 AM | Not Dimmable | Not Dimmable | Not Yet Verified |  |  | 1625.7 | 80.64 | 20.16 | 6.13 | 0.9906 | 3000 | 83.1
P7F2QAU3 | TECNON (FUJIAN) COMMERCIAL LIGHTING CO.,LTD | TECNON | TN-135-40K[0001,0002,0003] | Indoor Luminaires | Interior Directional | Track or Mono-Point Directional Luminaires | Standard | FALSE | [9 empty] | 5/18/2015 12:00:00 AM | Not Dimmable | Not Dimmable | Not Yet Verified |  |  | 1625.7 | 80.64 | 20.16 | 6.13 | 0.9906 | 4000 | 83.1
PR5UYUJH | TECNON (FUJIAN) COMMERCIAL LIGHTING CO.,LTD | TECNON | TN-135-35K[0001,0002,0003] | Indoor Luminaires | Interior Directional | Track or Mono-Point Directional Luminaires | Standard | FALSE | [9 empty] | 5/18/2015 12:00:00 AM | Not Dimmable | Not Dimmable | Not Yet Verified |  |  | 1625.7 | 80.64 | 20.16 | 6.13 | 0.9906 | 3500 | 83.1
P25RFAZ3 | WAC Lighting Co., Ltd. | WAC Lighting | WHK-LED20F-927 | Indoor Luminaires | Interior Directional | Track or Mono-Point Directional Luminaires | Standard | TRUE | 1102.2 | 48.6 | 22.66 | 20.2 | 0.957 | 2658 | 90.6 | 5 | 60000 | 11/25/2014 12:00:00 AM | Not Dimmable | Not Dimmable | Not Yet Verified |  | 2.1 | 984 | 43 | 23 |  |  | 2700 | 90
PEV7VTN3 | WAC Lighting Co., Ltd. | WAC Lighting | WHK-LED20S-930 | Indoor Luminaires | Interior Directional | Track or Mono-Point Directional Luminaires | Standard | FALSE | [9 empty] | 11/25/2014 12:00:00 AM | Not Dimmable | Not Dimmable | Not Yet Verified |  |  | 1103 | 48 | 23 |  |  | 3000 | 90
PSCA8NWW | WAC Lighting Co., Ltd. | WAC Lighting | WHK-LED20F-930 | Indoor Luminaires | Interior Directional | Track or Mono-Point Directional Luminaires | Standard | FALSE | [9 empty] | 11/25/2014 12:00:00 AM | Not Dimmable | Not Dimmable | Not Yet Verified |  |  | 1050 | 46 | 23 |  |  | 3000 | 90

## LED Porch Lighting (MESP Only)
ENERGY STAR Qualified Light Fixtures Product List
Last Updated October 18, 2016
Below are currently qualified ENERGY STAR models available for sale in the U.S. and Canada.
ENERGY STAR Partner | Brand Name | Model Name | Model Number | Additional Model Information | Indoor/Outdoor | Technology | Fixture Type | Light Output (lm) | Total Input Power (Watts) | Energy Efficiency - Measured Outside the Fixture (lm/W) | Power Factor | Appearance/Correlated Color Temperature (K) | Color Quality (CRI) | Light Source Life (hrs) | Special Features | Notes | Date Qualified
AFX Inc. | Hampton Bay | Perdido | RFSW30030LRS-PCIR | ,1000 777 417,; ,1000 842 510,; ,NTSW30030LBL-MS,; ,NTSW302030LBLC-MS,; ,NTSW302030LBLC-MS-VS,; ,NTSW302030LBLC-PCIR,; ,RFSW30030LAPC-MS,; ,RFSW30030LAPC-PCIR,; ,RFSW30030LAPC-PCIR-VS,; ,RFSW30030LRS-MS,; Lumsden,NTSW30030LBL-PCIR, | Outdoor | LED | Porch (Wall Mounted) | 723 | 8.3 |  |  | 3000K |  | 60000 | Non-Dimmable |  | 2016-06-29
AFX Inc. | Hampton Bay | Perdido | RFSW6300L30RSPC | ,1001 376 092,; ,1001 376 142RFSW6300L30RSPC-VS,; ,NTSW7300L30BLPC-VS,; Lumsden,NTSW7300L30BLPC, | Outdoor | LED | Porch (Wall Mounted) | 501 | 5.4 |  |  | 3000K |  | 60000 | Non-Dimmable |  | 2016-06-29
AFX Inc. | Home Decorator | YORK | YKSW500L30APPC | ,1001 376 155,; ,YKSW500L30APPC-VS, | Outdoor | LED | Porch (Wall Mounted) | 739 | 7.7 |  |  | 3000K |  | 60000 | Non-Dimmable |  | 2016-06-29
AFX Inc. | Innova | INE6029BPC | INE6029BPC |  | Outdoor | LED | Porch (Wall Mounted) | 739 | 7.7 |  |  | 3000K |  | 60000 | Non-Dimmable |  | 2016-06-29
Conglom, Inc. | Luminus | LED WALL LIGHT | PPL21 |  | Outdoor | LED | Porch (Wall Mounted) | 1480 | 14 |  |  | 3000K |  | 35000 | Outdoor Rated,Wet Location Rated,Non-Dimmable |  | 2016-07-28
Cordelia Lighting Inc. | EnviroLite | AS3019D40-XX | AS3019D40-XX |  | Outdoor | LED | Porch (Wall Mounted) | 3000 | 34 |  |  | 4000/4100K |  | 50000 | Non-Dimmable |  | 2015-12-29
Cordelia Lighting Inc. | EnviroLite | EV7064-X | EV7064-X | ,EV7066-X, | Outdoor | LED | Porch (Wall Mounted) | 667 | 7.3 |  |  | 3000K |  | 54000 | Wet Location Rated,Non-Dimmable |  | 2016-08-19
Cordelia Lighting Inc. | EnviroLite | EV7065-X | EV7065-X | ,EV7060-X,; ,EV7061-X,; ,EV7062-X,; ,EV7063-X,; ,EV7067-X, | Outdoor | LED | Porch (Wall Mounted) | 788 | 9.2 |  |  | 3000K |  | 54000 | Wet Location Rated,Non-Dimmable |  | 2016-08-19
Designers Fountain, Inc. | Designers Fountain | LED22321-X | LED22321-X | LED22321-X,LED21921-X,; LED22321-X,LED21931-X,; LED22321-X,LED22021-X,; LED22321-X,LED22121-X,; LED22321-X,LED22331-X, | Outdoor | LED | Porch (Wall Mounted) | 1282 | 13.5 |  |  | 3000K |  | 54000 | Non-Dimmable | X is for different finishes | 2016-04-11
Designers Fountain, Inc. | Designers Fountain | LED34301-X | LED34301-X | ,LED34311-X, | Outdoor | LED | Porch (Wall Mounted) | 944 | 11 |  |  | 3000K |  | 48000 | Non-Dimmable | X is for different finishes | 2016-04-11
Designers Fountain, Inc. | Designers Fountain | LED34421-X | LED34421-X | ,LED34436-X, | Outdoor | LED | Porch (Wall Mounted) | 1097 | 10.7 |  |  | 3000K |  | 54000 | Outdoor Rated,Wet Location Rated,Non-Dimmable | X is for finish | 2016-06-03
Designers Fountain, Inc. | Designers Fountain | LED34431-X | LED34431-X |  | Outdoor | LED | Porch (Wall Mounted) | 1097 | 10.7 |  |  | 3000K |  | 54000 | Outdoor Rated,Wet Location Rated,Non-Dimmable | X is for finish | 2016-06-03
Dolan Designs | Dolan Designs | LED Wall-Mount Luminaire | 9651-XX |  | Outdoor | LED | Porch (Wall Mounted) | 600 | 8 |  |  | 3000K |  | 35000 | Continuously Dimmable |  | 2016-07-05
Dolan Designs | Dolan Designs | LED Wall-Mount Luminaire | 9652-XX |  | Outdoor | LED | Porch (Wall Mounted) | 1100 | 15 |  |  | 3000K |  | 35000 | Continuously Dimmable |  | 2016-07-05
Dolan Designs | Dolan Designs | LED Wall-Mount Luminaire | 9655-XX |  | Outdoor | LED | Porch (Wall Mounted) | 640 | 10 |  |  | 3000K |  | 35000 | Continuously Dimmable |  | 2016-07-05
Dolan Designs | Recesso by Dolan Designs | LED Wall-Mount Luminaire | 9651-XX |  | Outdoor | LED | Porch (Wall Mounted) | 600 | 8 |  |  | 3000K |  | 35000 | Continuously Dimmable |  | 2016-07-05
Dolan Designs | Recesso by Dolan Designs | LED Wall-Mount Luminaire | 9652-XX |  | Outdoor | LED | Porch (Wall Mounted) | 1100 | 15 |  |  | 3000K |  | 35000 | Continuously Dimmable |  | 2016-07-05
Dolan Designs | Recesso by Dolan Designs | LED Wall-Mount Luminaire | 9655-XX |  | Outdoor | LED | Porch (Wall Mounted) | 640 | 10 |  |  | 3000K |  | 35000 | Continuously Dimmable |  | 2016-07-05
Good Earth Lighting, Inc. | EcoLight | SE1018-BRM-01LF0-E | SE1018-BRM-01LF0-E | ,SE1018-XXX-01LF0-X, | Outdoor | LED | Porch (Wall Mounted) | 924 | 12 |  |  | 4000/4100K |  | 36000 | Photo Sensor,Outdoor Rated,Non-Dimmable |  | 2016-04-06
International Development Corp. | Honeywell | MA05405x-yyzz | MA05405x-yyzz |  | Outdoor | LED | Outdoor Porch Wall Mount | 4000 | 42 | 120.7 |  | 5000K |  | 50000 | Non-Dimmable |  | 2015-11-30
International Development Corp. | Honeywell | MA06205x-yyzz | MA06205x-yyzz |  | Outdoor | LED | Outdoor Porch Wall Mount | 2000 | 22 | 115.2 |  | 5000K |  | 50000 | Non-Dimmable |  | 2016-02-19
International Development Corp. | Honeywell | ME0145X-YYZZ | ME0145X-YYZZ |  | Outdoor | LED | Porch (Wall Mounted) | 4500 | 42 |  |  | 5000K |  | 36000 | Non-Dimmable |  | 2015-08-17
International Development Corp. | Honeywell | ME02205x-yyzz | ME02205x-yyzz |  | Outdoor | LED | Outdoor Porch Wall Mount | 2000 | 22 | 102.8 |  | 5000K |  | 50000 | Non-Dimmable |  | 2016-02-19
International Development Corp. | Honeywell | SS09XX-YYZZ | SS09XX-YYZZ |  | Outdoor | LED | Porch (Wall Mounted) | 800 | 7 |  |  | 3000K |  | 42000 | Non-Dimmable |  | 2015-09-14
Lights of America | Lights of America | 9349E2-GR5 | 9349E2-GR5 |  | Outdoor | LED | Porch (Wall Mounted) | 4758 | 45.6 |  |  | 5000K |  | 51000 | Photo Sensor,Non-Dimmable |  | 2016-05-09
Lights of America | Lights of America | 9720E2-BR5 | 9720E2-BR5 |  | Outdoor | LED | Outdoor Porch Wall Mount | 672 | 9.5 | 72.7 |  | 5000K |  | 50000 | Photo Sensor |  | 2015-07-21
Lights of America | Lights of America | 9730E2-BK3 | 9730E2-BK3 | ,9530E2-BK5,; ,9730E2-BK5,; ,9730E2-NP3,; ,9730E2-NP5, | Outdoor | LED | Porch (Wall Mounted) | 992 | 13.1 |  |  | 3000K |  | 51000 | Photo Sensor,Non-Dimmable |  | 2016-02-04
Lights of America | Lights of America | 9730E-BK3,9730E-BK5 | 9730E-BK3,9730E-BK5 |  | Outdoor | LED | Porch (Wall Mounted) | 1073 | 12.3 |  |  | 3000K |  | 47000 | Photo Sensor,Non-Dimmable |  | 2015-05-20
Lights of America | Lights of America | 9748E2-BK3 | 9748E2-BK3 | ,9748E2-BK5,; ,9748E2-NP3,; ,9748E2-NP5, | Outdoor | LED | Porch (Wall Mounted) | 1512 | 18.8 |  |  | 3000K |  | 51000 | Photo Sensor,Non-Dimmable |  | 2016-02-05
Lights of America | Lights of America | 9748E-BK3,9748E-BK5 | 9748E-BK3,9748E-BK5 |  | Outdoor | LED | Porch (Wall Mounted) | 1577 | 17.1 |  |  | 3000K |  | 39000 | Photo Sensor,Non-Dimmable |  | 2015-05-20
Lowe's Home Improvement | Utilitech | 772264 | 772264 |  | Outdoor | LED | Outdoor Porch Wall Mount | 1130 | 15 | 83.3 |  | 5000K |  | 35000 | Non-Dimmable |  | 2016-03-31
Lowe's Home Improvement | Utilitech | 772265 | 772265 |  | Outdoor | LED | Outdoor Porch Wall Mount | 1130 | 15 | 83.3 |  | 5000K |  | 35000 | Non-Dimmable |  | 2016-03-31
Lowe's Home Improvement | UTILITECH Pro | SE1018-BRM-01LF0-U | SE1018-BRM-01LF0-U | ,SE1018-BRS-01LF0-U,; ,SE1018-WHG-01LF0-U,; ,SE1018-XXX-01LF0-X, | Outdoor | LED | Porch (Wall Mounted) | 924 | 12 |  |  | 4000/4100K |  | 36000 | Photo Sensor,Outdoor Rated,Non-Dimmable |  | 2016-04-06
Lowe's Home Improvement | PORTFOLIO | EFU1691L-3 | EFU1691L-3 |  | Outdoor | LED | Outdoor Porch Wall Mount | 726 | 12 | 64.3 |  | 3000K |  | 50000 | Non-Dimmable |  | 2016-06-01
Lowe's Home Improvement | PORTFOLIO | IRC1691LM | IRC1691LM |  | Outdoor | LED | Outdoor Porch Wall Mount | 768 | 12 | 72 |  | 3000K |  | 50000 | Non-Dimmable |  | 2016-06-01
Lowe's Home Improvement | PORTFOLIO | IRZ1691LM-2 | IRZ1691LM-2 |  | Outdoor | LED | Outdoor Porch Wall Mount | 726 | 12 | 65.4 |  | 3000K |  | 50000 | Non-Dimmable |  | 2016-06-01
Maxlite | MaxLite | SEC12U50BPC12 | SEC12U50BPC12 |  | Outdoor | LED | Porch (Wall Mounted) | 800 | 14 |  |  | 5000K |  | 36000 | Photo Sensor |  | 2015-09-30
Maxlite | MaxLite | SEC12U50BPC27 | SEC12U50BPC27 |  | Outdoor | LED | Porch (Wall Mounted) | 1412 | 14 |  |  | 5000K |  | 36000 | Photo Sensor |  | 2015-09-30
Maxlite | MaxLED | LED Outdoor Fixture | ML4LS10MCLBK827 | ,ML4LS10MCLW827,White Housing | Outdoor | LED | Porch (Wall Mounted) | 900 | 10 |  |  | 2700K |  | 35000 | Non-Dimmable |  | 2016-08-26
Tamlite Lighting USA | Tamlite | TALWMPCXX | TALWMPCXX |  | Outdoor | LED | Porch (Wall Mounted) | 924 | 12 |  |  | 4000/4100K |  | 36000 | Photo Sensor,Outdoor Rated,Non-Dimmable |  | 2016-04-06
The Home Depot | Defiant | Inseparable SSL Luminaires | 1002081596 |  | Outdoor | LED | Outdoor Porch Wall Mount | 3250 | 46 | 74.4 |  | 4000/4100K |  | 54000 | Non-Dimmable |  | 2016-08-24
The Home Depot | Commercial Electric | HRR1691L | HRR1691L |  | Outdoor | LED | Outdoor Porch Wall Mount | 1000 | 15 | 70.8 |  | 3000K |  | 50000 | Non-Dimmable |  | 2016-03-28
The Home Depot | Hampton Bay | BPM1691-PL | BPM1691-PL |  | Outdoor | LED | Porch (Wall Mounted) | 900 | 13 |  |  | 2700K |  | 10000 | Photo Sensor,Non-Dimmable |  | 2016-02-23
The Home Depot | Hampton Bay | BPN1691P | BPN1691P |  | Outdoor | LED | Porch (Wall Mounted) | 900 | 13 |  |  | 2700K |  | 10000 | Photo Sensor,Non-Dimmable |  | 2016-02-23
The Home Depot | Hampton Bay | GFC1611P-2 | GFC1611P-2 |  | Outdoor | LED | Porch (Wall Mounted) | 900 | 13 |  |  | 2700K |  | 10000 | Photo Sensor,Non-Dimmable |  | 2016-02-23
The Home Depot | Hampton Bay | HB7002-X | HB7002-X | HB7003-X,HB7003-X,; HB8822LED-X,HB8822LED-X, | Outdoor | LED | Porch (Wall Mounted) | 574 | 6 |  |  | 3000K |  | 60000 | Outdoor Rated,Wet Location Rated,Non-Dimmable |  | 2016-05-04
The Home Depot | Hampton Bay | HB7051PAR-X | HB7051PAR-X |  | Outdoor | LED | Porch (Wall Mounted) | 788 | 9.2 |  |  | 3000K |  | 54000 | Wet Location Rated,Non-Dimmable |  | 2016-08-19
The Home Depot | Hampton Bay | ILW1691L-3 | ILW1691L-3 |  | Outdoor | LED | Outdoor Porch Wall Mount | 333 | 5.5 | 64.5 |  | 3000K |  | 50000 | Non-Dimmable |  | 2016-04-10
The Home Depot | Hampton Bay | IMS1691L | IMS1691L |  | Outdoor | LED | Porch (Wall Mounted) | 800 | 10 |  |  | 3000K |  | 50000 | Photo Sensor,Non-Dimmable | Actual Reported Source Light Output (lm): 520 | 2016-03-07
The Home Depot | Hampton Bay | IZH1691L-2 | IZH1691L-2 |  | Outdoor | LED | Outdoor Porch Wall Mount | 630 | 8 | 85.6 |  | 3000K |  | 50000 | Non-Dimmable |  | 2016-04-10
The Home Depot | Home Decorators Collection | HB48023PALED-X | HB48023PALED-X | HB7039-X,HB7039-X,; Y37029ALED-X,Y37029ALED-X, | Outdoor | LED | Porch (Wall Mounted) | 574 | 6 |  |  | 3000K |  | 60000 | Outdoor Rated,Wet Location Rated,Non-Dimmable |  | 2016-05-04
The Home Depot | Home Decorators Collection | HB7051PAS-X | HB7051PAS-X | HB7083-X,HB7083-X,; HB7251-X,HB7251-X,; Y37030ALED-X,Y37030ALED-X, | Outdoor | LED | Porch (Wall Mounted) | 721 | 8.3 |  |  | 3000K |  | 60000 | Outdoor Rated,Wet Location Rated,Non-Dimmable |  | 2016-05-04
The Home Depot | Home Decorators Collection | HB7058-X | HB7058-X |  | Outdoor | LED | Outdoor Porch Wall Mount | 915 | 13.3 | 68.7 |  | 3000K |  | 53000 | Photo Sensor,Outdoor Rated,Wet Location Rated,Non-Dimmable | X is for finish | 2016-07-08
The Home Depot | Home Decorators Collection | HRR1691L | HRR1691L |  | Outdoor | LED | Outdoor Porch Wall Mount | 1000 | 15 | 70.8 |  | 3000K |  | 50000 | Non-Dimmable |  | 2016-03-28
The Home Depot | Home Decorators Collection | IZC1691L-2 | IZC1691L-2 |  | Outdoor | LED | Outdoor Porch Wall Mount | 360 | 5.5 | 74.1 |  | 3000K |  | 50000 | Non-Dimmable |  | 2016-04-10
The Home Depot | World Imports | 9700-X | 9700-X | 9701-X,9701-X,; 9703-X,9703-X,; 9704-X,9704-X,; 9705-X,9705-X, | Outdoor | LED | Porch (Wall Mounted) | 1282 | 13 |  |  | 3000K |  | 54000 | Outdoor Rated,Wet Location Rated,Non-Dimmable | X is for different finishes | 2016-05-04
WAC Lighting | WAC Lighting | WP-LED430-50-aBZ | WP-LED430-50-aBZ |  | Outdoor | LED | Outdoor Porch Wall Mount | 2060 | 30 | 69.7 |  | 5000K |  | 39000 | Continuously Dimmable |  | 2016-05-24
WAC Lighting | WAC Lighting | WP-LED430-50-aGH | WP-LED430-50-aGH |  | Outdoor | LED | Outdoor Porch Wall Mount | 2060 | 30 | 69.7 |  | 5000K |  | 39000 | Continuously Dimmable |  | 2016-05-24
WAC Lighting | WAC Lighting | WP-LED430-50-aWT | WP-LED430-50-aWT |  | Outdoor | LED | Outdoor Porch Wall Mount | 2060 | 30 | 69.7 |  | 5000K |  | 39000 | Continuously Dimmable |  | 2016-05-24
WAC Lighting | WAC Lighting | WP-LED415-30-aBZ | WP-LED415-30-aBZ |  | Outdoor | LED | Outdoor Porch Wall Mount | 965 | 15 | 64.6 |  | 3000K |  | 39000 | Continuously Dimmable |  | 2016-05-24
WAC Lighting | WAC Lighting | WP-LED415-30-aGH | WP-LED415-30-aGH |  | Outdoor | LED | Outdoor Porch Wall Mount | 965 | 15 | 64.6 |  | 3000K |  | 39000 | Continuously Dimmable |  | 2016-05-24
WAC Lighting | WAC Lighting | WP-LED415-30-aWT | WP-LED415-30-aWT |  | Outdoor | LED | Outdoor Porch Wall Mount | 965 | 15 | 64.6 |  | 3000K |  | 39000 | Continuously Dimmable |  | 2016-05-24
WAC Lighting | WAC Lighting | WP-LED415-50-aBZ | WP-LED415-50-aBZ |  | Outdoor | LED | Outdoor Porch Wall Mount | 1030 | 15 | 71.3 |  | 5000K |  | 39000 | Continuously Dimmable |  | 2016-05-24
WAC Lighting | WAC Lighting | WP-LED415-50-aGH | WP-LED415-50-aGH |  | Outdoor | LED | Outdoor Porch Wall Mount | 1030 | 15 | 71.3 |  | 5000K |  | 39000 | Continuously Dimmable |  | 2016-05-24
WAC Lighting | WAC Lighting | WP-LED415-50-aWT | WP-LED415-50-aWT |  | Outdoor | LED | Outdoor Porch Wall Mount | 1030 | 15 | 71.3 |  | 5000K |  | 39000 | Continuously Dimmable |  | 2016-05-24
WAC Lighting | WAC Lighting | WP-LED430-30-aBZ | WP-LED430-30-aBZ |  | Outdoor | LED | Outdoor Porch Wall Mount | 1930 | 30 | 65.4 |  | 3000K |  | 39000 | Continuously Dimmable |  | 2016-05-24
WAC Lighting | WAC Lighting | WP-LED430-30-aGH | WP-LED430-30-aGH |  | Outdoor | LED | Outdoor Porch Wall Mount | 1930 | 30 | 65.4 |  | 3000K |  | 39000 | Continuously Dimmable |  | 2016-05-24
WAC Lighting | WAC Lighting | WP-LED430-30-aWT | WP-LED430-30-aWT |  | Outdoor | LED | Outdoor Porch Wall Mount | 1930 | 30 | 65.4 |  | 3000K |  | 39000 | Continuously Dimmable |  | 2016-05-24
Zhongshan Luxmode Industrial Co., LTD. | Luxmode | LED Wall Sconce | LO004-27K |  | Outdoor | LED | Porch (Wall Mounted) | 815 | 10.2 |  |  | 2700K |  | 25000 | Photo Sensor |  | 2016-05-17
Zhongshan Luxmode Industrial Co., LTD. | Luxmode | LED Wall Sconce | LO004-30K |  | Outdoor | LED | Porch (Wall Mounted) | 815 | 10.2 |  |  | 3000K |  | 25000 | Photo Sensor |  | 2016-05-17
Zhongshan Luxmode Industrial Co., LTD. | Luxmode | LED Wall Sconce | LO004-40K |  | Outdoor | LED | Porch (Wall Mounted) | 815 | 10.2 |  |  | 4000/4100K |  | 25000 | Photo Sensor |  | 2016-05-17
Zhongshan Luxmode Industrial Co., LTD. | Luxmode | LED Wall Sconce | LO004-50K |  | Outdoor | LED | Porch (Wall Mounted) | 815 | 10.2 |  |  | 5000K |  | 25000 | Photo Sensor |  | 2016-05-17
Zhongshan Luxmode Industrial Co., LTD. | Luxmode | LED Wall Sconce | LO011-27K |  | Outdoor | LED | Porch (Wall Mounted) | 815 | 10.2 |  |  | 2700K |  | 25000 | Photo Sensor |  | 2016-05-17
Zhongshan Luxmode Industrial Co., LTD. | Luxmode | LED Wall Sconce | LO011-30K |  | Outdoor | LED | Porch (Wall Mounted) | 815 | 10.2 |  |  | 3000K |  | 25000 | Photo Sensor |  | 2016-05-17
Zhongshan Luxmode Industrial Co., LTD. | Luxmode | LED Wall Sconce | LO011-40K |  | Outdoor | LED | Porch (Wall Mounted) | 815 | 10.2 |  |  | 4000/4100K |  | 25000 | Photo Sensor |  | 2016-05-17
Zhongshan Luxmode Industrial Co., LTD. | Luxmode | LED Wall Sconce | LO011-50K |  | Outdoor | LED | Porch (Wall Mounted) | 815 | 10.2 |  |  | 5000K |  | 25000 | Photo Sensor |  | 2016-05-17
Zhongshan Luxmode Industrial Co., LTD. | Luxmode | LED Wall Sconce | LO044-27K |  | Outdoor | LED | Porch (Wall Mounted) | 815 | 10.2 |  |  | 2700K |  | 25000 | Photo Sensor |  | 2016-05-17
Zhongshan Luxmode Industrial Co., LTD. | Luxmode | LED Wall Sconce | LO044-30K |  | Outdoor | LED | Porch (Wall Mounted) | 815 | 10.2 |  |  | 3000K |  | 25000 | Photo Sensor |  | 2016-05-17
Zhongshan Luxmode Industrial Co., LTD. | Luxmode | LED Wall Sconce | LO044-40K |  | Outdoor | LED | Porch (Wall Mounted) | 815 | 10.2 |  |  | 4000/4100K |  | 25000 | Photo Sensor |  | 2016-05-17
Zhongshan Luxmode Industrial Co., LTD. | Luxmode | LED Wall Sconce | LO044-50K |  | Outdoor | LED | Porch (Wall Mounted) | 815 | 10.2 |  |  | 5000K |  | 25000 | Photo Sensor |  | 2016-05-17
Zhongshan Luxmode Industrial Co., LTD. | Luxmode | LED Wall Sconce | LO045-27K |  | Outdoor | LED | Porch (Wall Mounted) | 815 | 10.2 |  |  | 2700K |  | 25000 | Photo Sensor |  | 2016-05-17
Zhongshan Luxmode Industrial Co., LTD. | Luxmode | LED Wall Sconce | LO045-30K |  | Outdoor | LED | Porch (Wall Mounted) | 815 | 10.2 |  |  | 3000K |  | 25000 | Photo Sensor |  | 2016-05-17
Zhongshan Luxmode Industrial Co., LTD. | Luxmode | LED Wall Sconce | LO045-40K |  | Outdoor | LED | Porch (Wall Mounted) | 815 | 10.2 |  |  | 4000/4100K |  | 25000 | Photo Sensor |  | 2016-05-17
Zhongshan Luxmode Industrial Co., LTD. | Luxmode | LED Wall Sconce | LO045-50K |  | Outdoor | LED | Porch (Wall Mounted) | 815 | 10.2 |  |  | 5000K |  | 25000 | Photo Sensor |  | 2016-05-17
Zhongshan Luxmode Industrial Co., LTD. | Luxmode | LED Wall Sconce | LO068-27K |  | Outdoor | LED | Porch (Wall Mounted) | 815 | 10.2 |  |  | 2700K |  | 25000 | Photo Sensor |  | 2016-05-17
Zhongshan Luxmode Industrial Co., LTD. | Luxmode | LED Wall Sconce | LO068-30K |  | Outdoor | LED | Porch (Wall Mounted) | 815 | 10.2 |  |  | 3000K |  | 25000 | Photo Sensor |  | 2016-05-17
Zhongshan Luxmode Industrial Co., LTD. | Luxmode | LED Wall Sconce | LO068-40K |  | Outdoor | LED | Porch (Wall Mounted) | 815 | 10.2 |  |  | 4000/4100K |  | 25000 | Photo Sensor |  | 2016-05-17
Zhongshan Luxmode Industrial Co., LTD. | Luxmode | LED Wall Sconce | LO068-50K |  | Outdoor | LED | Porch (Wall Mounted) | 815 | 10.2 |  |  | 5000K |  | 25000 | Photo Sensor |  | 2016-05-17
Zhongshan Luxmode Industrial Co., LTD. | Luxmode | LED Wall Sconce | LO075-27K |  | Outdoor | LED | Porch (Wall Mounted) | 815 | 10.2 |  |  | 2700K |  | 25000 | Photo Sensor |  | 2016-05-17
Zhongshan Luxmode Industrial Co., LTD. | Luxmode | LED Wall Sconce | LO075-30K |  | Outdoor | LED | Porch (Wall Mounted) | 815 | 10.2 |  |  | 3000K |  | 25000 | Photo Sensor |  | 2016-05-17
Zhongshan Luxmode Industrial Co., LTD. | Luxmode | LED Wall Sconce | LO075-40K |  | Outdoor | LED | Porch (Wall Mounted) | 815 | 10.2 |  |  | 4000/4100K |  | 25000 | Photo Sensor |  | 2016-05-17
Zhongshan Luxmode Industrial Co., LTD. | Luxmode | LED Wall Sconce | LO075-50K |  | Outdoor | LED | Porch (Wall Mounted) | 815 | 10.2 |  |  | 5000K |  | 25000 | Photo Sensor |  | 2016-05-17
Zhongshan Luxmode Industrial Co., LTD. | Luxmode | LED Wall Sconce | LO076-27K |  | Outdoor | LED | Porch (Wall Mounted) | 815 | 10.2 |  |  | 2700K |  | 25000 | Photo Sensor |  | 2016-05-17
Zhongshan Luxmode Industrial Co., LTD. | Luxmode | LED Wall Sconce | LO076-30K |  | Outdoor | LED | Porch (Wall Mounted) | 815 | 10.2 |  |  | 3000K |  | 25000 | Photo Sensor |  | 2016-05-17
Zhongshan Luxmode Industrial Co., LTD. | Luxmode | LED Wall Sconce | LO076-40K |  | Outdoor | LED | Porch (Wall Mounted) | 815 | 10.2 |  |  | 4000/4100K |  | 25000 | Photo Sensor |  | 2016-05-17
Zhongshan Luxmode Industrial Co., LTD. | Luxmode | LED Wall Sconce | LO076-50K |  | Outdoor | LED | Porch (Wall Mounted) | 815 | 10.2 |  |  | 5000K |  | 25000 | Photo Sensor |  | 2016-05-17

## CFL Porch Lighting (MESP Only)
ENERGY STAR Qualified Light Fixtures Product List
Last Updated October 18, 2016
Below are currently qualified ENERGY STAR models available for sale in the U.S. and Canada.
ENERGY STAR Partner | Brand Name | Model Name | Model Number | Additional Model Information | Indoor/Outdoor | Technology | Fixture Type | Light Output (lm) | Total Input Power (Watts) | Energy Efficiency - Measured Outside the Fixture (lm/W) | Power Factor | Appearance/Correlated Color Temperature (K) | Color Quality (CRI) | Light Source Life (hrs) | Special Features | Notes | Date Qualified
Progress Lighting | Progress Lighting | Westport | P5862xxxxxx | Westport,P5863xxxxxx, | Outdoor | Fluorescent | Porch (Wall Mounted) | 800 | 13 |  |  | 2700K |  | 10000 | Non-Dimmable |  | 2016-02-23
Progress Lighting | Progress Lighting | Westport | P5864xxxxxx | Loyal,P6040-xxWBxx, | Outdoor | Fluorescent | Porch (Wall Mounted) | 1380 | 18 |  |  | 2700K |  | 10000 | Non-Dimmable | xxxxxx can be any combination of numbers and letters | 2016-02-23
Progress Lighting | Progress Lighting | Roman Coach | P5985xxxxxx | Ashmore,P5874xxxxxx,; Ashmore,P5875xxxxxx,; Ashmore,P5876-xxWBxx,; Loyal,P6041-xxWBxx,; Loyal,P6042-xxWBxx,; Loyal,P6521-xxWBxx, | Outdoor | Fluorescent | Porch (Wall Mounted) | 1849 | 26 |  |  | 2700K |  | 10000 | Non-Dimmable | xxxxxx can be any combination of numbers and letters. | 2016-02-23
Progress Lighting | Progress Lighting | Promenade | P6033-xxxxxx |  | Outdoor | Fluorescent | Porch (Wall Mounted) | 800 | 13 |  |  | 2700K |  | 10000 | Non-Dimmable | xxxxxx can be any combination of numbers and letters. | 2016-02-23
Progress Lighting | Progress Lighting | Promenade | P6034-xxxxxx | Promenade,P6035-xxxxxx,; Promenade,P6518-xxxxxx, | Outdoor | Fluorescent | Porch (Wall Mounted) | 1849 | 26 |  |  | 2700K |  | 10000 | Non-Dimmable | xxxxxx can be any combination of numbers and letters | 2016-02-23
Progress Lighting | Progress Lighting | Jack | P6045-xxxxxx |  | Outdoor | Fluorescent | Porch (Wall Mounted) | 1380 | 18 |  |  | 2700K |  | 10000 | Non-Dimmable | xxxxxx can be any combination of numbers and letters. | 2016-02-23
Progress Lighting | Progress Lighting | Jack | P6046-xxxxxx |  | Outdoor | Fluorescent | Porch (Wall Mounted) | 1849 | 26 |  |  | 2700K |  | 10000 | Non-Dimmable | xxxxxx can be any combination of numbers and letters | 2016-02-23
Progress Lighting | Progress Lighting | Westport | P3883xxxxxx |  | Outdoor | Fluorescent | Porch (Wall Mounted) | 800 | 13 |  |  | 2700K |  | 10000 | Non-Dimmable | xxxxxx can be any combination of numbers and letters. | 2016-02-22
NexEco Energy Conservation, Inc. | NexEco | Exterior Porch Pagoda | FONE18GUPB | Exterior Porch Pagoda,FONE18GUPW, | Outdoor | Fluorescent | Porch (Wall Mounted) | 1369 | 19 |  |  |  |  | 10000 | Non-Dimmable |  | 2015-10-12
UPI (China) Ltd | NEWPORT COASTAL LIGHTING | Outdoor Wall-mounted Luminaire | PLGU101(7974-XX) |  | Outdoor | Fluorescent | Porch (Wall Mounted) | 939 | 13 |  |  | 2700K |  | 10000 | Non-Dimmable |  | 2016-07-29